## Grid GenerationQueue
Report Run Date: 08/08/2023
The California ISO Controlled Grid Generation Queue for All: Active
[6 empty] | Generating Facility | [5 empty] | MWs | [7 empty] | Deliverability Status |  |  |  | Cleaned TPD info | [17 empty] | Location |  | Point of Interconnection |  |  |  |  | Transmission Mapping Sub |  |  |  | Mapping |  | Study Availability
Project Name | Queue Position | Interconnection Request Receive Date | Queue Date | Application Status | Study Process | Type-1 | Type-2 | Type-3 | Fuel-1 | Fuel-2 | Fuel-3 | MW-1 | MW-1 Online pre-8/1, Master List, Contracted | In-Dev List but not Contracted | MW-2 | MW-2 Online pre-8/1, Master List, Contracted | In-Dev List but not Contracted | MW-3 | Net MWs to Grid | Full Capacity, Partial or Energy Only (FC/P/EO) | TPD Allocation Percentage | Off-Peak Deliverability and Economic Only | TPD Allocation Group | Deliverability % (Percentage of Net MWs to Grid) | Maximum Deliverabe Net MWs to Grid (Installed) | Type-1 Deliverability % | Type-2 Deliverability % | Has TPD (Partial or Full) | Resource Type | Battery (Total) | Battery (FCDS) | LDES (Total) | LDES (FCDS) | Solar (Total) | Solar (FCDS) | Geothermal (Total) | Geothermal (FCDS) | Onshore Wind (Total) | Onshore Wind (FCDS) | Offshore Wind (Total) | Offshore Wind (FCDS) | County | State | Utility | PTO Study Region | Solar HSN Value | Wind HSN Value | Station or Transmission Line | Substation | Voltage | Proposed On-line Date (as filed with IR) | Current On-line Date | First Available Year | Suspension Status | Feasibility Study or Supplemental Review | System Impact Study or Phase I Cluster Study | Facilities Study (FAS) or Phase II Cluster Study | Optional Study (OS) | Interconnection Agreement Status | Ability to interconnect. 1. Nothing Needed 2. Only RAS 3. Apporved Tx
MONTEZUMA (HIGH WINDS III) | 22 | 2003-11-18 | 2003-11-18 08:00 | ACTIVE | AMEND 39 | Wind Turbine | Storage |  | Wind Turbine | Battery |  | 38 | 38 |  | 38 | 0 |  |  | 38 |  |  | Off-Peak Deliverability | Group D | 1 | 38 | 0 | 0 | 1 | Wind-Hybrid | 38 | 12.73 | 0 | 0 | 0 | 0 | 0 | 0 | 0 | 0 | 0 | 0 | SOLANO | CA | PGAE | Northern | 0.1 | 0.665 | Birds Landing Sub 230 kV Bus | Birds Landing | 230 | 2005-06-30 07:00 | 2010-12-30 08:00 | 2011 |  |  | Complete | Complete |  | Executed | 2
TULE WIND | 32 | 2004-05-12 | 2004-05-24 07:00 | ACTIVE | Serial LGIP | Wind Turbine |  |  | Wind Turbine |  |  | 193.8 | 130.5 | [5 empty] | 193.8 | Partial Capacity | 65.5 | Off-Peak Deliverability |  | 0.68 | 131 | 0 | 0 | 1 | Wind Turbine | 0 | 0 | 0 | 0 | 0 | 0 | 0 | 0 | 63.3 | 0.5 | 0 | 0 | SAN DIEGO | CA | SDGE |  | 0.03 | 0.337 | Boulevard East Substation 138 kV | ECO | 138 | 2007-09-01 07:00 | 2027-12-31 08:00 | 2028 |  | Waived | Complete | Complete | None | Executed | 99
FRESNO COGENERATION EXPANSION PROJECT | 61 | 2005-03-28 | 2005-03-30 08:00 | ACTIVE | AMEND 39 | Steam Turbine | Storage |  | Natural Gas | Battery |  | 73.27 | 0 |  | 18.5 | 0 |  |  | 73.27 |  |  | Off-Peak Deliverability |  | 1 | 73.27 | 0 | 0 | 1 | Other | 18.5 | 0 | 0 | 0 | 0 | 0 | 0 | 0 | 0 | 0 | 0 | 0 | FRESNO | CA | PGAE | Fresno | 0.1 | 0.665 | Helm-Kerman 70kV line | Helm | 230 | 2006-05-31 07:00 | 2023-02-28 08:00 | 2023 |  |  | Complete | Complete |  | Executed | 99
LAKE ELSINORE ADVANCED PUMPED STORAGE PROJECT | 72 | 2005-04-26 | 2005-06-21 07:00 | ACTIVE | Serial LGIP | Storage |  |  | Pumped-Storage hydro |  |  | 500 | 0 | [5 empty] | 500 | Full Capacity |  |  |  | 1 | 500 | 0 | 0 | 1 | LDES | 0 | 0 | 500 | 500 | 0 | 0 | 0 | 0 | 0 | 0 | 0 | 0 | RIVERSIDE | CA | SDGE |  | 0.03 | 0.337 | Proposed Lee Lake Substation 500 kV | Alberhill | 500 | 2008-12-31 08:00 | 2028-12-31 08:00 | 2029 |  | Waived | Complete | Re-Study | None | Executed | 99
WINDSTAR I ALTERNATE | 100 | 2006-04-05 | 2006-04-05 07:00 | ACTIVE | Serial LGIP | Wind Turbine | Storage |  | Wind Turbine | Battery |  | 120 | 120 |  | 120 | 0 |  |  | 120 |  |  | Off-Peak Deliverability |  | 1 | 120 | 0 | 0 | 1 | Wind-Hybrid | 120 | 53.16 | 0 | 0 | 0 | 0 | 0 | 0 | 0 | 0 | 0 | 0 | KERN | CA | SCE | Northern | 0.106 | 0.557 | Vincent Substation 230kV | Vincent | 230 | 2007-12-31 08:00 | 2025-08-01 07:00 | 2025 |  | Waived | Complete | None | None | Executed | 2
SANDSTORM WIND POWER | 138 | 2006-10-23 | 2006-10-23 07:00 | ACTIVE | Serial LGIP | Wind Turbine | Storage |  | Wind Turbine | Battery |  | 60 | 0 |  | 90 | 0 |  |  | 150 | Partial Capacity | 30.44 | Off-Peak Deliverability |  | 0.3044 | 45.66 | 0 | 0 | 1 | Wind-Hybrid | 90 | 45.66 | 0 | 0 | 0 | 0 | 0 | 0 | 60 | 0 | 0 | 0 | RIVERSIDE | CA | SCE | Eastern | 0.106 | 0.557 | Devers Substation 220 kV | Devers | 230 | 2008-12-31 08:00 | 2024-10-30 07:00 | 2025 |  | Waived | Complete | Complete | None | Executed | 2
DESERT SUNLIGHT PV I | 146 | 2006-11-16 | 2006-11-16 08:00 | ACTIVE | Serial LGIP | Photovoltaic | Storage |  | Solar | Battery |  | 250 | 250 |  | 230 | 230 |  |  | 250 | Partial Capacity | 65 | Off-Peak Deliverability |  | See columns P& Q | 146 and 147 have a combined net MW @ POI of 550 and are capped at an NQC of 506MW = to 92% PCDS | 0 | 1 | 1 | Solar-Hybrid | 0 | 0 | 0 | 0 | 0 | 0 | 0 | 0 | 0 | 0 | 0 | 0 | RIVERSIDE | CA | SCE | Eastern | 0.106 | 0.557 | Red Bluff Substation 230kV | Red bluff | 230 | 2008-12-01 08:00 | 2024-03-15 07:00 | 2024 |  | Required | Complete | Complete | None | Executed | 2
DESERT SUNLIGHT PV II | 147 | 2006-11-16 | 2006-11-16 08:00 | ACTIVE | Serial LGIP | Photovoltaic | Storage |  | Solar | Battery |  | 300 | 300 |  | 230 | 230 |  |  | 300 | Partial Capacity | 65 | Off-Peak Deliverability |  | See columns P& Q | 146 and 147 have a combined net MW @ POI of 550 and are capped at an NQC of 506MW = to 92% PCDS | 0 | 1 | 1 | Solar-Hybrid | 0 | 0 | 0 | 0 | 0 | 0 | 0 | 0 | 0 | 0 | 0 | 0 | RIVERSIDE | CA | SCE | Eastern | 0.106 | 0.557 | Red Bluff Substation 230kV | Red bluff | 230 | 2010-02-01 08:00 | 2023-08-01 07:00 | 2023 |  | Required | Complete | Complete | None | Executed | 99
MONTEZUMA II | 222 | 2007-05-23 | 2007-05-23 07:00 | ACTIVE | TC | Wind Turbine | Storage |  | Wind Turbine | Battery |  | 78 | 78 |  | 54 | 0 |  |  | 78 | Full Capacity |  | Off-Peak Deliverability | Group D | 1 | 78 | 0 | 0 | 1 | Wind-Hybrid | 54 | 26.13 | 0 | 0 | 0 | 0 | 0 | 0 | 0 | 0 | 0 | 0 | SOLANO | CA | PGAE | Northern | 0.1 | 0.665 | Birds Landing Substation 230kV | Birds Landing | 230 | 2010-12-31 08:00 | 2012-01-29 08:00 | 2012 |  | NA | Complete | Complete | NA | Executed | 2
DRACKER SOLAR | 294 | 2008-01-15 | 2008-01-16 08:00 | ACTIVE | TC | Photovoltaic | Storage |  | Solar | Battery |  | 485 | 422.5 |  | 390.2 | 387 |  |  | 485 | Partial Capacity | 75.2 | Off-Peak Deliverability |  | See columns P& Q | See columns P& Q | 0.2831 | 1 | 1 | Solar-Hybrid | 3.2 | 3.2 | 0 | 0 | 62.5 | 0 | 0 | 0 | 0 | 0 | 0 | 0 | RIVERSIDE | CA | SCE | None | 0.106 | 0.557 | Colorado River Substation 500kV | Colorado River | 500 | 2012-06-01 07:00 | 2023-08-31 07:00 | 2023 |  | NA | Complete | Complete | NA | Executed | 99
ALTA VISTA SUNTOWER GENERATING STATION | 297 | 2008-01-18 | 2008-01-18 08:00 | ACTIVE | TC | Steam Turbine | Storage |  | Solar | Battery |  | 66 | 66 |  | 66 | 0 |  |  | 66 | Full Capacity |  | Off-Peak Deliverability | Group D | 1 | 66 | 0 | 0 | 1 | Solar-Hybrid | 66 | 66 | 0 | 0 | 0 | 0 | 0 | 0 | 0 | 0 | 0 | 0 | LOS ANGELES | CA | SCE | Northern | 0.106 | 0.557 | Neenach-Bailey 66kV line | Bailey | 230 | 2009-12-01 08:00 | 2025-04-15 07:00 | 2025 |  | NA | Complete | Complete | NA | Executed | 2
ALMASOL | 365 | 2008-05-06 | 2008-05-12 07:00 | ACTIVE | TC | Photovoltaic | Storage |  | Solar | Battery |  | 457 | 457 |  | 50 | 50 |  |  | 457 | Full Capacity |  | Off-Peak Deliverability |  | 1 | 500 | 0 | 0 | 1 | Solar-Hybrid | 0 | 0 | 0 | 0 | 0 | 0 | 0 | 0 | 0 | 0 | 0 | 0 | RIVERSIDE | CA | SCE | Eastern | 0.106 | 0.557 | Red Bluff Substation 230kV | Red bluff | 230 | 2013-12-28 08:00 | 2025-06-01 07:00 | 2025 |  | NA | Complete | Complete | NA | Executed | 2
LOS ESTEROS CRITICAL ENERGY FACILITY EXPANSION | 378 | 2008-05-28 | 2008-05-28 07:00 | ACTIVE | TC | Combined Cycle | Storage |  | Natural Gas | Battery |  | 120 |  |  | 3 |  |  |  | 120 | Full Capacity |  | Off-Peak Deliverability |  | 1 | 120 | 0 | 0 | 1 | Other | 3 | 0 | 0 | 0 | 0 | 0 | 0 | 0 | 0 | 0 | 0 | 0 | SANTA CLARA | CA | PGAE | Northern | 0.1 | 0.665 | Los Esteros Substation 115kV bus | Los Esteros | 115 | 2011-06-01 07:00 | 2023-09-01 07:00 | 2023 |  | NA | Complete | Complete | NA | Executed | 2
SLOTH | 421 | 2008-05-30 | 2008-05-30 07:00 | ACTIVE | TC | Photovoltaic | Storage |  | Solar | Battery |  | 49.5 | 49.5 |  | 15 | 15 |  |  | 49.5 | Energy Only |  | Off-Peak Energy Only |  | 0 | 0 | 0 | 0 | 0 | Solar-Hybrid | 0 | 0 | 0 | 0 | 0 | 0 | 0 | 0 | 0 | 0 | 0 | 0 | RIVERSIDE | CA | SCE | Eastern | 0.106 | 0.557 | Red Bluff Substation 220kV | Red bluff | 230 | 2012-02-01 08:00 | 2024-07-31 07:00 | 2024 |  | NA | Complete | Complete | NA | Executed | 2
SILVER STATE SOUTH SOLAR PROJECT | 467 | 2008-05-30 | 2008-06-02 07:00 | ACTIVE | TC | Steam Turbine | Storage |  | Solar | Battery |  | 230 | 230 |  | 200 | 200 |  |  | 230 | Full Capacity |  | Off-Peak Deliverability |  | 1 | 230 | 0 | 0 | 1 | Solar-Hybrid | 0 | 0 | 0 | 0 | 0 | 0 | 0 | 0 | 0 | 0 | 0 | 0 | CLARK | NV | SCE | EOP | 0.106 | 0.557 | Eldorado-Ivanpah 230kV line | Ivanpah | 230 | 2012-08-01 07:00 | 2024-12-31 08:00 | 2025 |  | NA | Complete | Complete | NA | Executed | 2
ROSAMOND WEST SOLAR | 506 | 2009-07-30 | 2009-07-31 07:00 | ACTIVE | C01 | Photovoltaic | Storage |  | Solar | Battery |  | 299.6 | 299.6 |  | 147.7 | 147 |  |  | 299.6 | Full Capacity |  | Off-Peak Deliverability |  | 1 | 299.6 | 0 | 0 | 1 | Solar-Hybrid | 0.7 | 0.7 | 0 | 0 | 0 | 0 | 0 | 0 | 0 | 0 | 0 | 0 | KERN | CA | SCE | Northern | 0.106 | 0.557 | Whirlwind Substation 230kV | Whirlwind | 230 | 2015-07-31 07:00 | 2023-07-30 07:00 | 2023 |  | NA | Complete | Complete | NA | Executed | 99
CROW CREEK SOLAR 1 (FKA: FRONTIER SOLAR 1) (FKA AS SCATEC WESTSIDE SOLAR RANCH I AND STANISLAUS PV - PHASE 1) | 539 | 2009-12-18 | 2009-12-18 08:00 | ACTIVE | SGIP | Photovoltaic | Storage |  | Solar | Battery |  | 20 | 20 |  | 20 | 0 |  |  | 20 | Energy Only |  | Off-Peak Deliverability |  | 0 | 0 | 0 | 0 | 0 | Solar-Hybrid | 20 | 0 | 0 | 0 | 0 | 0 | 0 | 0 | 0 | 0 | 0 | 0 | STANISLAUS | CA | PGAE | None | 0.1 | 0.665 | Salado-Newman #1 60kV line | Crow Creek | 60 | 2012-10-31 07:00 | 2016-06-30 07:00 | 2016 |  | None | Facilities Study | SGIA | NA | Executed | 99
KETTLEMAN SOLAR PROJECT (FKA KETTLEMAN SOLAR FARM) | 625 | 2010-05-14 | 2010-05-14 07:00 | ACTIVE | SGIP | Photovoltaic | Storage |  | Solar | Battery |  | 20 | 20 |  | 20 | 0 |  |  | 20 | Energy Only |  | Off-Peak Deliverability |  | 0 | 0 | 0 | 0 | 0 | Solar-Hybrid | 20 | 0 | 0 | 0 | 0 | 0 | 0 | 0 | 0 | 0 | 0 | 0 | KINGS | CA | PGAE | None | 0.1 | 0.665 | Henrietta-Tulare Lake 70kV | Henrietta | 230 | 2011-12-31 08:00 | 2025-04-01 07:00 | 2025 |  | None | Facilities Study | SGIA | NA | Executed | 2
APPARENT FIRST HYBRID | 653F | 2010-10-07 | 2010-10-13 07:00 | ACTIVE | SGIP-TC | Photovoltaic | Storage |  | Solar | Battery |  | 12 |  | 12 | 12.1 |  |  |  | 12 | Energy Only |  | Off-Peak Energy Only |  | 0 | 0 | 0 | 0 | 0 | Solar-Hybrid | 12.1 | 0 | 0 | 0 | 0 | 0 | 0 | 0 | 0 | 0 | 0 | 0 | YOLO | CA | PGAE | None | 0.1 | 0.665 | Woodland-Davis 115 kV | Davis | 115 | 2012-05-01 07:00 | 2022-05-30 07:00 | 2022 |  | NA | Complete | Complete | NA | Executed | 99
EXCELSIOR SOLAR (FKA: BURFORD FIVE POINTS) | 678 | 2011-03-31 | 2011-03-31 07:00 | ACTIVE | C04 | Photovoltaic | Storage |  | Solar | Battery |  | 60 | 60 |  | 60 | 0 |  |  | 60 | Full Capacity |  | Off-Peak Deliverability |  | 1 | 60 | 0 | 0 | 1 | Solar-Hybrid | 60 | 60 | 0 | 0 | 0 | 0 | 0 | 0 | 0 | 0 | 0 | 0 | FRESNO | CA | PGAE | None | 0.1 | 0.665 | Panoche-Schindler #1 & #2 115kV | Schindler | 115 | 2013-09-05 07:00 | 2024-12-20 08:00 | 2025 |  | NA | Complete | Complete | NA | Executed | 99
COLUMBIA SOLAR ENERGY 2 FKA COLUMBIA SOLAR ENERGY II | 687 | 2011-03-31 | 2011-03-31 07:00 | ACTIVE | C04 | Photovoltaic | Storage |  | Solar | Battery |  | 20 | 19 |  | 20 | 0 |  |  | 20 | Full Capacity |  | Off-Peak Deliverability | Group D | 1 | 20 | 0 | 0 | 1 | Solar-Hybrid | 20 | 20 | 0 | 0 | 1 | 0 | 0 | 0 | 0 | 0 | 0 | 0 | CONTRA COSTA | CA | PGAE | None | 0.1 | 0.665 | Pittsburg - Kirker - Columbia Steel 115 KV | Kirker | 115 | 2012-12-31 08:00 | 2015-10-21 07:00 | 2016 |  | NA | Complete | Complete | NA | Executed | 2
LASSEN LODGE HYDROELECTRIC | 720 | 2011-03-31 | 2011-03-31 07:00 | ACTIVE | C04 | Hydro |  |  | Water |  |  | 4.5 | [6 empty] | 4.5 | Energy Only |  |  |  | 0 | 0 | 0 | 0 | 0 | Other | 0 | 0 | 0 | 0 | 0 | 0 | 0 | 0 | 0 | 0 | 0 | 0 | TEHAMA | CA | PGAE | None | 0.1 | 0.665 | Vota - South 60 KV | Cottonwood | 230 | 2012-12-15 08:00 | 2024-10-16 07:00 | 2025 |  | NA | Complete | Complete | NA | Executed | 2
REDWOOD SOLAR FARM | 744 | 2011-03-31 | 2011-03-31 07:00 | ACTIVE | C04 | Photovoltaic |  |  | Solar |  |  | 90 | 78.31 | 12 |  |  |  |  | 90 | Partial Capacity | 87 | Off-Peak Deliverability | Group D | 87% | 78.3 | 0 | 0 | 1 | Solar | 0 | 0 | 0 | 0 | 0 | 0 | 0 | 0 | 0 | 0 | 0 | 0 | KERN | CA | PGAE | None | 0.1 | 0.665 | Lamont Sub 115 KV Bus | Lamont | 115 | 2014-07-01 07:00 | 2024-07-01 07:00 | 2024 |  | NA | Complete | Complete | NA | Executed | 2
BIG SKY SOLAR | 768 | 2011-03-31 | 2011-03-31 07:00 | ACTIVE | C04 | Photovoltaic | Storage |  | Solar | Battery |  | 320 | 320 |  | 163.4 | 0 |  |  | 320 | Partial Capacity | 95 | Off-Peak Deliverability |  | See columns P& Q | See columns P& Q | 1 | 0 | 1 | Solar-Hybrid | 163.4 | 0 | 0 | 0 | 0 | 0 | 0 | 0 | 0 | 0 | 0 | 0 | LOS ANGELES | CA | SCE | Northern | 0.106 | 0.557 | Antelope Substation 230kV bus | Antelope | 230 | 2014-12-31 08:00 | 2023-01-31 08:00 | 2023 |  | NA | Complete | Complete | NA | Executed | 2
WRIGHT SOLAR | 779 | 2011-03-31 | 2011-03-31 07:00 | ACTIVE | C04 | Photovoltaic | Storage |  | Solar | Battery |  | 200 | 200 |  | 80 | 80 |  |  | 200 | Full Capacity |  | Off-Peak Deliverability |  | 1 | 200 | 0 | 0 | 1 | Solar-Hybrid | 0 | 0 | 0 | 0 | 0 | 0 | 0 | 0 | 0 | 0 | 0 | 0 | MERCED | CA | PGAE | None | 0.1 | 0.665 | Los Banos-Panoche #1 230kV | Los Banos | 230 | 2014-01-06 08:00 | 2023-11-03 07:00 | 2024 |  | NA | Complete | Complete | NA | Executed | 2
RUGGED SOLAR FARM | 789 | 2011-03-30 | 2011-03-31 07:00 | ACTIVE | C04 | Photovoltaic |  |  | Solar |  |  | 71.88 | [6 empty] | 71.88 | Energy Only |  | Off-Peak Deliverability | Group B | 0 | 0 | 0 | 0 | 0 | Solar | 0 | 0 | 0 | 0 | 71.88 | 0 | 0 | 0 | 0 | 0 | 0 | 0 | SAN DIEGO | CA | SDGE |  | 0.03 | 0.337 | Boulevard East Substation 69 kV | ECO | 138 | 2015-07-31 07:00 | 2023-08-10 07:00 | 2023 |  | NA | Complete | Complete | NA | Executed | 2
STAGE COACH SOLAR | 897 | 2012-04-02 | 2012-04-02 07:00 | ACTIVE | C05 | Photovoltaic | Storage |  | Solar | Battery |  | 200 |  |  | 50 |  |  |  | 200 | Energy Only |  | Off-Peak Deliverability |  | 0% | 0 | 0 | 0 | 0 | Solar-Hybrid | 50 | 0 | 0 | 0 | 200 | 0 | 0 | 0 | 0 | 0 | 0 | 0 | SAN BERNARDINO | CA | SCE | NOL | 0.106 | 0.557 | Calcite Substation 220kV bus | Calcite | 230 | 2016-12-01 08:00 | 2026-08-01 07:00 | 2026 |  | NA | Complete | Complete | NA | Executed | 2
NORTHERN ORCHARD SOLAR | 946 | 2013-04-23 | 2013-04-30 07:00 | ACTIVE | C06 | Photovoltaic | Storage |  | Solar | Battery |  | 100 | 150 |  | 92 | 92 |  |  | 100 | Partial Capacity | 60 | Off-Peak Deliverability |  | See columns P& Q | See columns P& Q | 0 | 1 | 1 | Solar-Hybrid | 0 | 0 | 0 | 0 | 0 | 0 | 0 | 0 | 0 | 0 | 0 | 0 | KERN | CA | PGAE | None | 0.1 | 0.665 | Midway- Wheeler Ridge #2 - 230 kV Line | New Sub - Midway - Wheeler Ridge (Proposed) | 230 | 2015-12-01 08:00 | 2023-12-31 08:00 | 2024 |  | NA | Complete | Complete | NA | Executed | 2
FIFTH STANDARD SOLAR | 954 | 2013-04-29 | 2013-04-30 07:00 | ACTIVE | C06 | Photovoltaic | Storage |  | Solar | Battery |  | 150 | 150 |  | 117 | 117 |  |  | 150 | Partial Capacity | 67.8 | Off-Peak Deliverability |  | See columns P& Q | See columns P& Q | 0.2142 | 1 | 1 | Solar-Hybrid | 0 | 0 | 0 | 0 | 0 | 0 | 0 | 0 | 0 | 0 | 0 | 0 | FRESNO | CA | PGAE | None | 0.1 | 0.665 | Gates Substation 230 kV | Gates | 230 | 2016-07-01 07:00 | 2023-03-15 07:00 | 2023 |  | NA | Complete | Complete | NA | Executed | 1
SUNSHINE VALLEY SOLAR 1 | 993 | 2013-04-30 | 2013-04-30 07:00 | ACTIVE | C06 | Photovoltaic | Storage |  | Solar | Battery |  | 50 | 50 |  | 40 | 0 |  |  | 50 | Full Capacity |  | Off-Peak Deliverability |  | 1 | 50 | 0 | 0 | 1 | Solar-Hybrid | 40 | 40 | 0 | 0 | 0 | 0 | 0 | 0 | 0 | 0 | 0 | 0 | NYE | NV | VEA |  | 0.106 | 0.557 | Valley Substation 138kV | Valley (VEA) | 138 | 2016-12-31 08:00 | 2023-07-31 07:00 | 2023 |  | NA | Complete | Complete | NA | Executed | 2
LASSEN LODGE HYDROELECTRIC 2 | 1002 | 2013-05-01 | 2013-04-30 07:00 | ACTIVE | C06 | Hydro |  |  | Water |  |  | 0.5 | [6 empty] | 0.5 | Energy Only |  |  |  | 0 | 0 | 0 | 0 | 0 | Other | 0 | 0 | 0 | 0 | 0 | 0 | 0 | 0 | 0 | 0 | 0 | 0 | TEHAMA | CA | PGAE | None | 0.1 | 0.665 | Volta-South 60 kV Line | Cottonwood | 230 | 2015-11-15 08:00 | 2022-10-15 07:00 | 2023 |  | NA | Complete | Complete | NA | Executed | 2
BLACKBRIAR | 1027 | 2014-05-01 | 2014-04-30 07:00 | ACTIVE | C07 | Storage |  |  | Battery |  |  | 20 | 20 | [5 empty] | 20 | Full Capacity |  |  |  | 1 | 20 | 0 | 0 | 1 | Battery | 0 | 0 | 0 | 0 | 0 | 0 | 0 | 0 | 0 | 0 | 0 | 0 | FRESNO | CA | PGAE | Fresno | 0.1 | 0.665 | Gates Substation 230kV | Gates | 230 | 2016-06-01 07:00 | 2023-03-30 07:00 | 2023 |  | NA | Complete | Complete | NA | Executed | 99
CHULA VISTA ENERGY CENTER 2 | 1045 | 2014-04-30 | 2014-04-30 07:00 | ACTIVE | C07 | Storage |  |  | Battery |  |  | 50 | [6 empty] | 50 | Energy Only |  |  | Group D | 0 | 0 | 0 | 0 | 0 | Battery | 50 | 0 | 0 | 0 | 0 | 0 | 0 | 0 | 0 | 0 | 0 | 0 | SAN DIEGO | CA | SDGE |  | 0.03 | 0.337 | Otay Substation 69 kV | Otay | 69 | 2019-11-01 07:00 | 2025-06-01 07:00 | 2025 |  | NA | Complete | Complete | NA | Executed | 99
NORTH JOHNSON ENERGY CENTER | 1047 | 2014-04-30 | 2014-04-30 07:00 | ACTIVE | C07 | Storage |  |  | Battery |  |  | 50 |  | 50 |  |  |  |  | 50 | Energy Only |  |  | Group D | 0 | 0 | 0 | 0 | 0 | Battery | 0 | 0 | 0 | 0 | 0 | 0 | 0 | 0 | 0 | 0 | 0 | 0 | SAN DIEGO | CA | SDGE |  | 0.03 | 0.337 | El Cajon Substation 69 kV | El Cajon | 69 | 2019-11-01 07:00 | 2025-06-01 07:00 | 2025 |  | NA | Complete | Complete | NA | Executed | 99
ESCONDIDO ENERGY CENTER 2 | 1048 | 2014-04-30 | 2014-04-30 07:00 | ACTIVE | C07 | Storage |  |  | Battery |  |  | 50 | [6 empty] | 50 | Energy Only |  |  | Group D | 0 | 0 | 0 | 0 | 0 | Battery | 50 | 0 | 0 | 0 | 0 | 0 | 0 | 0 | 0 | 0 | 0 | 0 | SAN DIEGO | CA | SDGE |  | 0.03 | 0.337 | Escondido Substation 69 kV | Escondido | 230 | 2019-11-01 07:00 | 2025-07-17 07:00 | 2025 |  | NA | Complete | Complete | NA | In Progress | 1
WHITE WING RANCH SOLAR | 1062 | 2014-04-30 | 2014-04-30 07:00 | ACTIVE | C07 | Photovoltaic | Storage |  | Solar | Battery |  | 200 |  |  | 200 |  |  |  | 200 | Energy Only |  | Off-Peak Deliverability |  | 0 | 0 | 0 | 0 | 0 | Solar-Hybrid | 200 | 0 | 0 | 0 | 200 | 0 | 0 | 0 | 0 | 0 | 0 | 0 | YUMA | AZ | SDGE |  | 0.03 | 0.337 | Hoodoo Wash Switchyard 500 kV | Hoodoo Wash | 500 | 2018-12-31 08:00 | 2024-09-23 07:00 | 2024 |  | NA | Complete | Complete | NA | Executed | 1
ARES NEVADA | 1064 | 2014-04-30 | 2014-04-30 07:00 | ACTIVE | C07 | Storage |  |  | Gravity via Rail |  |  | 44 | [6 empty] | 44 | Energy Only |  |  |  | 0% | 0 | 0 | 0 | 0 | Other | 0 | 0 | 0 | 0 | 0 | 0 | 0 | 0 | 0 | 0 | 0 | 0 | NYE | NV | GLW | None | 0.106 | 0.557 | Gamebird Switchyard 230kV | Carpenter Canyon (fka Gamebird) | 230 | 2017-01-01 08:00 | 2027-01-08 08:00 | 2027 |  | NA | Complete | Complete | NA | Executed | 2
GASKELL WEST | 1074 | 2014-04-30 | 2014-04-30 07:00 | ACTIVE | C07 | Photovoltaic | Storage |  | Solar | Battery |  | 125 | 125 |  | 61.62 | 61.62 |  |  | 128.07 | Full Capacity |  | Off-Peak Deliverability |  | 1 | 128.07 | 0 | 0 | 1 | Solar-Hybrid | 0 | 0 | 0 | 0 | 0 | 0 | 0 | 0 | 0 | 0 | 0 | 0 | KERN | CA | SCE | Northern | 0.106 | 0.557 | Whirlwind Substation 220 kV | Whirlwind | 230 | 2016-06-30 07:00 | 2023-03-30 07:00 | 2023 |  | NA | Complete | Complete | NA | Executed | 2
WILLOW SPRINGS SOLAR 3 | 1076 | 2014-04-30 | 2014-04-30 07:00 | ACTIVE | C07 | Storage |  |  | Battery |  |  | 50 | 50 | [5 empty] | 50 | Full Capacity |  | Off-Peak Deliverability |  | 1 | 50 | 0 | 0 | 1 | Battery | 0 | 0 | 0 | 0 | 0 | 0 | 0 | 0 | 0 | 0 | 0 | 0 | KERN | CA | SCE | Northern | 0.106 | 0.557 | Whirlwind Substation 230 kV | Whirlwind | 230 | 2017-06-30 07:00 | 2024-04-30 07:00 | 2024 |  | NA | Complete | Complete | NA | Executed | 2
ALTAMONT MIDWAY LTD | 1096 | 2015-02-24 | 2015-04-13 07:00 | ACTIVE | FT | Wind Turbine |  |  | Wind Turbine |  |  | 5 | [6 empty] | 5 | Energy Only |  | Off-Peak Deliverability |  | 0 | 0 | 0 | 0 | 0 | Wind Turbine | 0 | 0 | 0 | 0 | 0 | 0 | 0 | 0 | 5 | 0 | 0 | 0 | ALAMEDA | CA | PGAE | None | 0.1 | 0.665 | Altamont Midway Substation 230 kV | Altamont Midway (Sandhill) | 230 | 2015-08-31 07:00 | 2023-12-31 08:00 | 2024 |  | None | NA | NA | NA | Executed | 2
BEAR CANYON ENERGY STORAGE | 1097 | 2015-04-29 | 2015-04-30 07:00 | ACTIVE | C08 | Storage |  |  | Battery |  |  | 13.25 | 13 | [5 empty] | 13 | Full Capacity |  |  |  | 1 | 13 | 0 | 0 | 1 | Battery | 0.25 | 0 | 0 | 0 | 0 | 0 | 0 | 0 | 0 | 0 | 0 | 0 | LAKE | CA | PGAE | None | 0.1 | 0.665 | Geysers #12-Fulton 230kV line | Geysers 12 | 230 | 2018-01-01 08:00 | 2022-11-01 07:00 | 2023 |  | NA | Complete | Complete | NA | Executed | 3
FOUNTAIN WIND | 1106 | 2015-04-30 | 2015-04-30 07:00 | ACTIVE | C08 | Wind Turbine |  |  | Wind Turbine |  |  | 206 | [6 empty] | 200 | Full Capacity |  | Off-Peak Deliverability |  | 1 | 200 | 0 | 0 | 1 | Wind Turbine | 0 | 0 | 0 | 0 | 0 | 0 | 0 | 0 | 206 | 200 | 0 | 0 | SHASTA | CA | PGAE | None | 0.1 | 0.665 | Pit1-Cottonwood 230kV line | New Sub - Pit 1 - Cottonwood (Proposed) | 230 | 2020-10-15 07:00 | 2027-09-15 07:00 | 2027 |  | NA | Complete | Complete | NA | Executed | 2
NORTH CENTRAL VALLEY | 1109 | 2015-04-30 | 2015-04-30 07:00 | ACTIVE | C08 | Storage |  |  | Battery |  |  | 150 | 132 | [5 empty] | 132 | Full Capacity |  |  |  | 1 | 132 | 0 | 0 | 1 | Battery | 18 | 0 | 0 | 0 | 0 | 0 | 0 | 0 | 0 | 0 | 0 | 0 | SAN JOAQUIN | CA | PGAE | None | 0.1 | 0.665 | Belotta Substation 115 kV | Bellota | 115 | 2021-06-01 07:00 | 2023-05-17 07:00 | 2023 |  | NA | Complete | Complete | NA | Executed | 2
ULTRAPOWER CHINESE STATION BESS | 1116 | 2015-04-30 | 2015-04-30 07:00 | ACTIVE | C08 | Storage |  |  | Battery |  |  | 10 | 10 | [5 empty] | 10 | Full Capacity |  |  |  | 1 | 10 | 0 | 0 | 1 | Battery | 0 | 0 | 0 | 0 | 0 | 0 | 0 | 0 | 0 | 0 | 0 | 0 | TUOLUMNE | CA | PGAE | None | 0.1 | 0.665 | Melones-Curtis 115kV line | Peoria | 115 | 2017-03-31 07:00 | 2023-12-30 08:00 | 2024 |  | NA | Complete | Complete | NA | Executed | 99
CHESTNUT WESTSIDE | 1120 | 2015-04-30 | 2015-04-30 07:00 | ACTIVE | C08 | Photovoltaic | Storage |  | Solar | Battery |  | 152 |  | 150 | 135 |  | 135 |  | 150 | Full Capacity |  | Off-Peak Deliverability | Group A | 1 | 150 | 0 | 0 | 1 | Solar-Hybrid | 0 | 0 | 0 | 0 | 2 | 0 | 0 | 0 | 0 | 0 | 0 | 0 | KINGS | CA | PGAE | Fresno | 0.1 | 0.665 | Gates Substation 230kV | Gates | 230 | 2021-04-19 07:00 | 2023-12-18 08:00 | 2024 |  | NA | Complete | Complete | NA | Executed | 3
LUNA VALLEY SOLAR | 1129 | 2015-04-30 | 2015-04-30 07:00 | ACTIVE | C08 | Photovoltaic | Storage |  | Solar | Battery |  | 204 |  | 200 | 168.5 |  | 168.5 |  | 200 | Full Capacity |  | Off-Peak Deliverability |  | 1 | 200 | 0 | 0 | 1 | Solar-Hybrid | 0 | 0 | 0 | 0 | 4 | 4 | 0 | 0 | 0 | 0 | 0 | 0 | FRESNO | CA | PGAE | None | 0.1 | 0.665 | Tranquility Substation 230kV | Tranquility | 230 | 2018-12-31 08:00 | 2025-07-30 07:00 | 2025 |  | NA | Complete | Complete | NA | Executed | 99
SCARLET | 1135 | 2015-04-29 | 2015-04-30 07:00 | ACTIVE | C08 | Photovoltaic | Storage |  | Solar | Battery |  | 400 | 200 |  | 400 | 190 |  |  | 400 | Full Capacity |  | Off-Peak Deliverability |  | 1 | 400 | 0 | 0 | 1 | Solar-Hybrid | 210 | 210 | 0 | 0 | 200 | 0 | 0 | 0 | 0 | 0 | 0 | 0 | FRESNO | CA | PGAE | Fresno | 0.1 | 0.665 | Tranquillity Switching Station 230kV | Tranquility | 230 | 2018-12-31 08:00 | 2024-10-01 07:00 | 2024 |  | NA | Complete | Complete | NA | Executed | 2
WESTLANDS ALMOND | 1136 | 2015-04-30 | 2015-04-30 07:00 | ACTIVE | C08 | Photovoltaic |  |  | Solar |  |  | 20 | 20 | [5 empty] | 19.88 | Energy Only |  | Off-Peak Deliverability |  | 0 | 0 | 0 | 0 | 0 | Solar | 0 | 0 | 0 | 0 | 0 | 0 | 0 | 0 | 0 | 0 | 0 | 0 | KINGS | CA | PGAE | None | 0.1 | 0.665 | Kent SW STA 70 kV | Henrietta | 230 | 2016-11-14 08:00 | 2023-08-24 07:00 | 2023 |  | NA | Complete | Complete | NA | Executed | 99
WESTLANDS SOLAR BLUE | 1139 | 2015-04-30 | 2015-04-30 07:00 | ACTIVE | C08 | Photovoltaic | Storage |  | Solar | Battery |  | 252.04 |  | 250 | 225 |  | 225 |  | 250 | Full Capacity |  | Off-Peak Deliverability | Group A | 1 | 250 | 0 | 0 | 1 | Solar-Hybrid | 0 | 0 | 0 | 0 | 2.04 | 0 | 0 | 0 | 0 | 0 | 0 | 0 | KINGS | CA | PGAE | Fresno | 0.1 | 0.665 | Gates Substation 230kV | Gates | 230 | 2020-04-20 07:00 | 2023-09-26 07:00 | 2023 |  | NA | Complete | Complete | NA | Executed | 3
LAKE ALPAUGH BATTERY STORAGE | 1143 | 2015-04-29 | 2015-04-30 07:00 | ACTIVE | C08 | Storage |  |  | Battery |  |  | 10 | 10 | [5 empty] | 10 | Full Capacity |  |  |  | 1 | 10 | 0 | 0 | 1 | Battery | 0 | 0 | 0 | 0 | 0 | 0 | 0 | 0 | 0 | 0 | 0 | 0 | TULARE | CA | PGAE | None | 0.1 | 0.665 | Corcoran-Olive Switching Station 115 kV | Olive | 115 | 2017-12-31 08:00 | 2023-04-29 07:00 | 2023 |  | NA | Complete | Complete | NA | Executed | 2
BIG ROCK SOLAR FARM | 1166 | 2015-04-30 | 2015-04-30 07:00 | ACTIVE | C08 | Photovoltaic | Storage |  | Solar | Battery |  | 200 |  |  | 200 |  | 174 |  | 200 | Partial Capacity | 87 | Off-Peak Deliverability | Group D | 0.87 | 174 | 0 | 0 | 1 | Solar-Hybrid | 26 | 0 | 0 | 0 | 200 | 0 | 0 | 0 | 0 | 0 | 0 | 0 | IMPERIAL | CA | SDGE |  | 0.03 | 0.337 | Imperial Valley Substation 230 kV | Imperial Valley | 230 | 2020-06-01 07:00 | 2024-04-01 07:00 | 2024 |  | NA | Complete | Complete | NA | Executed | 2
FALLBROOK ENERGY STORAGE | 1169 | 2015-04-30 | 2015-04-30 07:00 | ACTIVE | C08 | Storage |  |  | Battery |  |  | 69.6 | 40 | [5 empty] | 69.6 | Full Capacity |  |  |  | 1 | 69.6 | 0 | 0 | 1 | Battery | 29.6 | 29.6 | 0 | 0 | 0 | 0 | 0 | 0 | 0 | 0 | 0 | 0 | SAN DIEGO | CA | SDGE |  | 0.03 | 0.337 | Avocado Substation 69 kV | Avocado | 69 | 2020-02-01 08:00 | 2023-04-25 07:00 | 2023 |  | NA | Complete | Complete | NA | Executed | 2
GATEWAY ENERGY STORAGE | 1170 | 2015-04-30 | 2015-04-30 07:00 | ACTIVE | C08 | Storage |  |  | Battery |  |  | 250 | 250 | [5 empty] | 250 | Full Capacity |  |  |  | 1 | 250 | 0 | 0 | 1 | Battery | 0 | 0 | 0 | 0 | 0 | 0 | 0 | 0 | 0 | 0 | 0 | 0 | SAN DIEGO | CA | SDGE |  | 0.03 | 0.337 | Otay Mesa Switchyard 230 kV | Otay Mesa | 230 | 2018-09-01 07:00 | 2023-04-30 07:00 | 2023 |  | NA | Complete | Complete | NA | Executed | 1
MCFARLAND SOLAR | 1171 | 2015-04-30 | 2015-04-30 07:00 | ACTIVE | C08 | Photovoltaic | Storage |  | Solar | Battery |  | 500 |  | 500 | 435 | 250 |  |  | 500 | Partial Capacity | 46 | Off-Peak Deliverability |  | See columns P& Q | See columns P& Q | 0 | 1 | 1 | Solar-Hybrid | 185 | 185 | 0 | 0 | 0 | 0 | 0 | 0 | 0 | 0 | 0 | 0 | YUMA | AZ | SDGE |  | 0.03 | 0.337 | Hoodoo Wash Switchyard 500 kV | Hoodoo Wash | 500 | 2018-12-31 08:00 | 2025-02-03 08:00 | 2025 |  | NA | Complete | Complete | NA | Executed | 2
LECONTE ENERGY STORAGE | 1175 | 2015-04-29 | 2015-04-30 07:00 | ACTIVE | C08 | Storage |  |  | Battery |  |  | 125 | 40 | [5 empty] | 125 | Partial Capacity | 18 |  | Group 4a | 32.33% | 40.41 | 0 | 0 | 1 | Battery | 85 | 0.41 | 0 | 0 | 0 | 0 | 0 | 0 | 0 | 0 | 0 | 0 | IMPERIAL | CA | SDGE |  | 0.03 | 0.337 | Imperial Valley Substation 230 kV | Imperial Valley | 230 | 2018-09-01 07:00 | 2024-06-01 07:00 | 2024 |  | NA | Complete | Complete | NA | Executed | 2
CRIMSON | 1192 | 2015-04-29 | 2015-04-30 07:00 | ACTIVE | C08 | Photovoltaic | Storage |  | Solar | Battery |  | 359.6 |  | 350 | 365 | 350 |  |  | 350 | Full Capacity |  | Off-Peak Deliverability |  | 1 | 350 | 0 | 0 | 1 | Solar-Hybrid | 15 | 0 | 0 | 0 | 9.6 | 0 | 0 | 0 | 0 | 0 | 0 | 0 | RIVERSIDE | CA | SCE | Eastern | 0.106 | 0.557 | Colorado River Substation 230kV | Colorado River | 230 | 2020-12-31 08:00 | 2023-06-30 07:00 | 2023 |  | NA | Complete | Complete | NA | Executed | 2
ARLINGTON | 1196 | 2015-04-30 | 2015-04-30 07:00 | ACTIVE | C08 | Photovoltaic | Storage |  | Solar | Battery |  | 409.9 | 364 | 45 | 296 | 242 | 54 |  | 400 | Partial Capacity | 78.6 | Off-Peak Deliverability |  | 78.6% | 314.4 | 0 | 0 | 1 | Solar-Hybrid | 0 | 0 | 0 | 0 | 0.9 | 0 | 0 | 0 | 0 | 0 | 0 | 0 | RIVERSIDE | CA | SCE | Eastern | 0.106 | 0.557 | Colorado River Substation 230kV | Colorado River | 230 | 2021-07-01 07:00 | 2023-09-01 07:00 | 2023 |  | NA | Complete | Complete | NA | Executed | 2
QUARTZITE SOLAR 8 | 1198 | 2015-04-28 | 2015-04-30 07:00 | ACTIVE | C08 | Photovoltaic | Storage |  | Solar | Battery |  | 150 | 150 |  | 75 | 75 |  |  | 150 | Full Capacity |  | Off-Peak Deliverability |  | 100% | 150 | 0 | 0 | 1 | Solar-Hybrid | 0 | 0 | 0 | 0 | 0 | 0 | 0 | 0 | 0 | 0 | 0 | 0 | RIVERSIDE | CA | SCE | Eastern | 0.106 | 0.557 | Colorado River Substation 220kV | Colorado River | 230 | 2020-12-01 08:00 | 2023-08-01 07:00 | 2023 |  | NA | Complete | Complete | NA | Executed | 3
VICTORY PASS SOLAR | 1200 | 2015-04-30 | 2015-04-30 07:00 | ACTIVE | C08 | Photovoltaic | Storage |  | Solar | Battery |  | 200 | 200 |  | 50 | 50 |  |  | 200 | Partial Capacity | 52.13 | Off-Peak Deliverability |  | See columns P& Q | See columns P& Q | 0 | 1 | 1 | Solar-Hybrid | 0 | 0 | 0 | 0 | 0 | 0 | 0 | 0 | 0 | 0 | 0 | 0 | RIVERSIDE | CA | SCE | Eastern | 0.106 | 0.557 | Red Bluff Substation 230kV | Red bluff | 230 | 2018-12-31 08:00 | 2024-03-01 08:00 | 2024 |  | NA | Complete | Complete | NA | Executed | 2
ARATINA SOLAR CENTER 1 | 1204 | 2015-04-30 | 2015-04-30 07:00 | ACTIVE | C08 | Photovoltaic | Storage |  | Solar | Battery |  | 200 |  | 200 | 200 | 25.5 |  |  | 200 | Partial Capacity | 19 | Off-Peak Deliverability | Group A | 19% | 38 | 0 | 0 | 1 | Solar-Hybrid | 174.5 | 12.5 | 0 | 0 | 0 | 0 | 0 | 0 | 0 | 0 | 0 | 0 | SAN BERNARDINO | CA | SCE | NOL | 0.106 | 0.557 | Kramer Substation 230kV | Kramer | 230 | 2020-06-01 07:00 | 2023-12-27 08:00 | 2024 |  | NA | Complete | Complete | NA | Executed | 2
SIENNA SOLAR FARM | 1207 | 2015-04-30 | 2015-04-30 07:00 | ACTIVE | C08 | Photovoltaic | Storage |  | Solar | Battery |  | 200 |  |  | 200 |  |  |  | 200 | Partial Capacity | 93 | Off-Peak Deliverability | Group D | 93% | 186 | 0 | 0 | 1 | Solar-Hybrid | 200 | 186 | 0 | 0 | 200 | 0 | 0 | 0 | 0 | 0 | 0 | 0 | SAN BERNARDINO | CA | SCE | NOL | 0.106 | 0.557 | Calcite Substation 230kV | Calcite | 230 | 2020-06-01 07:00 | 2027-01-28 08:00 | 2027 |  | NA | Complete | Complete | NA | Executed | 2
ANTELOPE SOLAR 2 | 1208 | 2015-04-30 | 2015-04-30 07:00 | ACTIVE | C08 | Storage | Photovoltaic |  | Battery | Solar |  | 358.88 | 335 |  | 423 | 262 |  |  | 650 | Full Capacity |  | Off-Peak Deliverability |  | 1 | 650 | 0 | 0 | 1 | Solar-Hybrid | 23.88 | 23.88 | 0 | 0 | 161 | 161 | 0 | 0 | 0 | 0 | 0 | 0 | LOS ANGELES | CA | SCE | Northern | 0.106 | 0.557 | Antelope Substation 220kV | Antelope | 230 | 2018-12-31 08:00 | 2025-04-01 07:00 | 2025 |  | NA | Complete | Complete | NA | Executed | 2
ROSAMOND SOUTH EAST | 1211 | 2015-04-30 | 2015-04-30 07:00 | ACTIVE | C08 | Photovoltaic | Storage |  | Solar | Battery |  | 101.7 | 45 | 0 | 94 | 15 | 0 |  | 101.7 | Partial Capacity | 51.98 | Off-Peak Deliverability |  | 51.98% | 52.8637 | 0 | 0 | 1 | Solar-Hybrid | 79 | 37.8637 | 0 | 0 | 56.7 | 0 | 0 | 0 | 0 | 0 | 0 | 0 | KERN | CA | SCE | Northern | 0.106 | 0.557 | Whirlwind Substation 230kV | Whirlwind | 230 | 2018-06-30 07:00 | 2024-10-30 07:00 | 2025 |  | NA | Complete | Complete | NA | Executed | 2
GOLDEN FIELDS SOLAR | 1212 | 2015-04-30 | 2015-04-30 07:00 | ACTIVE | C08 | Photovoltaic | Storage |  | Solar | Battery |  | 101.7 | 100 |  | 95 | 92 |  |  | 101.7 | Partial Capacity | 52.24 | Off-Peak Deliverability |  | 52.24% | 53.1281 | 0 | 0 | 1 | Solar-Hybrid | 3 | 0 | 0 | 0 | 1.7 | 0 | 0 | 0 | 0 | 0 | 0 | 0 | KERN | CA | SCE | Northern | 0.106 | 0.557 | Whirlwind Substation 230kV | Whirlwind | 230 | 2018-06-30 07:00 | 2024-10-30 07:00 | 2025 |  | NA | Complete | Complete | NA | Executed | 2
RABBITBRUSH SOLAR | 1215 | 2015-04-28 | 2015-04-30 07:00 | ACTIVE | C08 | Photovoltaic | Storage |  | Solar | Battery |  | 100 | 100 |  | 70 | 70 |  |  | 150 | Full Capacity |  | Off-Peak Deliverability |  | 1 | 150 | 0 | 0 | 1 | Solar-Hybrid | 0 | 0 | 0 | 0 | 0 | 0 | 0 | 0 | 0 | 0 | 0 | 0 | KERN | CA | SCE | Northern | 0.106 | 0.557 | Whirlwind Substation 230kV | Whirlwind | 230 | 2019-12-31 08:00 | 2024-03-18 07:00 | 2024 |  | NA | Complete | Complete | NA | Executed | 2
WILLOW SPRINGS SOLAR 4 | 1217 | 2015-04-28 | 2015-04-30 07:00 | ACTIVE | C08 | Storage |  |  | Battery |  |  | 75 | 69 | [5 empty] | 75 | Full Capacity |  | Off-Peak Deliverability |  | 1 | 75 | 0 | 0 | 1 | Battery | 6 | 6 | 0 | 0 | 0 | 0 | 0 | 0 | 0 | 0 | 0 | 0 | KERN | CA | SCE | Northern | 0.106 | 0.557 | Whirlwind Substation 230kV | Whirlwind | 230 | 2019-12-31 08:00 | 2024-04-30 07:00 | 2024 |  | NA | Complete | Complete | NA | Executed | 1
AGUA CALIENTE SOLAR 2 | 1222 | 2016-03-01 | 2016-03-08 08:00 | ACTIVE | ISP | Photovoltaic |  |  | Solar |  |  | 20 | [6 empty] | 20 | Energy Only |  | Off-Peak Energy Only |  | 0 | 0 | 0 | 0 | 0 | Solar | 0 | 0 | 0 | 0 | 20 | 0 | 0 | 0 | 0 | 0 | 0 | 0 | MARICOPA | AZ | SDGE |  | 0.03 | 0.337 | Hoodoo Wash Switchyard 500 kV | Hoodoo Wash | 500 | 2016-12-01 08:00 | 2016-12-01 08:00 | 2017 |  | NA | Complete | Complete | NA | In Progress | 99
DAYLIGHT | 1223 | 2016-04-22 | 2016-05-02 07:00 | ACTIVE | C09 | Photovoltaic | Storage |  | Solar | Battery |  | 310.707 |  |  | 300 |  |  |  | 300 | Energy Only |  | Off-Peak Deliverability |  | 0 | 0 | 0 | 0 | 0 | Solar-Hybrid | 300 | 0 | 0 | 0 | 310.707 | 0 | 0 | 0 | 0 | 0 | 0 | 0 | KINGS | CA | PGAE | Fresno | 0.1 | 0.665 | Mustang Switching Station 230kV | Mustang | 230 | 2020-12-31 08:00 | 2024-04-30 07:00 | 2024 |  | NA | Complete | Complete | NA | In Progress | 2
MEDEIROS SOLAR | 1239 | 2016-05-03 | 2016-05-02 07:00 | ACTIVE | C09 | Photovoltaic |  |  | Solar |  |  | 28.35 | [6 empty] | 26.5 | Energy Only |  | Off-Peak Deliverability |  | 0 | 0 | 0 | 0 | 0 | Solar | 0 | 0 | 0 | 0 | 28.35 | 0 | 0 | 0 | 0 | 0 | 0 | 0 | MERCED | CA | PGAE | Fresno | 0.1 | 0.665 | Los Banos - O'Neil PGP 70 kV Line 1.3 miles from Los Banos 70 kV substation and 2.6 miles from O'Neil 70kV substation. | Los Banos | 230 | 2019-08-01 07:00 | 2026-12-31 08:00 | 2027 |  | NA | Complete | Complete | NA | Executed | 99
PLUOT | 1242 | 2016-05-03 | 2016-05-02 07:00 | ACTIVE | C09 | Photovoltaic | Storage |  | Solar | Battery |  | 254 |  |  | 225 |  |  |  | 246.4 | Full Capacity |  | Off-Peak Deliverability | Group B | 1 | 246.4 | 0 | 0 | 1 | Solar-Hybrid | 225 | 225 | 0 | 0 | 254 | 214 | 0 | 0 | 0 | 0 | 0 | 0 | KINGS | CA | PGAE | Fresno | 0.1 | 0.665 | Gates 230 kV. | Gates | 230 | 2023-04-05 07:00 | 2024-03-08 08:00 | 2024 |  | NA | Complete | Complete | NA | Executed | 99
POMEGRANATE | 1243 | 2016-05-03 | 2016-05-02 07:00 | ACTIVE | C09 | Photovoltaic | Storage |  | Solar | Battery |  | 254 | 250 |  | 225 | 40 | 185 |  | 249.7 | Full Capacity |  | Off-Peak Deliverability | Group A | 1 | 249.7 | 0 | 0 | 1 | Solar-Hybrid | 0 | 0 | 0 | 0 | 4 | 0 | 0 | 0 | 0 | 0 | 0 | 0 | KINGS | CA | PGAE | Fresno | 0.1 | 0.665 | Gates Substation 230kV | Gates | 230 | 2022-04-06 07:00 | 2024-03-08 08:00 | 2024 |  | NA | Complete | Complete | NA | Executed | 99
PROXIMA SOLAR | 1244 | 2016-04-30 | 2016-05-02 07:00 | ACTIVE | C09 | Photovoltaic | Storage |  | Solar | Battery |  | 220 | 70 | 120 | 254.5 | 162 |  |  | 300 | Full Capacity |  | Off-Peak Deliverability |  | 1 | 300 | 0 | 0 | 1 | Solar-Hybrid | 92.5 | 92.5 | 0 | 0 | 30 | 30 | 0 | 0 | 0 | 0 | 0 | 0 | STANISLAUS | CA | PGAE | Fresno | 0.1 | 0.665 | Fink 230 kV switching station | Fink (Proposed) | 230 | 2020-03-10 07:00 | 2024-01-30 08:00 | 2024 |  | NA | Complete | Complete | NA | Executed | 2
NORTHERN ORCHARD SOLAR 2 | 1259 | 2016-04-27 | 2016-05-02 07:00 | ACTIVE | C09 | Photovoltaic |  |  | Solar |  |  | 133.6 | [6 empty] | 50 | Energy Only |  | Off-Peak Deliverability | Group B | 0 | 0 | 0 | 0 | 0 | Solar | 0 | 0 | 0 | 0 | 133.6 | 0 | 0 | 0 | 0 | 0 | 0 | 0 | KERN | CA | PGAE | Kern | 0.1 | 0.665 | Midway - Wheeler Ridge 230kV #2 line | New Sub - Midway - Wheeler Ridge (Proposed) | 230 | 2020-12-16 08:00 | 2021-12-31 08:00 | 2022 |  | NA | Complete | Complete | NA | In Progress | 2
NORTHERN ORCHARD SOLAR 3 | 1260 | 2016-04-27 | 2016-05-02 07:00 | ACTIVE | C09 | Photovoltaic |  |  | Solar |  |  | 102 | [6 empty] | 100 | Energy Only |  | Off-Peak Deliverability |  | 0 | 0 | 0 | 0 | 0 | Solar | 0 | 0 | 0 | 0 | 102 | 0 | 0 | 0 | 0 | 0 | 0 | 0 | KERN | CA | PGAE | Kern | 0.1 | 0.665 | Midway - Wheeler Ridge 230kV #2 line | New Sub - Midway - Wheeler Ridge (Proposed) | 230 | 2020-10-14 07:00 | 2027-10-01 07:00 | 2027 |  | NA | Complete | Complete | NA | In Progress | 99
CORBY | 1270 | 2016-04-27 | 2016-05-02 07:00 | ACTIVE | C09 | Storage |  |  | Battery |  |  | 313.5 | 300 | [5 empty] | 300 | Full Capacity |  |  |  | 1 | 300 | 0 | 0 | 1 | Battery | 13.5 | 0 | 0 | 0 | 0 | 0 | 0 | 0 | 0 | 0 | 0 | 0 | SOLANO | CA | PGAE | Northern | 0.1 | 0.665 | Vaca-Dixon Substation 230kV | Vaca Dixon | 115 | 2020-12-01 08:00 | 2024-03-29 07:00 | 2024 |  | NA | Complete | Complete | NA | Executed | 3
CASCADE ENERGY STORAGE | 1272 | 2016-05-02 | 2016-05-02 07:00 | ACTIVE | C09 | Storage |  |  | Battery |  |  | 25.2 | 25 | [5 empty] | 25 | Full Capacity |  |  |  | 1 | 25 | 0 | 0 | 1 | Battery | 0.2 | 0 | 0 | 0 | 0 | 0 | 0 | 0 | 0 | 0 | 0 | 0 | SAN JOAQUIN | CA | PGAE | Northern | 0.1 | 0.665 | Weber Substation 60kV | Weber | 230 | 2018-05-31 07:00 | 2022-12-01 08:00 | 2023 |  | NA | Complete | Complete | NA | Executed | 99
KOLA | 1275 | 2016-04-26 | 2016-05-02 07:00 | ACTIVE | C09 | Storage |  |  | Battery |  |  | 418 | 400 | [5 empty] | 418 | Full Capacity |  |  |  | 1 | 418 | 0 | 0 | 1 | Battery | 18 | 18 | 0 | 0 | 0 | 0 | 0 | 0 | 0 | 0 | 0 | 0 | ALAMEDA | CA | PGAE | Northern | 0.1 | 0.665 | Tesla Substation 230kV | Tesla | 230 | 2020-12-01 08:00 | 2023-04-10 07:00 | 2023 |  | NA | Complete | Complete | NA | Executed | 99
MULQUEENEY RANCH WIND | 1277 | 2016-05-02 | 2016-05-02 07:00 | ACTIVE | C09 | Wind Turbine |  |  | Wind Turbine |  |  | 114 | [6 empty] | 20 | Full Capacity |  | Off-Peak Deliverability |  | 1 | 20 | 0 | 0 | 1 | Wind Turbine | 0 | 0 | 0 | 0 | 0 | 0 | 0 | 0 | 114 | 20 | 0 | 0 | ALAMEDA | CA | PGAE | Northern | 0.1 | 0.665 | Tesla 230 kV Bus "C" | Tesla | 230 | 2020-03-01 08:00 | 2021-12-15 08:00 | 2022 |  | NA | Complete | Complete | NA | Executed | 1
MESQUITE SOLAR 4 | 1291 | 2016-04-28 | 2016-05-02 07:00 | ACTIVE | C09 | Storage | Photovoltaic |  | Battery | Solar |  | 20 | 12.5 |  | 300 | 52.5 |  |  | 300 | Full Capacity |  | Off-Peak Deliverability |  | 1 | 300 | 0 | 0 | 1 | Solar-Hybrid | 7.5 | 7.5 | 0 | 0 | 247.5 | 247.5 | 0 | 0 | 0 | 0 | 0 | 0 | MARICOPA | AZ | SDGE |  | 0.03 | 0.337 | Hassayampa Common Bus 500 kV | Hassayampa | 500 | 2023-04-28 07:00 | 2023-11-30 08:00 | 2024 |  | NA | Complete | Complete | NA | Executed | 3
MARVEL | 1295 | 2016-04-26 | 2016-05-02 07:00 | ACTIVE | C09 | Storage |  |  | Battery |  |  | 405.85 | 400 | [5 empty] | 400 | Full Capacity |  |  |  | 1 | 400 | 0 | 0 | 1 | Battery | 5.85 | 0 | 0 | 0 | 0 | 0 | 0 | 0 | 0 | 0 | 0 | 0 | RIVERSIDE | CA | SCE | Eastern | 0.106 | 0.557 | Devers Substation 230kV | Devers | 230 | 2022-04-01 07:00 | 2023-09-26 07:00 | 2023 |  | NA | Complete | Complete | NA | Executed | 2
SOL CATCHER BESS | 1302 | 2016-05-03 | 2016-05-02 07:00 | ACTIVE | C09 | Storage | Photovoltaic |  | Battery | Solar |  | 121 | 121 |  | 223.5 | 213.5 |  |  | 213.5 | Partial Capacity |  | Off-Peak Energy Only |  | 0.567 | 121 | 0 | 0 | 1 | Solar-Hybrid | 0 | 0 | 0 | 0 | 10 | 0 | 0 | 0 | 0 | 0 | 0 | 0 | RIVERSIDE | CA | SCE | Eastern | 0.106 | 0.557 | Red Bluff 220 kV | Red bluff | 230 | 2019-05-31 07:00 | 2024-03-01 08:00 | 2024 |  | NA | Complete | Complete | NA | Executed | 2
DAGGETT SOLAR 1 | 1312 | 2016-04-28 | 2016-05-02 07:00 | ACTIVE | C09 | Photovoltaic | Storage |  | Solar | Battery |  | 148.96 |  |  | 118.5 |  |  |  | 144 | Full Capacity |  | Off-Peak Deliverability |  | 1 | 144 | 0 | 0 | 1 | Solar-Hybrid | 118.5 | 118.5 | 0 | 0 | 148.96 | 148.96 | 0 | 0 | 0 | 0 | 0 | 0 | SAN BERNARDINO | CA | SCE | NOL | 0.106 | 0.557 | Coolwater Substation 115kV | Coolwater | 115 | 2020-06-30 07:00 | 2024-12-15 08:00 | 2025 |  | NA | Complete | Complete | NA | Executed | 2
DAGGETT SOLAR 2 | 1313 | 2016-04-28 | 2016-05-02 07:00 | ACTIVE | C09 | Photovoltaic | Storage |  | Solar | Battery |  | 188.86 | 182 |  | 126 | 126 |  |  | 182 | Full Capacity |  | Off-Peak Deliverability |  | 1 | 182 | 0 | 0 | 1 | Solar-Hybrid | 0 | 0 | 0 | 0 | 6.86 | 6.86 | 0 | 0 | 0 | 0 | 0 | 0 | SAN BERNARDINO | CA | SCE | NOL | 0.106 | 0.557 | Kramer Substation 230kV | Kramer | 230 | 2020-06-30 07:00 | 2023-08-06 07:00 | 2023 |  | NA | Complete | Complete | NA | Executed | 2
DAGGETT SOLAR 3 | 1314 | 2016-04-28 | 2016-05-02 07:00 | ACTIVE | C09 | Photovoltaic | Storage |  | Solar | Battery |  | 313.88 | 300 |  | 208 | 154 |  |  | 300 | Full Capacity |  | Off-Peak Deliverability |  | 1 | 300 | 0 | 0 | 1 | Solar-Hybrid | 54 | 54 | 0 | 0 | 13.88 | 13.88 | 0 | 0 | 0 | 0 | 0 | 0 | SAN BERNARDINO | CA | SCE | NOL | 0.106 | 0.557 | Kramer Substation 230kV | Kramer | 230 | 2020-06-30 07:00 | 2023-08-06 07:00 | 2023 |  | NA | Complete | Complete | NA | Executed | 2
WILLY 9 | 1319 | 2016-04-25 | 2016-05-02 07:00 | ACTIVE | C09 | Photovoltaic | Storage |  | Solar | Battery |  | 259.842 | 174 | 76 | 250 | 176.5 | 73.5 |  | 250 | Full Capacity |  | Off-Peak Deliverability |  | 1 | 250 | 0 | 0 | 1 | Solar-Hybrid | 0 | 0 | 0 | 0 | 9.842 | 0 | 0 | 0 | 0 | 0 | 0 | 0 | KERN | CA | SCE | Northern | 0.106 | 0.557 | Whirlwind Substation 230kV | Whirlwind | 230 | 2020-12-31 08:00 | 2024-03-18 07:00 | 2024 |  | NA | Complete | Complete | NA | Executed | 2
SOLAR STAR 3 | 1322 | 2016-04-25 | 2016-05-02 07:00 | ACTIVE | C09 | Storage | Photovoltaic |  | Battery | Solar |  | 24.95 |  |  | 25 |  |  |  | 24 | Full Capacity |  | Off-Peak Deliverability |  | 1 | 24 | 0 | 0 | 1 | Solar-Hybrid | 24.95 | 24 | 0 | 0 | 25 | 0 | 0 | 0 | 0 | 0 | 0 | 0 | KERN | CA | SCE | Northern | 0.106 | 0.557 | Whirlwind Substation 230kV | Whirlwind | 230 | 2021-12-31 08:00 | 2024-11-30 08:00 | 2025 |  | NA | Complete | Complete | NA | Executed | 2
SOLAR STAR 4 | 1323 | 2016-04-25 | 2016-05-02 07:00 | ACTIVE | C09 | Storage | Photovoltaic |  | Battery | Solar |  | 24.95 |  |  | 25.05 |  |  |  | 24 | Full Capacity |  | Off-Peak Deliverability |  | 1 | 24 | 0 | 0 | 1 | Solar-Hybrid | 24.95 | 24 | 0 | 0 | 25.05 | 0 | 0 | 0 | 0 | 0 | 0 | 0 | KERN | CA | SCE | Northern | 0.106 | 0.557 | Whirlwind Substation 230kV | Whirlwind | 230 | 2021-12-31 08:00 | 2024-11-30 08:00 | 2025 |  | NA | Complete | Complete | NA | Executed | 2
EDSAN 1 | 1324 | 2016-04-27 | 2016-05-02 07:00 | ACTIVE | C09 | Photovoltaic | Storage |  | Solar | Battery |  | 118 | 118 |  | 266 | 266 |  |  | 300 | Full Capacity |  | Off-Peak Deliverability |  | 1 | 300 | 0 | 0 | 1 | Solar-Hybrid | 0 | 0 | 0 | 0 | 0 | 0 | 0 | 0 | 0 | 0 | 0 | 0 | KERN | CA | SCE | Northern | 0.106 | 0.557 | Windhub Substation 230kV | Windhub | 230 | 2019-12-31 08:00 | 2023-08-17 07:00 | 2023 |  | NA | Complete | Complete | NA | Executed | 1
SAGEBRUSH SOLAR 2 | 1325 | 2016-04-27 | 2016-05-02 07:00 | ACTIVE | C09 | Photovoltaic | Storage |  | Solar | Battery |  | 1 |  |  | 199 | 179 |  |  | 200 | Energy Only |  | Off-Peak Deliverability | Group 1a | 0.9 | 180 | 0 | 0 | 1 | Solar-Hybrid | 20 | 1 | 0 | 0 | 1 | 0 | 0 | 0 | 0 | 0 | 0 | 0 | KERN | CA | SCE | Northern | 0.106 | 0.557 | Vincent Substation 230kV | Vincent | 230 | 2019-12-31 08:00 | 2023-10-15 07:00 | 2024 |  | NA | Complete | Complete | NA | Executed | 2
CYCLONE SOLAR | 1327 | 2016-04-29 | 2016-05-02 07:00 | ACTIVE | C09 | Photovoltaic | Storage |  | Solar | Battery |  | 57.95 | 45 | 0 | 52 | 30 | 0 |  | 56.87 | Partial Capacity | 51.24 | Off-Peak Deliverability |  | 51.24% | 29.1402 | 0 | 0 | 1 | Solar-Hybrid | 22 | 0 | 0 | 0 | 12.95 | 0 | 0 | 0 | 0 | 0 | 0 | 0 | KERN | CA | SCE | Northern | 0.106 | 0.557 | Whirlwind Substation 230kV | Whirlwind | 230 | 2019-07-01 07:00 | 2024-11-01 07:00 | 2025 |  | NA | Complete | Complete | NA | Executed | 2
PASTORIA SOLAR | 1335 | 2016-05-02 | 2016-05-02 07:00 | ACTIVE | C09 | Photovoltaic | Storage |  | Solar | Battery |  | 106.875 | 105 |  | 80 | 80 |  |  | 105.2 | Partial Capacity | 77 | Off-Peak Deliverability |  | See columns P& Q | See columns P& Q | 0.3736 | 1 | 1 | Solar-Hybrid | 0 | 0 | 0 | 0 | 1.875 | 0 | 0 | 0 | 0 | 0 | 0 | 0 | KERN | CA | SCE | Northern | 0.106 | 0.557 | Pastoria Substation 230kV | Pastoria | 230 | 2019-09-01 07:00 | 2024-10-01 07:00 | 2024 |  | NA | Complete | Complete | NA | Executed | 2
POLETA SPRING SOLAR | 1339 | 2016-04-29 | 2016-05-02 07:00 | ACTIVE | C09 | Photovoltaic | Storage |  | Solar | Battery |  | 300 |  | 300 | 279 | 279 |  |  | 300 | Partial Capacity | 93 | Off-Peak Deliverability |  | See columns P& Q | See columns P& Q | 0 | 1 | 1 | Solar-Hybrid | 0 | 0 | 0 | 0 | 0 | 0 | 0 | 0 | 0 | 0 | 0 | 0 | CLARK | NV | SCE | EOP | 0.106 | 0.557 | SCE owned Eldorado Bus 230kV | Eldorado | 230 | 2019-07-31 07:00 | 2024-07-01 07:00 | 2024 |  | NA | Complete | Complete | NA | Executed | 2
YELLOW PINE 2 | 1341 | 2016-04-26 | 2016-05-02 07:00 | ACTIVE | C09 | Photovoltaic | Storage |  | Solar | Battery |  | 250 | 250 |  | 150 | 150 |  |  | 250 | Full Capacity |  | Off-Peak Deliverability |  | 1 | 250 | 0 | 0 | 1 | Solar-Hybrid | 0 | 0 | 0 | 0 | 0 | 0 | 0 | 0 | 0 | 0 | 0 | 0 | CLARK | NV | GLW | None | 0.106 | 0.557 | Crazy Eyes Substation 230kV | Trout Canyon | 230 | 2019-12-01 08:00 | 2023-04-26 07:00 | 2023 |  | NA | Complete | Complete | NA | Executed | 2
CRESCENT PEAK | 1347 | 2016-05-02 | 2016-05-02 07:00 | ACTIVE | C09 | Wind Turbine | Storage |  | Wind Turbine | Battery |  | 310 |  |  | 95 |  |  |  | 303 | Partial Capacity | 42.75 | Off-Peak Deliverability |  | 42.75% | 129.5325 | 0 | 0 | 1 | Wind-Hybrid | 95 | 95 | 0 | 0 | 0 | 0 | 0 | 0 | 310 | 61.9973 | 0 | 0 | CLARK | NV | GLW | None | 0.106 | 0.557 | Sloan Canyon Switching Station 230kV | Sloan Canyon | 230 | 2019-07-31 07:00 | 2025-07-31 07:00 | 2025 |  | NA | Complete | Complete | NA | Executed | 99
ARAMIS POWER PLANT | 1349 | 2017-04-28 | 2017-05-01 07:00 | ACTIVE | C10 | Photovoltaic | Storage |  | Solar | Battery |  | 101.4 | 100 |  | 101.3 | 100 |  |  | 100 | Full Capacity |  | Off-Peak Deliverability | Group 2 | 1 | 100 | 0 | 0 | 1 | Solar-Hybrid | 1.3 | 0 | 0 | 0 | 1.4 | 0 | 0 | 0 | 0 | 0 | 0 | 0 | ALAMEDA | CA | PGAE | Northern | 0.1 | 0.665 | Cayetano Substation 230kV | Cayetano | 230 | 2020-12-31 08:00 | 2028-02-28 08:00 | 2028 |  | NA | Complete | Complete | NA | Executed | 2
PAULSELL SOLAR ENERGY CENTER | 1350 | 2017-05-01 | 2017-05-01 07:00 | ACTIVE | C10 | Photovoltaic | Storage |  | Solar | Battery |  | 20.32 | 20.3 |  | 15 | 15 |  |  | 20 | Partial Capacity | 70 | Off-Peak Deliverability |  | See columns P& Q | See columns P& Q | 0.3058 | 1 | 1 | Solar-Hybrid | 0 | 0 | 0 | 0 | 0.02 | 0 | 0 | 0 | 0 | 0 | 0 | 0 | STANISLAUS | CA | PGAE | Northern | 0.1 | 0.665 | Crow Creek Switching Station 60kV | Crow Creek | 60 | 2019-12-31 08:00 | 2023-12-01 08:00 | 2024 |  | NA | Complete | Complete | NA | Executed | 99
SAND HILL C | 1363 | 2017-04-29 | 2017-05-01 07:00 | ACTIVE | C10 | Wind Turbine |  |  | Wind Turbine |  |  | 84.25 | [6 empty] | 80.8 | Full Capacity |  | Off-Peak Deliverability |  | 1 | 80.8 | 0 | 0 | 1 | Wind Turbine | 0 | 0 | 0 | 0 | 0 | 0 | 0 | 0 | 84.25 | 80.8 | 0 | 0 | ALAMEDA | CA | PGAE | Northern | 0.1 | 0.665 | Delta Switching Yard-Tesla 230kV line | Kelso | 230 | 2019-12-31 08:00 | 2023-12-31 08:00 | 2024 |  | NA | Complete | Complete | NA | Executed | 2
WEST FORD FLAT ENERGY STORAGE | 1367 | 2017-04-28 | 2017-05-01 07:00 | ACTIVE | C10 | Storage |  |  | Battery |  |  | 26.25 | 25 | [5 empty] | 25 | Full Capacity |  |  |  | 1 | 25 | 0 | 0 | 1 | Battery | 1.25 | 0 | 0 | 0 | 0 | 0 | 0 | 0 | 0 | 0 | 0 | 0 | LAKE | CA | PGAE | Northern | 0.1 | 0.665 | Fulton Substation 230kV | Fulton | 230 | 2020-01-01 08:00 | 2024-03-15 07:00 | 2024 |  | NA | Complete | Complete | NA | Executed | 2
GONZAGA WIND FARM | 1378 | 2017-04-27 | 2017-05-01 07:00 | ACTIVE | C10 | Wind Turbine | Storage |  | Wind Turbine | Battery |  | 80 | 76.4 |  | 50 |  |  |  | 76.35 | Full Capacity |  | Off-Peak Deliverability |  | 1 | 76.35 | 0 | 0 | 1 | Wind-Hybrid | 50 | 25.544 | 0 | 0 | 0 | 0 | 0 | 0 | 3.6 | 0 | 0 | 0 | MERCED | CA | PGAE | Fresno | 0.1 | 0.665 | Los Banos Substation 70kV | Los Banos | 230 | 2020-10-09 07:00 | 2023-10-16 07:00 | 2024 |  | NA | Complete | Complete | NA | Executed | 3
HEARTLAND 1 | 1379 | 2017-04-26 | 2017-05-01 07:00 | ACTIVE | C10 | Photovoltaic |  |  | Solar |  |  | 156.04 | [6 empty] | 150 | Energy Only |  | Off-Peak Deliverability |  | 0 | 0 | 0 | 0 | 0 | Solar | 0 | 0 | 0 | 0 | 156.04 | 0 | 0 | 0 | 0 | 0 | 0 | 0 | FRESNO | CA | PGAE | Fresno | 0.1 | 0.665 | Tranquility Switching Station 230kV | Tranquility | 230 | 2021-09-01 07:00 | 2027-06-30 07:00 | 2027 |  | NA | Complete | Complete | NA | In Progress | 3
HEARTLAND 2 | 1380 | 2017-04-26 | 2017-05-01 07:00 | ACTIVE | C10 | Photovoltaic |  |  | Solar |  |  | 156.05 | [6 empty] | 150 | Energy Only |  | Off-Peak Deliverability |  | 0 | 0 | 0 | 0 | 0 | Solar | 0 | 0 | 0 | 0 | 156.05 | 0 | 0 | 0 | 0 | 0 | 0 | 0 | FRESNO | CA | PGAE | Fresno | 0.1 | 0.665 | Tranquility Switching Station 230kV | Tranquility | 230 | 2021-09-01 07:00 | 2027-06-30 07:00 | 2027 |  | NA | Complete | Complete | NA | In Progress | 2
LAS CAMAS 1 | 1382 | 2017-04-29 | 2017-05-01 07:00 | ACTIVE | C10 | Photovoltaic |  |  | Solar |  |  | 102.5 | [6 empty] | 100 | Full Capacity |  | Off-Peak Energy Only | Group D | 100% | 100 | 0 | 0 | 1 | Solar | 0 | 0 | 0 | 0 | 102.5 | 100 | 0 | 0 | 0 | 0 | 0 | 0 | MERCED | CA | PGAE | Fresno | 0.1 | 0.665 | Los Banos Substation 230kV | Los Banos | 230 | 2021-11-30 08:00 | 2025-05-07 07:00 | 2025 |  | NA | Complete | Complete | NA | Executed | 99
REDUX SOLAR | 1389 | 2017-05-01 | 2017-05-01 07:00 | ACTIVE | C10 | Photovoltaic | Storage |  | Solar | Battery |  | 128.24 | 125 |  | 30 | 31.25 |  |  | 125 | Full Capacity |  | Off-Peak Deliverability | Group 2b | 1 | 125 | 0 | 0 | 1 | Solar-Hybrid | 0 | 0 | 0 | 0 | 3.24 | 3.24 | 0 | 0 | 0 | 0 | 0 | 0 | FRESNO | CA | PGAE | Fresno | 0.1 | 0.665 | Gates Substation 230kV | Gates | 230 | 2020-12-30 08:00 | 2024-12-15 08:00 | 2025 |  | NA | Complete | Complete | NA | In Progress | 3
SONRISA | 1391 | 2017-04-29 | 2017-05-01 07:00 | ACTIVE | C10 | Photovoltaic | Storage |  | Solar | Battery |  | 205.1 | 200 |  | 184 | 184 |  |  | 200 | Full Capacity |  | Off-Peak Deliverability |  | 1 | 200 | 0 | 0 | 1 | Solar-Hybrid | 0 | 0 | 0 | 0 | 5.1 | 0 | 0 | 0 | 0 | 0 | 0 | 0 | FRESNO | CA | PGAE | Fresno | 0.1 | 0.665 | Tranquility Switching Station 230kV | Tranquility | 230 | 2021-11-30 08:00 | 2024-02-28 08:00 | 2024 |  | NA | Complete | Complete | NA | Executed | 99
DRIFTWOOD STELLA | 1394 | 2017-04-29 | 2017-05-01 07:00 | ACTIVE | C10 | Photovoltaic | Storage |  | Solar | Battery |  | 207.4 |  |  | 184 |  |  |  | 200 | Energy Only |  | Off-Peak Deliverability | Group 1a | 0 | 0 | 0 | 0 | 0 | Solar-Hybrid | 184 | 0 | 0 | 0 | 207.4 | 0 | 0 | 0 | 0 | 0 | 0 | 0 | KERN | CA | PGAE | Kern | 0.1 | 0.665 | Midway Substation 115kV | Midway | 115 | 2021-11-30 08:00 | 2024-04-16 07:00 | 2024 |  | NA | Complete | Complete | NA | Executed | 99
SANDRINI SOL 1 | 1397 | 2017-04-29 | 2017-05-01 07:00 | ACTIVE | C10 | Photovoltaic | Storage |  | Solar | Battery |  | 104.16 | 100 |  | 92 |  |  |  | 100 | Partial Capacity | 62 | Off-Peak Deliverability |  | See columns P& Q | See columns P& Q | 0 | 1 | 1 | Solar-Hybrid | 92 | 92 | 0 | 0 | 4.16 | 0 | 0 | 0 | 0 | 0 | 0 | 0 | KERN | CA | PGAE | Kern | 0.1 | 0.665 | Wheeler Ridge Substation 70kV | Wheeler Ridge | 230 | 2021-11-30 08:00 | 2023-03-01 08:00 | 2023 |  | NA | Complete | Complete | NA | Executed | 99
SANDRINI SOL 2 | 1398 | 2017-04-29 | 2017-05-01 07:00 | ACTIVE | C10 | Photovoltaic |  |  | Solar |  |  | 205.1 | 200 | [5 empty] | 200 | Full Capacity |  | Off-Peak Deliverability |  | 1 | 200 | 0 | 0 | 1 | Solar | 0 | 0 | 0 | 0 | 5.1 | 0 | 0 | 0 | 0 | 0 | 0 | 0 | KERN | CA | PGAE | Kern | 0.1 | 0.665 | Wheeler Ridge Substation 230kV | Wheeler Ridge | 230 | 2021-11-30 08:00 | 2023-08-04 07:00 | 2023 |  | NA | Complete | Complete | NA | Executed | 99
ATLAS SOLAR | 1402 | 2017-04-28 | 2017-05-01 07:00 | ACTIVE | C10 | Storage | Photovoltaic |  | Battery | Solar |  | 1920 |  |  | 3200 | 200 |  |  | 3200 | Partial Capacity | 10.6 | Off-Peak Deliverability | Group 1a | See columns P& Q | See columns P& Q | 0.51167 | 0 | 1 | Solar-Hybrid | 1920 | 982.4 | 0 | 0 | 3000 | 0 | 0 | 0 | 0 | 0 | 0 | 0 | LA PAZ | AZ | DCRT | None | 0.106 | 0.557 | Delaney-Colorado River 500kV | Cielo Azul | 500 | 2020-12-31 08:00 | 2023-12-31 08:00 | 2024 |  | NA | Complete | Complete | NA | Executed | 2
ATHOS POWER PLANT | 1405 | 2017-04-28 | 2017-05-01 07:00 | ACTIVE | C10 | Photovoltaic | Storage |  | Solar | Battery |  | 458 | 450 |  | 450 |  |  |  | 450 | Partial Capacity | 10.6 | Off-Peak Deliverability |  | See columns P& Q | See columns P& Q | 1 | 0 | 1 | Solar-Hybrid | 450 | 0 | 0 | 0 | 8 | 0 | 0 | 0 | 0 | 0 | 0 | 0 | RIVERSIDE | CA | SCE | Eastern | 0.106 | 0.557 | Red Bluff Substation 230kV | Red bluff | 230 | 2020-12-31 08:00 | 2023-12-31 08:00 | 2024 |  | NA | Complete | Complete | NA | Executed | 2
BALDY MESA | 1413 | 2017-04-29 | 2017-05-01 07:00 | ACTIVE | C10 | Storage | Photovoltaic |  | Battery | Solar |  | 110.04 | 100 |  | 110.04 | 100 |  |  | 100 | Full Capacity |  | Off-Peak Deliverability |  | 1 | 100 | 0 | 0 | 1 | Solar-Hybrid | 10.04 | 0 | 0 | 0 | 10.04 | 0 | 0 | 0 | 0 | 0 | 0 | 0 | SAN BERNARDINO | CA | SCE | NOL | 0.106 | 0.557 | Roadway Substation 115kV bus | Roadway | 115 | 2020-12-31 08:00 | 2025-02-03 08:00 | 2025 |  | NA | Complete | Complete | NA | Executed | 2
CAMINO SOLAR | 1419 | 2017-04-27 | 2017-05-01 07:00 | ACTIVE | C10 | Photovoltaic | Storage |  | Solar | Battery |  | 44.88 |  |  | 13.4 |  |  |  | 54.28 | Full Capacity |  | Off-Peak Deliverability |  | 1 | 54.28 | 0 | 0 | 1 | Solar-Hybrid | 13.4 | 13.4 | 0 | 0 | 44.88 | 44.88 | 0 | 0 | 0 | 0 | 0 | 0 | KERN | CA | SCE | Northern | 0.106 | 0.557 | Whirlwind Substation 230kV | Whirlwind | 230 | 2020-08-15 07:00 | 2024-03-01 08:00 | 2024 |  | NA | Complete | Complete | NA | Executed | 2
EDSAN 2 | 1424 | 2017-04-28 | 2017-05-01 07:00 | ACTIVE | C10 | Photovoltaic | Storage |  | Solar | Battery |  | 357 | 357 |  | 196 | 196 |  |  | 500 | Full Capacity |  | Off-Peak Deliverability |  | 1 | 500 | 0 | 0 | 1 | Solar-Hybrid | 0 | 0 | 0 | 0 | 0 | 0 | 0 | 0 | 0 | 0 | 0 | 0 | KERN | CA | SCE | Northern | 0.106 | 0.557 | Windhub Substation 230kV | Windhub | 230 | 2020-12-31 08:00 | 2023-08-17 07:00 | 2023 |  | NA | Complete | Complete | NA | Executed | 2
MOUNT LAGUNA WIND 2 | 1429 | 2017-04-28 | 2017-05-01 07:00 | ACTIVE | C10 | Wind Turbine |  |  | Wind Turbine |  |  | 400 | [6 empty] | 400 | Energy Only |  | Off-Peak Deliverability |  | 0 | 0 | 0 | 0 | 0 | Wind Turbine | 0 | 0 | 0 | 0 | 0 | 0 | 0 | 0 | 400 | 0 | 0 | 0 | SAN DIEGO | CA | SDGE |  | 0.03 | 0.337 | Suncrest - Ocotillo 500 kV Line | New Sub - Suncrest - Ocotillo (Proposed) | 500 | 2020-06-01 07:00 | 2028-08-01 07:00 | 2028 |  | NA | Complete | Complete | NA | Executed | 99
STARLIGHT SOLAR | 1432 | 2017-05-01 | 2017-05-01 07:00 | ACTIVE | C10 | Photovoltaic | Storage |  | Solar | Battery |  | 20 |  | 20 | 17.4 |  | 17.4 |  | 20 | Partial Capacity | 87 | Off-Peak Deliverability |  | See columns P& Q | See columns P& Q | 0 | 1 | 1 | Solar-Hybrid | 0 | 0 | 0 | 0 | 0 | 0 | 0 | 0 | 0 | 0 | 0 | 0 | SAN DIEGO | CA | SDGE | None | 0.03 | 0.337 | Boulevard East Substation 69 kV | ECO | 138 | 2020-06-01 07:00 | 2025-04-30 07:00 | 2025 |  | NA | Complete | Complete | NA | Executed | 2
VIKTORIA SOLAR | 1435 | 2017-04-24 | 2017-05-01 07:00 | ACTIVE | C10 | Photovoltaic | Storage |  | Solar | Battery |  | 250 |  |  | 250 |  |  |  | 250 | Partial Capacity | 48 | Off-Peak Deliverability |  | See columns P& Q | See columns P& Q | 1 | 0.45 | 1 | Solar-Hybrid | 250 | 112.5 | 0 | 0 | 250 | 250 | 0 | 0 | 0 | 0 | 0 | 0 | YUMA | AZ | SDGE |  | 0.03 | 0.337 | Hoodoo Wash Switchyard 500 kV | Hoodoo Wash | 500 | 2020-12-31 08:00 | 2026-03-06 08:00 | 2026 |  | NA | Complete | Complete | NA | Executed | 99
AJO POWER BANK | 1442 | 2018-04-05 | 2018-04-16 07:00 | ACTIVE | C11 | Storage |  |  | Battery |  |  | 124.3 | [6 empty] | 120 | Full Capacity |  |  |  | 1 | 120 | 0 | 0 | 1 | Battery | 124.3 | 120 | 0 | 0 | 0 | 0 | 0 | 0 | 0 | 0 | 0 | 0 | SANTA CLARA | CA | PGAE | Northern | 0.1 | 0.665 | Llagas-Gilroy Foods 115 kV line | Llagas | 115 | 2020-12-01 08:00 | 2025-04-01 07:00 | 2025 |  | NA | Complete | Complete | NA | Executed | 99
ANGELA | 1443 | 2018-04-13 | 2018-04-16 07:00 | ACTIVE | C11 | Photovoltaic | Storage |  | Solar | Battery |  | 40 | 40 |  | 20 | 20 |  |  | 40 | Full Capacity |  | Off-Peak Deliverability | Group 2a | 1 | 40 | 0 | 0 | 1 | Solar-Hybrid | 0 | 0 | 0 | 0 | 0 | 0 | 0 | 0 | 0 | 0 | 0 | 0 | TULARE | CA | PGAE | Kern | 0.1 | 0.665 | Olive Switching Station 115kV | Olive | 115 | 2021-11-30 08:00 | 2024-12-30 08:00 | 2025 |  | NA | Complete | Complete | NA | Executed | 99
SALOON ENERGY STORAGE | 1444 | 2018-04-04 | 2018-04-16 07:00 | ACTIVE | C11 | Photovoltaic | Storage |  | Solar | Battery |  | 150 |  |  | 150 |  |  |  | 150 | Partial Capacity | 92 | Off-Peak Deliverability |  | See columns P& Q | See columns P& Q | 0 | 1 | 1 | Solar-Hybrid | 150 | 150 | 0 | 0 | 150 | 0 | 0 | 0 | 0 | 0 | 0 | 0 | COLUSA | CA | PGAE | Northern | 0.1 | 0.665 | Cortina Substation 115kV | Cortina | 115 | 2022-12-01 08:00 | 2026-05-01 07:00 | 2026 |  | NA | Complete | Complete | NA | Executed | 99
HUMMINGBIRD ENERGY STORAGE | 1454 | 2018-04-09 | 2018-04-16 07:00 | ACTIVE | C11 | Storage |  |  | Battery |  |  | 75 | 75 | [5 empty] | 75 | Full Capacity |  |  | Group 1a | 1 | 75 | 0 | 0 | 1 | Battery | 0 | 0 | 0 | 0 | 0 | 0 | 0 | 0 | 0 | 0 | 0 | 0 | SANTA CLARA | CA | PGAE | Northern | 0.1 | 0.665 | Metcalf 115kV | Metcalf | 115 | 2020-12-31 08:00 | 2023-05-01 07:00 | 2023 |  | NA | Complete | Complete | NA | Executed | 99
JANUS | 1455 | 2018-04-12 | 2018-04-16 07:00 | ACTIVE | C11 | Storage | Photovoltaic |  | Battery | Solar |  | 80 |  |  | 83.54 |  |  |  | 80 | Partial Capacity | 72 | Off-Peak Deliverability |  | See columns P& Q | See columns P& Q | 0.26 | 1 | 1 | Solar-Hybrid | 80 | 20.8 | 0 | 0 | 83.54 | 80 | 0 | 0 | 0 | 0 | 0 | 0 | COLUSA | CA | PGAE | Northern | 0.1 | 0.665 | Cortina Substation 60kV | Cortina | 115 | 2021-12-31 08:00 | 2024-02-01 08:00 | 2024 |  | NA | Complete | Complete | NA | Executed | 2
LAS CAMAS 3 | 1456 | 2018-04-10 | 2018-04-16 07:00 | ACTIVE | C11 | Photovoltaic |  |  | Solar |  |  | 102.5 | [6 empty] | 100 | Full Capacity |  | Off-Peak Energy Only | Group D | 100% | 100 | 0 | 0 | 1 | Solar | 0 | 0 | 0 | 0 | 102.5 | 100 | 0 | 0 | 0 | 0 | 0 | 0 | MERCED | CA | PGAE | Fresno | 0.1 | 0.665 | Los Banos 230kV | Los Banos | 230 | 2022-11-30 08:00 | 2025-02-07 08:00 | 2025 |  | NA | Complete | Complete | NA | Executed | 2
MILPA POWER BANK | 1457 | 2018-04-09 | 2018-04-16 07:00 | ACTIVE | C11 | Storage |  |  | Battery |  |  | 3 | [6 empty] | 3 | Full Capacity |  |  |  | 1 | 3 | 0 | 0 | 1 | Battery | 3 | 3 | 0 | 0 | 0 | 0 | 0 | 0 | 0 | 0 | 0 | 0 | SANTA CLARA | CA | PGAE | Northern | 0.1 | 0.665 | Los Esteros Substation 115kV | Los Esteros | 115 | 2020-12-01 08:00 | 2025-04-29 07:00 | 2025 |  | NA | Complete | Complete | NA |  | 99
MULQUEENEY RANCH WIND 2 | 1459 | 2018-04-12 | 2018-04-16 07:00 | ACTIVE | C11 | Wind Turbine |  |  | Wind Turbine |  |  | 62.5 | [6 empty] | 60 | Full Capacity |  | Off-Peak Deliverability | Group 2b | 1 | 60 | 0 | 0 | 1 | Wind Turbine | 0 | 0 | 0 | 0 | 0 | 0 | 0 | 0 | 62.5 | 60 | 0 | 0 | ALAMEDA | CA | PGAE | Northern | 0.1 | 0.665 | Tesla Substation 230kV | Tesla | 230 | 2021-12-15 08:00 | 2021-12-15 08:00 | 2022 |  | NA | Complete | Complete | NA | Executed | 99
RECLAIMED WIND | 1461 | 2018-04-04 | 2018-04-16 07:00 | ACTIVE | C11 | Wind Turbine |  |  | Wind Turbine |  |  | 112.2 | [6 empty] | 90.7 | Partial Capacity | 53 | Off-Peak Deliverability | Group 3 | 0.517 | 46.8919 | 0 | 0 | 1 | Wind Turbine | 0 | 0 | 0 | 0 | 0 | 0 | 0 | 0 | 112.2 | 46.8919 | 0 | 0 | ALAMEDA | CA | PGAE | Northern | 0.1 | 0.665 | Kelso - Tesla Tap 230kV | Kelso | 230 | 2020-12-31 08:00 | 2025-04-04 07:00 | 2025 |  | NA | Complete | Complete | NA | Executed | 99
SOLANO 4 WIND | 1463 | 2018-04-04 | 2018-04-16 07:00 | ACTIVE | C11 | Wind Turbine |  |  | Wind Turbine |  |  | 92.354 | 90 | [5 empty] | 90.8 | Full Capacity |  | Off-Peak Deliverability |  | 1 | 90.8 | 0 | 0 | 1 | Wind Turbine | 0 | 0 | 0 | 0 | 0 | 0 | 0 | 0 | 2.354 | 0.8 | 0 | 0 | SOLANO | CA | PGAE | Northern | 0.1 | 0.665 | Birds Landing Switching Station 230kV | Birds Landing | 230 | 2023-03-31 07:00 | 2025-04-30 07:00 | 2025 |  | NA | Complete | Complete | NA | Executed | 99
CABALLERO STORAGE | 1470 | 2018-04-13 | 2018-04-16 07:00 | ACTIVE | C11 | Storage |  |  | Battery |  |  | 106.2 | 99.7 | [5 empty] | 99.7 | Full Capacity |  |  | Group 2a | 1 | 99.7 | 0 | 0 | 1 | Battery | 6.5 | 0 | 0 | 0 | 0 | 0 | 0 | 0 | 0 | 0 | 0 | 0 | SAN LUIS OBISPO | CA | PGAE | Kern | 0.1 | 0.665 | Mesa Substation 230kV | Mesa | 230 | 2021-12-01 08:00 | 2024-04-09 07:00 | 2024 |  | NA | Complete | Complete | NA | Executed | 99
KEY STORAGE 1 | 1479 | 2018-04-11 | 2018-04-16 07:00 | ACTIVE | C11 | Storage |  |  | Battery |  |  | 309.3 | [6 empty] | 300.1 | Full Capacity |  |  |  | 1 | 300.1 | 0 | 0 | 1 | Battery | 309.3 | 300.1 | 0 | 0 | 0 | 0 | 0 | 0 | 0 | 0 | 0 | 0 | FRESNO | CA | PGAE | Fresno | 0.1 | 0.665 | Gates Sub 500kV | Gates | 500 | 2022-12-01 08:00 | 2025-10-01 07:00 | 2025 |  | NA | Complete | Complete | NA | Executed | 2
PANOCHE ENERGY CENTER C11 | 1484 | 2018-04-10 | 2018-04-16 07:00 | ACTIVE | C11 | Gas Turbine |  |  | Natural Gas |  |  | 63 | [6 empty] | 63 | Partial Capacity | 41 |  |  | 100% | 63 | 0 | 0 | 1 | Other | 0 | 0 | 0 | 0 | 0 | 0 | 0 | 0 | 0 | 0 | 0 | 0 | FRESNO | CA | PGAE | Fresno | 0.1 | 0.665 | Panoche Substation 230kV | Panoche | 230 | 2020-07-01 07:00 | 2022-06-30 07:00 | 2022 |  | NA | Complete | Complete | NA |  | 2
TEPONA OFF-SHORE WIND | 1491 | 2018-04-14 | 2018-04-16 07:00 | ACTIVE | C11 | Wind Turbine |  |  | Offshore Wind Turbine |  |  | 161.925 | [6 empty] | 156 | Energy Only |  | Off-Peak Energy Only | Group 3 | 0 | 0 | 0 | 0 | 0 | Offshore Wind | 0 | 0 | 0 | 0 | 0 | 0 | 0 | 0 | 0 | 0 | 161.925 | 0 | HUMBOLDT | CA | PGAE | Northern | 0.1 | 0.665 | Humboldt Substation 115kV | Humboldt | 115 | 2024-10-01 07:00 | 2026-03-01 08:00 | 2026 |  | NA | Complete | Complete | NA |  | 3
AZALEA | 1493 | 2018-04-16 | 2018-04-16 07:00 | ACTIVE | C11 | Photovoltaic | Storage |  | Solar | Battery |  | 61.3 | 60 |  | 38 | 38 |  |  | 60 | Partial Capacity | 92 | Off-Peak Deliverability |  | See columns P& Q | See columns P& Q | 0.5156 | 1 | 1 | Solar-Hybrid | 0 | 0 | 0 | 0 | 1.3 | 0 | 0 | 0 | 0 | 0 | 0 | 0 | KERN | CA | PGAE | Kern | 0.1 | 0.665 | Arco Substation 70kV | Arco | 230 | 2022-11-01 07:00 | 2025-03-09 08:00 | 2025 |  | NA | Complete | Complete | NA | Executed | 99
CHALAN SOLAR | 1495 | 2018-04-13 | 2018-04-16 07:00 | ACTIVE | C11 | Storage | Photovoltaic |  | Battery | Solar |  | 25.2 | 25 |  | 66.6 | 64.9 |  |  | 64.9 | Full Capacity |  | Off-Peak Deliverability | Group 1a | 1 | 64.9 | 0 | 0 | 1 | Solar-Hybrid | 0.2 | 0.2 | 0 | 0 | 1.7 | 1.7 | 0 | 0 | 0 | 0 | 0 | 0 | KERN | CA | PGAE | Kern | 0.1 | 0.665 | Arco Substation 230kV | Arco | 230 | 2021-12-01 08:00 | 2024-01-07 08:00 | 2024 |  | NA | Complete | Complete | NA | Executed | 99
DESCENDANT RANCH 1 | 1496 | 2018-04-11 | 2018-04-16 07:00 | ACTIVE | C11 | Storage | Photovoltaic |  | Battery | Solar |  | 510 |  |  | 513.5 |  |  |  | 500 | Partial Capacity | 9.6 | Off-Peak Deliverability | Group 1b | See columns P& Q | See columns P& Q | 0.096 | 0 | 1 | Solar-Hybrid | 510 | 48 | 0 | 0 | 513.5 | 0 | 0 | 0 | 0 | 0 | 0 | 0 | COLUSA | CA | PGAE | Northern | 0.1 | 0.665 | Delevan Sub 230kV | Delevan | 230 | 2023-12-01 08:00 | 2025-06-21 07:00 | 2025 |  | NA | Complete | Complete | NA | Executed | 99
JASMINE | 1499 | 2018-04-16 | 2018-04-16 07:00 | ACTIVE | C11 | Photovoltaic | Storage |  | Solar | Battery |  | 71.161 | 70 |  | 70 | 17.5 | 46.9 |  | 70 | Partial Capacity | 92 | Off-Peak Deliverability |  | See columns P& Q | See columns P& Q | 0 | 0.92 | 1 | Solar-Hybrid | 5.6 | 0 | 0 | 0 | 1.161 | 0 | 0 | 0 | 0 | 0 | 0 | 0 | KERN | CA | PGAE | Kern | 0.1 | 0.665 | Lakeview Substation 70kV | Wheeler Ridge | 230 | 2022-11-01 07:00 | 2024-10-07 07:00 | 2025 |  | NA | Complete | Complete | NA | Executed | 99
PROSPECT ENERGY STORAGE | 1507 | 2018-04-16 | 2018-04-16 07:00 | ACTIVE | C11 | Storage |  |  | Battery |  |  | 58.75 | [6 empty] | 49.9 | Full Capacity |  |  |  | 1 | 49.9 | 0 | 0 | 1 | Battery | 58.75 | 49.9 | 0 | 0 | 0 | 0 | 0 | 0 | 0 | 0 | 0 | 0 | SACRAMENTO | CA | PGAE | Northern | 0.1 | 0.665 | Gold Hill Substation 60kV | Gold Hill | 230 | 2022-06-01 07:00 | 2026-03-31 07:00 | 2026 | Suspended | NA | Complete | Complete | NA | In Progress | 2
BELLEFIELD SOLAR FARM | 1510 | 2018-04-16 | 2018-04-16 07:00 | ACTIVE | C11 | Photovoltaic | Storage |  | Solar | Battery |  | 500 |  | 500 | 500 |  | 500 |  | 500 | Full Capacity |  | Off-Peak Deliverability |  | 1 | 500 | 0 | 0 | 1 | Solar-Hybrid | 0 | 0 | 0 | 0 | 0 | 0 | 0 | 0 | 0 | 0 | 0 | 0 | KERN | CA | SCE | Northern | 0.106 | 0.557 | Windhub Substation 230kV | Windhub | 230 | 2022-10-01 07:00 | 2024-10-02 07:00 | 2024 |  | NA | Complete | Complete | NA | Executed | 2
REXFORD SOLAR FARM | 1516 | 2018-04-16 | 2018-04-16 07:00 | ACTIVE | C11 | Photovoltaic | Storage |  | Solar | Battery |  | 300 | 300 |  | 240 | 240 |  |  | 300 | Full Capacity |  | Off-Peak Deliverability |  | 1 | 300 | 0 | 0 | 1 | Solar-Hybrid | 0 | 0 | 0 | 0 | 0 | 0 | 0 | 0 | 0 | 0 | 0 | 0 | TULARE | CA | SCE | Northern | 0.106 | 0.557 | Vestal Substation 230kV | Vestal | 230 | 2022-10-01 07:00 | 2024-09-01 07:00 | 2024 |  | NA | Complete | Complete | NA | Executed | 2
SANBORN SOLAR 2 | 1518 | 2018-04-13 | 2018-04-16 07:00 | ACTIVE | C11 | Photovoltaic | Storage |  | Solar | Battery |  | 236 | 236 |  | 410 | 293 |  |  | 500 | Partial Capacity | 63.56 | Off-Peak Deliverability |  | 63.56% | 317.8 | 0 | 0 | 1 | Solar-Hybrid | 117 | 24.8 | 0 | 0 | 0 | 0 | 0 | 0 | 0 | 0 | 0 | 0 | KERN | CA | SCE | Northern | 0.106 | 0.557 | Windhub Substation 230kV | Windhub | 230 | 2022-12-31 08:00 | 2023-12-01 08:00 | 2024 |  | NA | Complete | Complete | NA | Executed | 2
BALDY MESA 2 | 1519 | 2018-04-15 | 2018-04-16 07:00 | ACTIVE | C11 | Photovoltaic | Storage |  | Solar | Battery |  | 110.88 | 100 |  | 49.9 |  |  |  | 100 | Full Capacity |  | Off-Peak Deliverability |  | 1 | 100 | 0 | 0 | 1 | Solar-Hybrid | 49.9 | 49.9 | 0 | 0 | 10.88 | 10.88 | 0 | 0 | 0 | 0 | 0 | 0 | SAN BERNARDINO | CA | SCE | NOL | 0.106 | 0.557 | Roadway Substation 115kV | Roadway | 115 | 2021-12-15 08:00 | 2025-02-03 08:00 | 2025 |  | NA | Complete | Complete | NA | Executed | 3
ARIDA SOLAR FARM | 1522 | 2018-04-16 | 2018-04-16 07:00 | ACTIVE | C11 | Storage | Photovoltaic |  | Battery | Solar |  | 370 |  |  | 370 |  |  |  | 370 | Full Capacity |  | Off-Peak Deliverability |  | 1 | 370 | 0 | 0 | 1 | Solar-Hybrid | 370 | 370 | 0 | 0 | 370 | 0 | 0 | 0 | 0 | 0 | 0 | 0 | CLARK | NV | SCE | EOP | 0.106 | 0.557 | Mohave Substation 500kV | Mohave | 500 | 2022-10-01 07:00 | 2025-09-15 07:00 | 2025 |  | NA | Complete | Complete | NA |  | 2
QUARTZITE SOLAR 11 | 1526 | 2018-04-11 | 2018-04-16 07:00 | ACTIVE | C11 | Storage | Photovoltaic |  | Battery | Solar |  | 75 | 75 |  | 155.43 | 150 |  |  | 150 | Full Capacity |  | Off-Peak Deliverability |  | 1 | 150 | 0 | 0 | 1 | Solar-Hybrid | 0 | 0 | 0 | 0 | 5.43 | 5.43 | 0 | 0 | 0 | 0 | 0 | 0 | RIVERSIDE | CA | SCE | Eastern | 0.106 | 0.557 | Colorado River Substation 230kV | Colorado River | 230 | 2022-12-30 08:00 | 2023-08-01 07:00 | 2023 |  | NA | Complete | Complete | NA | Executed | 99
WINDY WASH SOLAR | 1528 | 2018-04-13 | 2018-04-16 07:00 | ACTIVE | C11 | Photovoltaic |  |  | Solar |  |  | 79 | [6 empty] | 79 | Energy Only |  | Off-Peak Deliverability |  | 0 | 0 | 0 | 0 | 0 | Solar | 0 | 0 | 0 | 0 | 79 | 0 | 0 | 0 | 0 | 0 | 0 | 0 | RIVERSIDE | CA | SCE | Eastern | 0.106 | 0.557 | Devers Substation 220kV | Devers | 230 | 2021-06-30 07:00 | 2022-12-31 08:00 | 2023 |  | NA | Complete | Complete | NA |  | 99
CENTENNIAL FLATS | 1529 | 2018-04-17 | 2018-04-16 07:00 | ACTIVE | C11 | Photovoltaic | Storage |  | Solar | Battery |  | 514.55 |  |  | 257.28 |  |  |  | 500 | Partial Capacity | 53.47 | Off-Peak Deliverability |  | 0.5347 | 267.35 | 0 | 0 | 1 | Solar-Hybrid | 257.28 | 257.28 | 0 | 0 | 514.55 | 95 | 0 | 0 | 0 | 0 | 0 | 0 | LA PAZ | AZ | DCRT |  | 0.106 | 0.557 | Delaney-Colorado River 500kV line | Cielo Azul | 500 | 2022-12-15 08:00 | 2025-06-22 07:00 | 2025 |  | NA | Complete | Complete | NA | Executed | 99
BATERIA DEL SUR | 1531 | 2018-04-16 | 2018-04-16 07:00 | ACTIVE | C11 | Storage |  |  | Battery |  |  | 350 | 131 | [5 empty] | 350 | Partial Capacity | 37 |  | Group 3 | 37% | 129.5 | 0 | 0 | 1 | Battery | 219 | 0 | 0 | 0 | 0 | 0 | 0 | 0 | 0 | 0 | 0 | 0 | TBD | CA | SDGE |  | 0.03 | 0.337 | Imperial Valley Substation 230 kV | Imperial Valley | 230 | 2022-05-01 07:00 | 2024-12-31 08:00 | 2025 |  | NA | Complete | Complete | NA | Executed | 2
KETTLE SOLAR ONE | 1532 | 2018-04-16 | 2018-04-16 07:00 | ACTIVE | C11 | Photovoltaic | Storage |  | Solar | Battery |  | 90 | 90 |  | 90 | 70 | 20 |  | 90 | Full Capacity |  | Off-Peak Deliverability |  | 1 | 90 | 0 | 0 | 1 | Solar-Hybrid | 0 | 0 | 0 | 0 | 0 | 0 | 0 | 0 | 0 | 0 | 0 | 0 | SAN DIEGO | CA | SDGE |  | 0.03 | 0.337 | Carrizo Gorge Switchyard 138 kV | ECO | 138 | 2020-12-01 08:00 | 2026-10-31 07:00 | 2027 |  | NA | Complete | Complete | NA | Executed | 1
VULCAN | 1534 | 2018-04-11 | 2018-04-16 07:00 | ACTIVE | C11 | Storage | Photovoltaic |  | Battery | Solar |  | 28.8 |  |  | 225 |  |  |  | 250 | Energy Only |  | Off-Peak Deliverability | Group 1a | 0 | 0 | 0 | 0 | 0 | Solar-Hybrid | 28.8 | 0 | 0 | 0 | 225 | 0 | 0 | 0 | 0 | 0 | 0 | 0 | MARICOPA | AZ | SDGE |  | 0.03 | 0.337 | Hassayampa Common Bus 500 kV | Hassayampa | 500 | 2021-05-01 07:00 | 2023-12-15 08:00 | 2024 |  | NA | Complete | Complete | NA |  | 99
IRVING STORAGE | 1539 | 2019-03-05 | 2019-05-07 07:00 | ACTIVE | ISP | Storage |  |  | Battery |  |  | 782.79 | [6 empty] | 750 | Full Capacity |  |  |  | 1 | 750 | 0 | 0 | 1 | Battery | 782.79 | 750 | 0 | 0 | 0 | 0 | 0 | 0 | 0 | 0 | 0 | 0 | MONTEREY | CA | PGAE | Northern | 0.1 | 0.665 | Moss Landing Substation 500kV | Moss Landing | 500 | 2022-12-01 08:00 | 2025-11-30 08:00 | 2026 |  | NA | Complete | Complete | NA | Executed | 99
TANAGER STORAGE | 1550 | 2019-04-02 | 2019-04-15 07:00 | ACTIVE | C12 | Storage |  |  | Battery |  |  | 200 | [6 empty] | 200 | Full Capacity |  |  | Group 2 | 1 | 200 | 0 | 0 | 1 | Battery | 200 | 200 | 0 | 0 | 0 | 0 | 0 | 0 | 0 | 0 | 0 | 0 | SANTA CLARA | CA | PGAE | Northern | 0.1 | 0.665 | Los Esteros Substation 230kV | Los Esteros | 115 | 2023-06-30 07:00 | 2025-04-01 07:00 | 2025 |  | NA | Complete | Complete | NA | Executed | 99
CORMORANT STORAGE | 1552 | 2019-04-02 | 2019-04-15 07:00 | ACTIVE | C12 | Storage |  |  | Battery |  |  | 250 | [6 empty] | 250 | Full Capacity |  |  | Group 2 | 1 | 250 | 0 | 0 | 1 | Battery | 250 | 250 | 0 | 0 | 0 | 0 | 0 | 0 | 0 | 0 | 0 | 0 | SAN FRANCISCO | CA | PGAE | Northern | 0.1 | 0.665 | Martin Substation 115kV | Martin | 115 | 2023-06-30 07:00 | 2023-06-30 07:00 | 2023 |  | NA | Complete | Complete | NA | Executed | 99
JEWELFLOWER STORAGE | 1553 | 2019-04-05 | 2019-04-15 07:00 | ACTIVE | C12 | Storage |  |  | Battery |  |  | 354.88 | [6 empty] | 350 | Full Capacity |  |  | Group 3 | 1 | 350 | 0 | 0 | 1 | Battery | 354.88 | 350 | 0 | 0 | 0 | 0 | 0 | 0 | 0 | 0 | 0 | 0 | SANTA CLARA | CA | PGAE | Northern | 0.1 | 0.665 | Metcalf Substation 230kV | Metcalf | 230 | 2022-12-31 08:00 | 2025-03-27 07:00 | 2025 |  | NA | Complete | Complete | NA |  | 99
NOOSA ENERGY STORAGE | 1557 | 2019-04-15 | 2019-04-15 07:00 | ACTIVE | C12 | Storage |  |  | Battery |  |  | 100 | [6 empty] | 99 | Full Capacity |  |  | Group 3 | 1 | 99 | 0 | 0 | 1 | Battery | 100 | 99 | 0 | 0 | 0 | 0 | 0 | 0 | 0 | 0 | 0 | 0 | SAN JOAQUIN | CA | PGAE | Northern | 0.1 | 0.665 | Ripon Substation 115kV | Ripon | 115 | 2022-12-16 08:00 | 2025-05-01 07:00 | 2025 |  | NA | Complete | Complete | NA | Executed | 2
HYDASPES | 1558 | 2019-04-04 | 2018-04-15 07:00 | ACTIVE | C12 | Storage | Photovoltaic |  | Battery | Solar |  | 41.436 |  |  | 40.562 |  |  |  | 40 | Energy Only |  | Off-Peak Energy Only | Group 5 | 0 | 0 | 0 | 0 | 0 | Solar-Hybrid | 41.436 | 0 | 0 | 0 | 40.562 | 0 | 0 | 0 | 0 | 0 | 0 | 0 | STANISLAUS | CA | PGAE | Northern | 0.1 | 0.665 | Miller #1 Tap 115 kV | Miller | 115 | 2022-12-31 08:00 | 2022-12-31 08:00 | 2023 |  | NA | Complete | Complete | NA | In Progress | 99
DYNAMO SOLAR | 1565 | 2019-04-08 | 2019-04-15 07:00 | ACTIVE | C12 | Photovoltaic |  |  | Solar |  |  | 24.5 | [6 empty] | 24.5 | Full Capacity |  | Off-Peak Deliverability | Group 3 | 1 | 24.5 | 0 | 0 | 1 | Solar | 0 | 0 | 0 | 0 | 24.5 | 24.5 | 0 | 0 | 0 | 0 | 0 | 0 | NAPA | CA | PGAE | Northern | 0.1 | 0.665 | Tulucay Substation 60kV | Tulucay | 230 | 2023-06-30 07:00 | 2025-11-21 08:00 | 2026 |  | NA | Complete | Complete | NA | Executed | 99
AIR STATION 1 | 1568 | 2019-04-16 | 2019-04-15 07:00 | ACTIVE | C12 | Photovoltaic | Storage |  | Solar | Battery |  | 21.05 |  |  | 21.05 |  |  |  | 40 | Energy Only |  | Off-Peak Energy Only | Other | 0 | 0 | 0 | 0 | 0 | Solar-Hybrid | 21.05 | 0 | 0 | 0 | 21.05 | 0 | 0 | 0 | 0 | 0 | 0 | 0 | KINGS | CA | PGAE | Fresno | 0.1 | 0.665 | Henrietta-Lemoore NAS 70 kV | Henrietta | 230 | 2021-12-31 08:00 | 2021-12-31 08:00 | 2022 |  | NA | Complete | Complete | NA | In Progress | 99
ARCTURUS | 1586 | 2019-04-04 | 2019-04-15 07:00 | ACTIVE | C12 | Storage | Photovoltaic |  | Battery | Solar |  | 152.29 |  |  | 151.794 |  |  |  | 150 | Energy Only |  | Off-Peak Energy Only | Group 3 | 0 | 0 | 0 | 0 | 0 | Solar-Hybrid | 152.29 | 0 | 0 | 0 | 151.794 | 0 | 0 | 0 | 0 | 0 | 0 | 0 | KERN | CA | PGAE | Kern | 0.1 | 0.665 | Arco Substation 230kV | Arco | 230 | 2022-12-30 08:00 | 2026-11-03 08:00 | 2027 |  | NA | Complete | Complete | NA | Executed | 99
KINGSROAD HYBRID SOLAR | 1587 | 2019-04-16 | 2019-04-15 07:00 | ACTIVE | C12 | Storage | Photovoltaic |  | Battery | Solar |  | 101.78 |  |  | 101.78 |  |  |  | 100 | Energy Only |  | Off-Peak Energy Only | Group 2a | 0 | 0 | 0 | 0 | 0 | Solar-Hybrid | 101.78 | 0 | 0 | 0 | 101.78 | 0 | 0 | 0 | 0 | 0 | 0 | 0 | KERN | CA | PGAE | Kern | 0.1 | 0.665 | Arco Substation 230kV | Arco | 230 | 2023-11-30 08:00 | 2024-12-25 08:00 | 2025 |  | NA | Complete | Complete | NA | Executed | 99
CHAMISE | 1591 | 2019-04-04 | 2019-04-15 07:00 | ACTIVE | C12 | Photovoltaic | Storage |  | Solar | Battery |  | 55.9 |  |  | 21.8 |  |  |  | 55 | Energy Only |  | Off-Peak Energy Only | Group B | 0 | 0 | 0 | 0 | 0 | Solar-Hybrid | 21.8 | 0 | 0 | 0 | 55.9 | 0 | 0 | 0 | 0 | 0 | 0 | 0 | KERN | CA | PGAE | Kern | 0.1 | 0.665 | Midway-Tupman-Rio Bravo-Renfro 115 kV | Tupman | 115 | 2022-12-31 08:00 | 2024-12-31 08:00 | 2025 |  | NA | Complete | Complete | NA | In Progress | 99
PELICANS JAW HYBRID SOLAR | 1593 | 2019-04-09 | 2019-04-15 07:00 | ACTIVE | C12 | Storage | Photovoltaic |  | Battery | Solar |  | 500 |  |  | 500 |  |  |  | 500 | Partial Capacity | 95.55 | Off-Peak Energy Only | Group A | 95.55% | 477.75 | 0 | 0 | 1 | Solar-Hybrid | 500 | 477.75 | 0 | 0 | 500 | 0 | 0 | 0 | 0 | 0 | 0 | 0 | KINGS | CA | PGAE | Fresno | 0.1 | 0.665 | Gates-Midway 230 kV | New Sub - Gates - Midway (Proposed) | 230 | 2022-11-30 08:00 | 2028-01-22 08:00 | 2028 |  | NA | Complete | Complete | NA | Executed | 99
BUTTONBUSH SOLAR HYBRID ENERGY CENTER | 1596 | 2019-04-01 | 2019-04-15 07:00 | ACTIVE | C12 | Storage | Photovoltaic |  | Battery | Solar |  | 818 |  |  | 818 |  |  |  | 800 | Full Capacity |  | Off-Peak Deliverability | Group 3 | 1 | 800 | 0 | 0 | 1 | Solar-Hybrid | 818 | 800 | 0 | 0 | 818 | 0 | 0 | 0 | 0 | 0 | 0 | 0 | KERN | CA | PGAE | Kern | 0.1 | 0.665 | Midway Substation 500kV | Midway | 500 | 2025-11-01 07:00 | 2026-12-01 08:00 | 2027 |  | NA | Complete | Complete | NA | Executed | 2
ARATINA SOLAR CENTER 2 | 1604 | 2019-04-01 | 2019-04-15 07:00 | ACTIVE | C12 | Storage | Photovoltaic |  | Battery | Solar |  | 200 | 200 |  | 200 | 12 | 188 |  | 200 | Full Capacity |  | Off-Peak Deliverability | Group 1a | 1 | 200 | 0 | 0 | 1 | Solar-Hybrid | 0 | 0 | 0 | 0 | 0 | 0 | 0 | 0 | 0 | 0 | 0 | 0 | KERN | CA | SCE | NOL | 0.106 | 0.557 | Kramer Substation 230kV | Kramer | 230 | 2022-06-01 07:00 | 2025-01-15 08:00 | 2025 |  | NA | Complete | Complete | NA |  | 1
AVOCET STORAGE | 1608 | 2019-04-01 | 2019-04-15 07:00 | ACTIVE | C12 | Storage |  |  | Battery |  |  | 200 | 200 | [5 empty] | 200 | Full Capacity |  |  | Group 2 | 1 | 200 | 0 | 0 | 1 | Battery | 0 | 0 | 0 | 0 | 0 | 0 | 0 | 0 | 0 | 0 | 0 | 0 | LOS ANGELES | CA | SCE | Metro | 0.106 | 0.557 | Hinson Substation 230kV | Hinson | 230 | 2023-06-30 07:00 | 2024-09-01 07:00 | 2024 |  | NA | Complete | Complete | NA | Executed | 1
COMMERCE ENERGY STORAGE | 1611 | 2019-04-09 | 2019-04-15 07:00 | ACTIVE | C12 | Storage |  |  | Battery |  |  | 250 | [6 empty] | 250 | Full Capacity |  |  | Group 3 | 1 | 250 | 0 | 0 | 1 | Battery | 250 | 250 | 0 | 0 | 0 | 0 | 0 | 0 | 0 | 0 | 0 | 0 | LOS ANGELES | CA | SCE | Metro | 0.106 | 0.557 | Laguna Bell Substation 230kV | Laguna Bell | 230 | 2023-01-01 08:00 | 2025-06-01 07:00 | 2025 |  | NA | Complete | Complete | NA | Executed | 1
KESTREL STORAGE | 1615 | 2019-04-01 | 2019-04-15 07:00 | ACTIVE | C12 | Storage |  |  | Battery |  |  | 200 | [6 empty] | 200 | Full Capacity |  |  | Group 3 | 1 | 200 | 0 | 0 | 1 | Battery | 200 | 200 | 0 | 0 | 0 | 0 | 0 | 0 | 0 | 0 | 0 | 0 | LOS ANGELES | CA | SCE | Metro | 0.106 | 0.557 | Walnut Substation 220kV | Walnut | 230 | 2023-06-30 07:00 | 2024-01-15 08:00 | 2024 |  | NA | Complete | Complete | NA | Executed | 2
LOCKHART SOLAR 2 | 1617 | 2019-04-05 | 2019-04-15 07:00 | ACTIVE | C12 | Storage | Photovoltaic |  | Battery | Solar |  | 73.26 |  | 73 | 82.4342 | 75 | 7 |  | 150 | Full Capacity |  | Off-Peak Deliverability | Group 2a | 1 | 150 | 0 | 0 | 1 | Solar-Hybrid | 0.26 | 0.26 | 0 | 0 | 0.43424 | 0.43424 | 0 | 0 | 0 | 0 | 0 | 0 | SAN BERNARDINO | CA | SCE | NOL | 0.106 | 0.557 | Kramer Substation 230kV | Kramer | 230 | 2022-12-01 08:00 | 2023-09-01 07:00 | 2023 |  | NA | Complete | Complete | NA | Executed | 1
GOLDBACK SOLAR CENTER | 1619 | 2019-04-12 | 2019-04-15 07:00 | ACTIVE | C12 | Storage |  |  | Battery |  |  | 500 | [6 empty] | 500 | Full Capacity |  | Off-Peak Deliverability | Group 3 | 1 | 500 | 0 | 0 | 1 | Battery | 500 | 500 | 0 | 0 | 0 | 0 | 0 | 0 | 0 | 0 | 0 | 0 | VENTURA | CA | SCE | Northern | 0.106 | 0.557 | Moorpark Substation 230 kV | Moorpark | 230 | 2023-06-01 07:00 | 2026-03-31 07:00 | 2026 |  | NA | Complete | Complete | NA | Executed | 3
ANGELENO SOLAR FARM | 1625 | 2019-03-31 | 2019-04-15 07:00 | ACTIVE | C12 | Storage | Photovoltaic |  | Battery | Solar |  | 1150 |  |  | 1150 |  |  |  | 1150 | Full Capacity |  | Off-Peak Deliverability | Group 3 | 1 | 1150 | 0 | 0 | 1 | Solar-Hybrid | 1150 | 1150 | 0 | 0 | 1150 | 0 | 0 | 0 | 0 | 0 | 0 | 0 | LOS ANGELES | CA | SCE | Northern | 0.106 | 0.557 | Vincent Substation 500kV | Vincent | 230 | 2023-06-01 07:00 | 2026-04-01 07:00 | 2026 |  | NA | Complete | Complete | NA | Executed | 3
HUMIDOR STORAGE 1 | 1629 | 2019-04-11 | 2019-04-15 07:00 | ACTIVE | C12 | Storage |  |  | Battery |  |  | 305 | 300 | [5 empty] | 300 | Full Capacity |  |  | Group 3 | 1 | 300 | 0 | 0 | 1 | Battery | 5 | 0 | 0 | 0 | 0 | 0 | 0 | 0 | 0 | 0 | 0 | 0 | LOS ANGELES | CA | SCE | Northern | 0.106 | 0.557 | Vincent Substation 230 kV | Vincent | 230 | 2021-12-01 08:00 | 2023-11-15 08:00 | 2024 |  | NA | Complete | Complete | NA | Executed | 2
BELLEFIELD 2 SOLAR FARM | 1631 | 2019-04-01 | 2019-04-15 07:00 | ACTIVE | C12 | Storage | Photovoltaic |  | Battery | Solar |  | 500 |  |  | 500 |  |  |  | 500 | Full Capacity |  | Off-Peak Deliverability | Group 2a | 1 | 500 | 0 | 0 | 1 | Solar-Hybrid | 500 | 500 | 0 | 0 | 500 | 0 | 0 | 0 | 0 | 0 | 0 | 0 | KERN | CA | SCE | Northern | 0.106 | 0.557 | Windhub Substation 220kV | Windhub | 230 | 2022-10-01 07:00 | 2025-07-15 07:00 | 2025 |  | NA | Complete | Complete | NA | Executed | 2
SANBORN HYBRID 3 | 1632 | 2019-04-05 | 2019-04-15 07:00 | ACTIVE | C12 | Storage | Photovoltaic |  | Battery | Solar |  | 671.55 |  |  | 778.5456 |  |  |  | 1400 | Full Capacity |  | Off-Peak Deliverability | Group 2 | 1 | 1400 | 0 | 0 | 1 | Solar-Hybrid | 671.55 | 671.55 | 0 | 0 | 778.5456 | 778.5456 | 0 | 0 | 0 | 0 | 0 | 0 | KERN | CA | SCE | Northern | 0.106 | 0.557 | Windhub Substation 500kV | Windhub | 500 | 2023-12-01 08:00 | 2025-03-15 07:00 | 2025 |  | NA | Complete | Complete | NA | Executed | 2
CALYPSO SOLAR | 1636 | 2019-04-04 | 2019-04-15 07:00 | ACTIVE | C12 | Storage | Photovoltaic |  | Battery | Solar |  | 400 |  |  | 400 |  |  |  | 400 | Energy Only |  | Off-Peak Energy Only | Group D | 0 | 0 | 0 | 0 | 0 | Solar-Hybrid | 400 | 0 | 0 | 0 | 400 | 0 | 0 | 0 | 0 | 0 | 0 | 0 | RIVERSIDE | CA | SCE | Eastern | 0.106 | 0.557 | Colorado River Substation 230kV | Colorado River | 230 | 2023-12-01 08:00 | 2028-12-31 08:00 | 2029 |  | NA | Complete | Complete | NA | Executed | 1
RAMPA | 1641 | 2019-04-05 | 2019-04-15 07:00 | ACTIVE | C12 | Storage |  |  | Battery |  |  | 100.98 | 100 | [5 empty] | 100 | Full Capacity |  |  | Group 3 | 1 | 100 | 0 | 0 | 1 | Battery | 0.98 | 0 | 0 | 0 | 0 | 0 | 0 | 0 | 0 | 0 | 0 | 0 | SAN BERNARDINO | CA | SCE | Eastern | 0.106 | 0.557 | Etiwanda Substation 230kV | Etiwanda | 230 | 2022-12-31 08:00 | 2023-08-02 07:00 | 2023 |  | NA | Complete | Complete | NA | Executed | 2
OBERON | 1642 | 2019-04-02 | 2019-04-15 07:00 | ACTIVE | C12 | Storage | Photovoltaic |  | Battery | Solar |  | 518.4 | 250 | 250 | 518.4 | 500 |  |  | 500 | Full Capacity |  | Off-Peak Deliverability | Group 2a | 1 | 500 | 0 | 0 | 1 | Solar-Hybrid | 18.4 | 0 | 0 | 0 | 18.4 | 0 | 0 | 0 | 0 | 0 | 0 | 0 | RIVERSIDE | CA | SCE | Eastern | 0.106 | 0.557 | Red Bluff Substation 500kV | Red bluff | 500 | 2022-12-31 08:00 | 2024-12-31 08:00 | 2025 |  | NA | Complete | Complete | NA | Executed | 2
LYCAN SOLAR | 1643 | 2019-04-04 | 2019-04-15 07:00 | ACTIVE | C12 | Photovoltaic | Storage |  | Solar | Battery |  | 400 |  |  | 400 |  |  |  | 400 | Energy Only |  | Off-Peak Energy Only | Group 1a | 0 | 0 | 0 | 0 | 0 | Solar-Hybrid | 400 | 0 | 0 | 0 | 400 | 0 | 0 | 0 | 0 | 0 | 0 | 0 | RIVERSIDE | CA | SCE | Eastern | 0.106 | 0.557 | Red Bluff Substation 500kV | Red bluff | 500 | 2023-12-01 08:00 | 2027-12-31 08:00 | 2028 |  | NA | Complete | Complete | NA | Executed | 2
MENIFEE POWER BANK | 1645 | 2019-04-10 | 2019-04-15 07:00 | ACTIVE | C12 | Storage |  |  | Battery |  |  | 680 | 620 | 50 |  |  |  |  | 680 | Full Capacity |  |  | Other | 1 | 680 | 0 | 0 | 1 | Battery | 10 | 10 | 0 | 0 | 0 | 0 | 0 | 0 | 0 | 0 | 0 | 0 | RIVERSIDE | CA | SCE | Eastern | 0.106 | 0.557 | Valley Substation 500kV | Valley (SCE) | 500 | 2022-12-01 08:00 | 2024-11-15 08:00 | 2025 |  | NA | Complete | Complete | NA | Executed | 99
DOUBLE BUTTE STORAGE | 1646 | 2019-04-05 | 2019-04-15 07:00 | ACTIVE | C12 | Storage |  |  | Battery |  |  | 507.6 | [6 empty] | 500 | Energy Only |  |  | Group 1a | 0 | 0 | 0 | 0 | 0 | Battery | 507.6 | 0 | 0 | 0 | 0 | 0 | 0 | 0 | 0 | 0 | 0 | 0 | RIVERSIDE | CA | SCE | Eastern | 0.106 | 0.557 | Valley Substation 500 kV | Valley (SCE) | 500 | 2022-12-31 08:00 | 2025-02-15 08:00 | 2025 |  | NA | Complete | Complete | NA |  | 2
ANGORA SOLAR FARM | 1647 | 2019-04-02 | 2019-04-15 07:00 | ACTIVE | C12 | Storage | Photovoltaic |  | Battery | Solar |  | 700 |  |  | 700 |  |  |  | 700 | Full Capacity |  | Off-Peak Deliverability | Group 3 | 1 | 700 | 0 | 0 | 1 | Solar-Hybrid | 700 | 700 | 0 | 0 | 700 | 0 | 0 | 0 | 0 | 0 | 0 | 0 | CLARK | NV | SCE | EOP | 0.106 | 0.557 | Mohave Substation 500kV | Mohave | 500 | 2022-10-01 07:00 | 2025-04-01 07:00 | 2025 |  | NA | Complete | Complete | NA |  | 99
BONANZA SOLAR | 1649 | 2019-04-05 | 2019-04-15 07:00 | ACTIVE | C12 | Storage | Photovoltaic |  | Battery | Solar |  | 150 |  |  | 300 |  |  |  | 300 | Partial Capacity | 75.657 | Off-Peak Deliverability | Group 1a | See columns P& Q | See columns P& Q | 0.6506 | 1 | 1 | Solar-Hybrid | 150 | 97.59 | 0 | 0 | 300 | 300 | 0 | 0 | 0 | 0 | 0 | 0 | CLARK/NYE | NV | GLW |  | 0.106 | 0.557 | Innovation 230kV Sub | Innovation | 230 | 2023-12-01 08:00 | 2025-10-30 07:00 | 2026 |  | NA | Complete | Complete | NA | Executed | 99
ROUGH HAT HYBRID SOLAR | 1650 | 2019-04-15 | 2019-04-15 07:00 | ACTIVE | C12 | Photovoltaic | Storage |  | Solar | Battery |  | 204 |  |  | 200 |  |  |  | 200 | Full Capacity |  | Off-Peak Deliverability | Group 1a | 100% | 200 | 0 | 0 | 1 | Solar-Hybrid | 200 | 200 | 0 | 0 | 204 | 0 | 0 | 0 | 0 | 0 | 0 | 0 | NYE | NV | GLW |  | 0.106 | 0.557 | Trout Canyon Switching Station 230kV | Trout Canyon | 230 | 2022-11-30 08:00 | 2025-12-01 08:00 | 2026 |  | NA | Complete | Complete | NA | In Progress | 99
YELLOW PINE 3 | 1654 | 2019-04-09 | 2019-04-15 07:00 | ACTIVE | C12 | Photovoltaic | Storage |  | Solar | Battery |  | 261.954 | 35 |  | 254.98 | 60 |  |  | 250 | Full Capacity |  | Off-Peak Deliverability | Group 3 | 1 | 250 | 0 | 0 | 1 | Solar-Hybrid | 194.98 | 190 | 0 | 0 | 226.954 | 0 | 0 | 0 | 0 | 0 | 0 | 0 | CLARK | NV | GLW |  | 0.106 | 0.557 | Trout Canyon Substation 230kV | Trout Canyon | 230 | 2025-12-31 08:00 | 2025-12-31 08:00 | 2026 |  | NA | Complete | Complete | NA | Executed | 99
BONANZA PEAK SOLAR FARM | 1655 | 2019-04-12 | 2019-04-12 07:00 | ACTIVE | C12 | Storage | Photovoltaic |  | Battery | Solar |  | 200 |  |  | 441 |  |  |  | 400 | Full Capacity |  | Off-Peak Deliverability | Group 1a | 100% | 400 | 0 | 0 | 1 | Solar-Hybrid | 200 | 200 | 0 | 0 | 441 | 441 | 0 | 0 | 0 | 0 | 0 | 0 | CLARK/NYE | NV | GLW |  | 0.106 | 0.557 | Trout Canyon Switching Station 230kV | Trout Canyon | 230 | 2022-12-16 08:00 | 2024-12-15 08:00 | 2025 |  | NA | Complete | Complete | NA | Executed | 1
SANDPIPER STORAGE | 1657 | 2019-04-02 | 2019-04-15 07:00 | ACTIVE | C12 | Storage |  |  | Battery |  |  | 200 | [6 empty] | 200 | Partial Capacity | 50 |  | Group 2a | 0.5 | 100 | 0 | 0 | 1 | Battery | 200 | 100 | 0 | 0 | 0 | 0 | 0 | 0 | 0 | 0 | 0 | 0 | ORANGE | CA | SDGE |  | 0.03 | 0.337 | Talega Substation 138 kV | Talega | 230 | 2023-06-30 07:00 | 2025-03-15 07:00 | 2025 |  | NA | Complete | Complete | NA | Executed | 2
CIMARRON WIND | 1660 | 2019-03-29 | 2019-04-15 07:00 | ACTIVE | C12 | Wind Turbine |  |  | Wind Turbine |  |  | 352.5 | [6 empty] | 300 | Energy Only |  | Off-Peak Deliverability | Group A | 0 | 0 | 0 | 0 | 0 | Wind Turbine | 0 | 0 | 0 | 0 | 0 | 0 | 0 | 0 | 352.5 | 0 | 0 | 0 | TECATE | MX | SDGE |  | 0.03 | 0.337 | Eco 230 kV Substation | ECO | 230 | 2023-12-31 08:00 | 2024-12-31 08:00 | 2025 |  | NA | Complete | Complete | NA |  | 2
OBSIDIAN WIND | 1661 | 2019-04-05 | 2019-04-15 07:00 | ACTIVE | C12 | Wind Turbine |  |  | Wind Turbine |  |  | 300 | [6 empty] | 300 | Energy Only |  | Off-Peak Deliverability | Group 3 | 0 | 0 | 0 | 0 | 0 | Wind Turbine | 0 | 0 | 0 | 0 | 0 | 0 | 0 | 0 | 300 | 0 | 0 | 0 | BAJA CALIFORNIA | MX | SDGE |  | 0.03 | 0.337 | East County Substation 230 kV | ECO | 230 | 2024-12-01 08:00 | 2029-09-26 07:00 | 2029 |  | NA | Complete | Complete | NA |  | 1
VENTASSO ENERGY STORAGE | 1662 | 2019-04-06 | 2019-04-15 07:00 | ACTIVE | C12 | Storage |  |  | Battery |  |  | 50.774 |  | 50 |  |  |  |  | 50 | Full Capacity |  |  | Group 3 | 1 | 50 | 0 | 0 | 1 | Battery | 0.774 | 0 | 0 | 0 | 0 | 0 | 0 | 0 | 0 | 0 | 0 | 0 | SAN DIEGO | CA | SDGE |  | 0.03 | 0.337 | El Cajon Substation 69 kV | El Cajon | 69 | 2022-11-30 08:00 | 2024-07-08 07:00 | 2024 |  | NA | Complete | Complete | NA | Executed | 1
HOODINI | 1663 | 2019-04-13 | 2019-04-15 07:00 | ACTIVE | C12 | Storage | Photovoltaic |  | Battery | Solar |  | 112.63 |  |  | 459.54 |  |  |  | 450 | Energy Only |  | Off-Peak Deliverability | Group 3 | 0 | 0 | 0 | 0 | 0 | Solar-Hybrid | 112.63 | 0 | 0 | 0 | 459.54 | 0 | 0 | 0 | 0 | 0 | 0 | 0 | YUMA | AZ | SDGE |  | 0.03 | 0.337 | Hoodoo Wash Switchyard 500 kV | Hoodoo Wash | 500 | 2023-05-31 07:00 | 2025-12-15 08:00 | 2026 |  | NA | Complete | Complete | NA |  | 99
VOLTA DE MEXICALI | 1664 | 2019-03-29 | 2019-04-15 07:00 | ACTIVE | C12 | Storage |  |  | Battery |  |  | 500 | [6 empty] | 500 | Energy Only |  |  | Group 3 | 0 | 0 | 0 | 0 | 0 | Battery | 500 | 0 | 0 | 0 | 0 | 0 | 0 | 0 | 0 | 0 | 0 | 0 | SONORA | MX | SDGE |  | 0.03 | 0.337 | Imperial Valley Substation 230 kV | Imperial Valley | 230 | 2021-12-31 08:00 | 2030-03-10 08:00 | 2030 |  | NA | Complete | Complete | NA |  | 2
KINGSLEY SOLAR FARM | 1665 | 2019-04-01 | 2019-04-15 07:00 | ACTIVE | C12 | Storage | Photovoltaic |  | Battery | Solar |  | 360 |  |  | 360 |  |  |  | 360 | Energy Only |  | Off-Peak Deliverability | Group D | 0 | 0 | 0 | 0 | 0 | Solar-Hybrid | 360 | 0 | 0 | 0 | 360 | 0 | 0 | 0 | 0 | 0 | 0 | 0 | IMPERIAL | CA | SDGE |  | 0.03 | 0.337 | Imperial Valley Substation 230 kV | Imperial Valley | 230 | 2023-06-01 07:00 | 2028-07-11 07:00 | 2028 |  | NA | Complete | Complete | NA |  | 2
SUNRISE BUTTE | 1667 | 2019-04-12 | 2019-04-15 07:00 | ACTIVE | C12 | Photovoltaic | Storage |  | Solar | Battery |  | 0 |  |  | 150 |  |  |  | 150 | Energy Only |  | Off-Peak Deliverability | Group 3 | 0 | 0 | 0 | 0 | 0 | Solar-Hybrid | 150 | 0 | 0 | 0 | 0 | 0 | 0 | 0 | 0 | 0 | 0 | 0 | IMPERIAL | CA | SDGE |  | 0.03 | 0.337 | Imperial Valley Substation 230 kV | Imperial Valley | 230 | 2022-12-31 08:00 | 2029-04-29 07:00 | 2029 |  | NA | Complete | Complete | NA |  | 1
POME BESS | 1669 | 2019-04-13 | 2019-04-15 07:00 | ACTIVE | C12 | Storage |  |  | Battery |  |  | 101.5 | 100 | [5 empty] | 100 | Full Capacity |  |  | Group 3 | 1 | 100 | 0 | 0 | 1 | Battery | 1.5 | 0 | 0 | 0 | 0 | 0 | 0 | 0 | 0 | 0 | 0 | 0 | SAN DIEGO | CA | SDGE |  | 0.03 | 0.337 | Pomerado Substation 69 kV | Pomerado | 69 | 2023-05-31 07:00 | 2023-05-31 07:00 | 2023 |  | NA | Complete | Complete | NA | Executed | 1
PEREGRINE STORAGE | 1670 | 2019-04-01 | 2019-04-15 07:00 | ACTIVE | C12 | Storage |  |  | Battery |  |  | 200 | 200 | [5 empty] | 200 | Full Capacity |  |  | Group 2 | 1 | 200 | 0 | 0 | 1 | Battery | 0 | 0 | 0 | 0 | 0 | 0 | 0 | 0 | 0 | 0 | 0 | 0 | SAN DIEGO | CA | SDGE |  | 0.03 | 0.337 | Silvergate Substation 230 kV | Silvergate | 230 | 2023-06-30 07:00 | 2024-05-01 07:00 | 2024 |  | NA | Complete | Complete | NA | Executed | 99
MARINE DEPOT | 1671 | 2019-04-16 | 2019-04-15 07:00 | ACTIVE | C12 | Storage |  |  | Battery |  |  | 26.6 | [6 empty] | 25 | Energy Only |  |  | Other | 0 | 0 | 0 | 0 | 0 | Battery | 26.6 | 0 | 0 | 0 | 0 | 0 | 0 | 0 | 0 | 0 | 0 | 0 | SAN DEIGO | CA | SDGE |  | 0.03 | 0.337 | Point Loma Substation 69 kV | Point Loma | 69 | 2021-12-31 08:00 | 2022-09-01 07:00 | 2022 |  | NA | Complete | Complete | NA |  | 1
NIGHTHAWK STORAGE | 1673 | 2019-04-02 | 2019-04-15 07:00 | ACTIVE | C12 | Storage |  |  | Battery |  |  | 300 | 300 | [5 empty] | 300 | Full Capacity |  |  | Group 2 | 1 | 300 | 0 | 0 | 1 | Battery | 0 | 0 | 0 | 0 | 0 | 0 | 0 | 0 | 0 | 0 | 0 | 0 | SAN DIEGO | CA | SDGE |  | 0.03 | 0.337 | Sycamore Canyon Substation 138 kV | Sycamore Canyon | 138 | 2023-06-30 07:00 | 2024-02-28 08:00 | 2024 |  | NA | Complete | Complete | NA | Executed | 99
HARQUAHALA SUNRISE | 1678 | 2020-03-13 | 2020-04-15 07:00 | ACTIVE | C13 | Storage | Photovoltaic |  | Battery | Solar |  | 308.926 |  |  | 308.926 | 150 |  |  | 300 | Energy Only |  | Off-Peak Deliverability | Other | 0 | 0 | 0 | 0 | 0 | Solar-Hybrid | 308.926 | 0 | 0 | 0 | 158.926 | 0 | 0 | 0 | 0 | 0 | 0 | 0 | MARICOPA | AZ | DCRT |  | 0.106 | 0.557 | Delaney Substation 500 kV | Delaney | 500 | 2022-04-01 07:00 | 2024-04-01 07:00 | 2024 |  | NA | Complete | Complete | NA |  | 99
AQUEDUCT ENERGY STORAGE | 1683 | 2020-04-15 | 2020-04-15 07:00 | ACTIVE | C13 | Storage |  |  | Battery |  |  | 102.25 | [6 empty] | 100 | Energy Only |  | Off-Peak Deliverability | Group D | 0 | 0 | 0 | 0 | 0 | Battery | 102.25 | 0 | 0 | 0 | 0 | 0 | 0 | 0 | 0 | 0 | 0 | 0 | CONTRA COSTA | CA | PGAE | Northern | 0.1 | 0.665 | Contra Costa-Delta Switchyard 230 kV Line | Delta PP | 230 | 2023-12-31 08:00 | 2023-12-31 08:00 | 2024 |  | NA | Complete | Complete | NA |  | 99
CONAWAY HYBRID POWER PLANT | 1687 | 2020-04-08 | 2020-04-15 07:00 | ACTIVE | C13 | Storage | Photovoltaic |  | Battery | Solar |  | 84.8117 |  |  | 84.9957 |  |  |  | 80 | Energy Only |  | Off-Peak Deliverability | Other | 0 | 0 | 0 | 0 | 0 | Solar-Hybrid | 84.8117 | 0 | 0 | 0 | 84.9957 | 0 | 0 | 0 | 0 | 0 | 0 | 0 | YOLO | CA | PGAE | Northern | 0.1 | 0.665 | Woodland - Davis 115 kV | Davis | 115 | 2023-01-01 08:00 | 2023-01-01 08:00 | 2023 |  | NA | Complete | Complete | NA |  | 99
CROSSROADS STORAGE | 1688 | 2020-04-15 | 2020-04-15 07:00 | ACTIVE | C13 | Storage |  |  | Battery |  |  | 312.96 | [6 empty] | 299.99 | Energy Only |  |  | Group D | 0 | 0 | 0 | 0 | 0 | Battery | 312.96 | 0 | 0 | 0 | 0 | 0 | 0 | 0 | 0 | 0 | 0 | 0 | SHASTA | CA | PGAE | Northern | 0.1 | 0.665 | Round Mountain Substation 230kV | Round Mountain | 230 | 2024-11-30 08:00 | 2024-11-30 08:00 | 2025 |  | NA | Complete | Complete | NA |  | 99
DENALI ENERGY STORAGE | 1690 | 2020-04-14 | 2020-04-15 07:00 | ACTIVE | C13 | Storage |  |  | Battery |  |  | 102 | [6 empty] | 101.2 | Partial Capacity | 92 |  | Group D | 0.92 | 93.104 | 0 | 0 | 1 | Battery | 102 | 93.104 | 0 | 0 | 0 | 0 | 0 | 0 | 0 | 0 | 0 | 0 | SAN JAUQUIN | CA | PGAE | Northern | 0.1 | 0.665 | Vierra Substation 115kV | Vierra | 115 | 2023-06-15 07:00 | 2023-06-15 07:00 | 2023 |  | NA | Complete | Complete | NA |  | 99
FORTIS | 1691 | 2020-04-09 | 2020-04-15 07:00 | ACTIVE | C13 | Wind Turbine | Storage | Photovoltaic | Wind Turbine | Battery | Solar | 207.2 |  |  | 203.94 |  |  | 205.02 | 200 | Energy Only |  | Off-Peak Deliverability | Group D | 0 | 0 | 0 | 0 | 0 | Wind-Solar-Hybrid | 203.94 | 0 | 0 | 0 | 205.02 | 0 | 0 | 0 | 207.2 | 0 | 0 | 0 | SOLANO | CA | PGAE | Northern | 0.1 | 0.665 | BIRDS LANDING SWITCHING STATION 230kV | Birds Landing | 230 | 2024-12-15 08:00 | 2024-12-15 08:00 | 2025 |  | NA | Complete | Complete | NA | In Progress | 99
MEADOWS ENERGY STORAGE | 1695 | 2020-04-14 | 2020-04-15 07:00 | ACTIVE | C13 | Storage |  |  | Battery |  |  | 102 | [6 empty] | 101.2 | Energy Only |  |  | Group D | 0 | 0 | 0 | 0 | 0 | Battery | 102 | 0 | 0 | 0 | 0 | 0 | 0 | 0 | 0 | 0 | 0 | 0 | PLACER | CA | PGAE | Northern | 0.1 | 0.665 | Atlantic Substation 60kV | Atlantic | 115 | 2023-06-15 07:00 | 2023-06-15 07:00 | 2023 |  | NA | Complete | Complete | NA |  | 99
NORTH BAY ENERGY STORAGE | 1700 | 2020-04-14 | 2020-04-15 07:00 | ACTIVE | C13 | Storage |  |  | Battery |  |  | 102.75 | 33 | 0 |  |  |  |  | 100 | Energy Only |  |  | Group A | 0 | 0 | 0 | 0 | 0 | Battery | 69.75 | 0 | 0 | 0 | 0 | 0 | 0 | 0 | 0 | 0 | 0 | 0 | SONOMA | CA | PGAE | Northern | 0.1 | 0.665 | Lakeville Substation 60kV | Lakeville | 230 | 2023-06-01 07:00 | 2023-06-01 07:00 | 2023 |  | NA | Complete | Complete | NA | In Progress | 99
POTENTIA-VIRIDI | 1702 | 2020-04-13 | 2020-04-15 07:00 | ACTIVE | C13 | Wind Turbine | Photovoltaic | Storage | Wind Turbine | Solar | Battery | 408.8 |  |  | 410.04 |  |  | 405.9 | 400 | Full Capacity |  | Off-Peak Deliverability | Group 3 | 1 | 400 | 0 | 0 | 1 | Wind-Solar-Hybrid | 405.9 | 0 | 0 | 0 | 410.04 | 0 | 0 | 0 | 408.8 | 0 | 0 | 0 | SAN JOAQUIN | CA | PGAE | Northern | 0.1 | 0.665 | Tesla Substation 500 kV | Tesla | 500 | 2024-12-15 08:00 | 2028-05-11 07:00 | 2028 |  | NA | Complete | Complete | NA | Executed | 99
STEEL CITY BATTERY STORAGE | 1705 | 2020-04-15 | 2020-04-15 07:00 | ACTIVE | C13 | Storage |  |  | Battery |  |  | 675 | [6 empty] | 220 | Energy Only |  |  | Group 3 | 0 | 0 | 0 | 0 | 0 | Battery | 675 | 0 | 0 | 0 | 0 | 0 | 0 | 0 | 0 | 0 | 0 | 0 | CONTRA COSTA | CA | PGAE | Northern | 0.1 | 0.665 | Pittsburg Substation 230kV | Pittsburg | 230 | 2025-06-30 07:00 | 2029-03-01 08:00 | 2029 |  | NA | Complete | Complete | NA | Executed | 99
ROSEMARY | 1709 | 2020-04-10 | 2020-04-15 07:00 | ACTIVE | C13 | Photovoltaic | Storage |  | Solar | Battery |  | 36.1746 |  |  | 36.1746 |  |  |  | 35 | Full Capacity |  | Off-Peak Deliverability | Group D | 1 | 35 | 0 | 0 | 1 | Solar-Hybrid | 36.1746 | 35 | 0 | 0 | 36.1746 | 0 | 0 | 0 | 0 | 0 | 0 | 0 | FRESNO | CA | PGAE | Northern | 0.1 | 0.665 | Crescent Switching Station 70kV | Helm | 230 | 2023-12-01 08:00 | 2026-01-10 08:00 | 2026 |  | NA | Complete | Complete | NA |  | 99
BIA BESS 1 | 1713 | 2020-04-15 | 2020-04-15 07:00 | ACTIVE | C13 | Storage |  |  | Battery |  |  | 33.3216 | 32 | [5 empty] | 32 | Full Capacity |  |  | Group B | 100% | 32 | 0 | 0 | 1 | Battery | 1.3216 | 0 | 0 | 0 | 0 | 0 | 0 | 0 | 0 | 0 | 0 | 0 | KINGS | CA | PGAE | Fresno | 0.1 | 0.665 | GWF Switching Station 115 kV | GWF Hanford | 115 | 2023-08-01 07:00 | 2024-06-01 07:00 | 2024 |  | NA | Complete | Complete | NA | Executed | 2
GONZAGA HYBRID | 1718 | 2020-04-14 | 2020-04-15 07:00 | ACTIVE | C13 | Storage | Wind Turbine |  | Battery | Wind Turbine |  | 54.94 |  |  | 60.45 |  |  |  | 103.65 | Full Capacity |  | Off-Peak Deliverability | Group B | 100% | 103.65 | 0 | 0 | 1 | Wind-Hybrid | 54.94 | 54.94 | 0 | 0 | 0 | 0 | 0 | 0 | 60.45 | 60.45 | 0 | 0 | MERCED | CA | PGAE | Fresno | 0.1 | 0.665 | Los Banos Substation 70kV | Los Banos | 230 | 2024-07-01 07:00 | 2026-05-14 07:00 | 2026 |  | NA | Complete | Complete | NA | Executed | 99
ZETA | 1728 | 2020-04-10 | 2020-04-15 07:00 | ACTIVE | C13 | Storage | Photovoltaic |  | Battery | Solar |  | 77.4774 |  |  | 77.4774 |  |  |  | 75 | Full Capacity |  | Off-Peak Deliverability | Group B | 1 | 75 | 0 | 0 | 1 | Solar-Hybrid | 77.4774 | 75 | 0 | 0 | 77.4774 | 0 | 0 | 0 | 0 | 0 | 0 | 0 | MERCED | CA | PGAE | Fresno | 0.1 | 0.665 | Mercy Springs Switching Station 70kV | Los Banos | 230 | 2023-12-01 08:00 | 2023-12-01 08:00 | 2024 |  | NA | Complete | Complete | NA | In Progress | 99
BLUFF TRAIL STORAGE | 1733 | 2020-04-15 | 2020-04-15 07:00 | ACTIVE | C13 | Storage |  |  | Battery |  |  | 632.44 | [6 empty] | 500 | Energy Only |  |  | Group D | 0 | 0 | 0 | 0 | 0 | Battery | 632.44 | 0 | 0 | 0 | 0 | 0 | 0 | 0 | 0 | 0 | 0 | 0 | SAN LUIS OBISPO | CA | PGAE | Kern | 0.1 | 0.665 | Mesa Substation 230kV | Mesa | 230 | 2024-11-30 08:00 | 2024-11-30 08:00 | 2025 |  | NA | Complete | Complete | NA | In Progress | 99
HAWKINS SOLAR HYBRID | 1736 | 2020-04-01 | 2020-04-15 07:00 | ACTIVE | C13 | Photovoltaic | Storage |  | Solar | Battery |  | 250 |  |  | 250 |  |  |  | 250 | Partial Capacity | 76.75 | Off-Peak Deliverability | Group D | 0.7675 | 191.875 | 0 | 0 | 1 | Solar-Hybrid | 250 | 191.875 | 0 | 0 | 250 | 0 | 0 | 0 | 0 | 0 | 0 | 0 | KERN | CA | PGAE | Kern | 0.1 | 0.665 | Arco Substation 230kV | Arco | 230 | 2024-04-01 07:00 | 2027-05-01 07:00 | 2027 |  | NA | Complete | Complete | NA |  | 99
PECHO ENERGY STORAGE | 1739 | 2020-04-15 | 2020-04-15 07:00 | ACTIVE | C13 | Storage | Other |  | Battery | Compressed Air |  | 108 |  |  | 520 |  |  |  | 500 | Partial Capacity | 92.98 | Off-Peak Deliverability | Group B | 0.9298 | 464.9 | 0 | 0 | 1 | LDES | 108 | 0 | 500 | 464.9 | 0 | 0 | 0 | 0 | 0 | 0 | 0 | 0 | SAN LUIS OBISPO | CA | PGAE | Kern | 0.1 | 0.665 | Morro Bay Switching Station 230kV | Morro Bay | 230 | 2023-06-01 07:00 | 2023-06-01 07:00 | 2023 |  | NA | Complete | Complete | NA |  | 99
PUFF HYBRID SOLAR | 1740 | 2020-04-14 | 2020-04-15 07:00 | ACTIVE | C13 | Storage | Photovoltaic |  | Battery | Solar |  | 101.8 |  |  | 101.8 |  |  |  | 100 | Full Capacity |  | Off-Peak Deliverability | Group D | 1 | 100 | 0 | 0 | 1 | Solar-Hybrid | 101.8 | 100 | 0 | 0 | 101.8 | 0 | 0 | 0 | 0 | 0 | 0 | 0 | KERN | CA | PGAE | Kern | 0.1 | 0.665 | Arco Substation 230kV | Arco | 230 | 2024-11-30 08:00 | 2024-11-30 08:00 | 2025 |  | NA | Complete | Complete | NA |  | 99
SECOND FIDDLE | 1744 | 2020-04-02 | 2020-04-15 07:00 | ACTIVE | C13 | Solar Thermal | Storage |  | Solar | Battery |  | 103.455 |  |  | 51.401 |  |  |  | 100 | Energy Only |  | Off-Peak Deliverability | Group 1a | 0 | 0 | 0 | 0 | 0 | Solar-Hybrid | 51.401 | 0 | 0 | 0 | 103.455 | 0 | 0 | 0 | 0 | 0 | 0 | 0 | KERN | CA | PGAE | Kern | 0.1 | 0.665 | Lamont Substation 115kV | Lamont | 115 | 2023-10-31 07:00 | 2023-10-31 07:00 | 2024 |  | NA | Complete | Complete | NA | In Progress | 99
SUNRISE POWER IMPROVEMENT | 1745 | 2020-04-06 | 2020-04-15 07:00 | ACTIVE | C13 | Combined Cycle |  |  | Natural Gas |  |  | 655.7 | [6 empty] | 35 | Full Capacity |  |  | Other | 1 | 35 | 0 | 0 | 1 | Other | 0 | 0 | 0 | 0 | 0 | 0 | 0 | 0 | 0 | 0 | 0 | 0 | KERN | CA | PGAE | Kern | 0.1 | 0.665 | Midway Substation 230kV | Midway | 230 | 2023-06-01 07:00 | 2024-05-11 07:00 | 2024 |  | NA | Complete | Complete | NA |  | 99
WHALE ROCK ENERGY | 1749 | 2020-04-13 | 2020-04-15 07:00 | ACTIVE | C13 | Photovoltaic | Storage | Wind Turbine | Solar | Battery | Wind Turbine | 100.64 |  |  | 53.68 |  |  | 210 | 299.65 | Energy Only |  | Off-Peak Deliverability | Group 3 | 0 | 0 | 0 | 0 | 0 | Wind-Solar-Hybrid | 53.68 | 0 | 0 | 0 | 100.64 | 0 | 0 | 0 | 210 | 0 | 0 | 0 | SAN LUIS OBISPO | CA | PGAE | Kern | 0.1 | 0.665 | Caliente Switching Station 230kV | Caliente | 230 | 2024-12-31 08:00 | 2029-02-11 08:00 | 2029 |  | NA | Complete | Complete | NA | In Progress | 99
WINDWALKER OFFSHORE | 1750 | 2020-04-11 | 2020-04-15 07:00 | ACTIVE | C13 | Wind Turbine |  |  | Offshore Wind Turbine |  |  | 1028.94 | [6 empty] | 1000 | Full Capacity |  | Off-Peak Deliverability | Group 3 | 1 | 1000 | 0 | 0 | 1 | Offshore Wind | 0 | 0 | 0 | 0 | 0 | 0 | 0 | 0 | 0 | 0 | 1028.94 | 1000 | SAN LUIS OBISPO | CA | PGAE | Kern | 0.1 | 0.665 | Diablo Canyon Switching Station 500kV | Diablo | 500 | 2027-03-31 07:00 | 2028-02-12 08:00 | 2028 |  | NA | Complete | Complete | NA | Executed | 99
WINSTON HYBRID PV AND BESS | 1751 | 2020-04-08 | 2020-04-15 07:00 | ACTIVE | C13 | Storage | Photovoltaic |  | Battery | Solar |  | 102 |  |  | 204 |  |  |  | 200 | Full Capacity |  | Off-Peak Deliverability | Group 1a | 1 | 200 | 0 | 0 | 1 | Solar-Hybrid | 102 | 102 | 0 | 0 | 204 | 204 | 0 | 0 | 0 | 0 | 0 | 0 | KERN | CA | PGAE | Kern | 0.1 | 0.665 | Midway Substation 115kV | Midway | 115 | 2025-03-01 08:00 | 2025-03-01 08:00 | 2025 |  | NA | Complete | Complete | NA | In Progress | 2
COBALT | 1757 | 2020-04-11 | 2020-04-15 07:00 | ACTIVE | C13 | Storage | Photovoltaic |  | Battery | Solar |  | 256.202 |  |  | 256.41 |  |  |  | 250 | Energy Only |  | Off-Peak Deliverability | Group 3 | 0 | 0 | 0 | 0 | 0 | Solar-Hybrid | 256.202 | 0 | 0 | 0 | 256.41 | 0 | 0 | 0 | 0 | 0 | 0 | 0 | RIVERSIDE | CA | SCE | Eastern | 0.106 | 0.557 | Colorado River Substation 220kV | Colorado River | 230 | 2023-10-31 07:00 | 2025-10-30 07:00 | 2026 |  | NA | Complete | Complete | NA | Executed | 99
DESERT SANDS | 1758 | 2020-04-15 | 2020-04-15 07:00 | ACTIVE | C13 | Storage | Photovoltaic |  | Battery | Solar |  | 312.96 | 75 |  | 312.96 |  |  |  | 300 | Energy Only |  | Off-Peak Deliverability | Group 1a | 0 | 0 | 0 | 0 | 0 | Solar-Hybrid | 237.96 | 0 | 0 | 0 | 312.96 | 0 | 0 | 0 | 0 | 0 | 0 | 0 | RIVERSIDE | CA | SCE | Eastern | 0.106 | 0.557 | Devers Substation 230kV | Devers | 230 | 2024-11-30 08:00 | 2025-04-01 07:00 | 2025 |  | NA | Complete | Complete | NA |  | 99
ETERNAL PUMPED STORAGE | 1759 | 2020-04-15 | 2020-04-15 07:00 | ACTIVE | C13 | Storage | Storage |  | Pumped-Storage hydro | Battery |  | 1407 |  |  | 1400 |  |  |  | 1400 | Energy Only |  |  | Group D | 0 | 0 | 0 | 0 | 0 | LDES | 1400 | 0 | 1400 | 0 | 0 | 0 | 0 | 0 | 0 | 0 | 0 | 0 | RIVERSIDE | CA | SCE | Eastern | 0.106 | 0.557 | Red Bluff Substation 500kV | Red bluff | 500 | 2026-12-01 08:00 | 2026-12-01 08:00 | 2027 |  | NA | Complete | Complete | NA |  | 99
GRACE ENERGY CENTER | 1761 | 2020-04-14 | 2020-04-15 07:00 | ACTIVE | C13 | Photovoltaic | Storage |  | Solar | Battery |  | 508.56 |  |  | 508.56 |  |  |  | 500 | Energy Only |  | Off-Peak Deliverability | Group 1a | 0 | 0 | 0 | 0 | 0 | Solar-Hybrid | 508.56 | 0 | 0 | 0 | 508.56 | 0 | 0 | 0 | 0 | 0 | 0 | 0 | RIVERSIDE | CA | SCE | Eastern | 0.106 | 0.557 | Colorado River Substation 230kV | Colorado River | 230 | 2024-11-30 08:00 | 2026-06-01 07:00 | 2026 |  | NA | Complete | Complete | NA | Executed | 99
PORTA | 1763 | 2020-04-09 | 2020-04-15 07:00 | ACTIVE | C13 | Storage | Photovoltaic | Wind Turbine | Battery | Solar | Wind Turbine | 204.16 |  |  | 203.76 |  |  | 207.2 | 200 | Energy Only |  | Off-Peak Deliverability | Group B | 0 | 0 | 0 | 0 | 0 | Wind-Solar-Hybrid | 204.16 | 0 | 0 | 0 | 203.76 | 0 | 0 | 0 | 207.2 | 0 | 0 | 0 | RIVERSIDE | CA | SCE | Eastern | 0.106 | 0.557 | DEVERS SUBSTATION 220kV | Devers | 230 | 2024-12-15 08:00 | 2026-02-15 08:00 | 2026 |  | NA | Complete | Complete | NA |  | 99
SAPPHIRE SOLAR | 1764 | 2020-04-07 | 2020-04-15 07:00 | ACTIVE | C13 | Storage | Photovoltaic |  | Battery | Solar |  | 117 |  |  | 126.2907 |  |  |  | 117 | Energy Only |  | Off-Peak Deliverability | Group A | 0 | 0 | 0 | 0 | 0 | Solar-Hybrid | 117 | 0 | 0 | 0 | 126.2907 | 0 | 0 | 0 | 0 | 0 | 0 | 0 | RIVERSIDE | CA | SCE | Eastern | 0.106 | 0.557 | Red Bluff Substation 230kV | Red bluff | 230 | 2024-12-01 08:00 | 2025-12-01 08:00 | 2026 |  | NA | Complete | Complete | NA |  | 3
COMMERCE ENERGY STORAGE 2 | 1766 | 2020-04-14 | 2020-04-15 07:00 | ACTIVE | C13 | Storage |  |  | Battery |  |  | 250 | [6 empty] | 250 | Full Capacity |  |  | Group 3 | 1 | 250 | 0 | 0 | 1 | Battery | 250 | 250 | 0 | 0 | 0 | 0 | 0 | 0 | 0 | 0 | 0 | 0 | LOS ANGELES | CA | SCE | Metro | 0.106 | 0.557 | Laguna Bell Substation 230kV | Laguna Bell | 230 | 2023-12-01 08:00 | 2026-03-15 07:00 | 2026 |  | NA | Complete | Complete | NA |  | 3
ROADHOUSE STORAGE | 1768 | 2020-04-15 | 2020-04-15 07:00 | ACTIVE | C13 | Storage |  |  | Battery |  |  | 312.96 | [6 empty] | 300 | Full Capacity |  |  | Group 3 | 1 | 300 | 0 | 0 | 1 | Battery | 312.96 | 300 | 0 | 0 | 0 | 0 | 0 | 0 | 0 | 0 | 0 | 0 | SAN BERNARDINO | CA | SCE | Metro | 0.106 | 0.557 | Mira Loma Substation 230kV | Mira Loma | 230 | 2024-11-30 08:00 | 2025-12-01 08:00 | 2026 |  | NA | Complete | Complete | NA | Executed | 99
OVERNIGHT SOLAR | 1774 | 2020-04-09 | 2020-04-15 07:00 | ACTIVE | C13 | Photovoltaic | Storage |  | Solar | Battery |  | 150 |  |  | 150 |  |  |  | 150 | Energy Only |  | Off-Peak Deliverability | Group B | 0 | 0 | 0 | 0 | 0 | Solar-Hybrid | 150 | 0 | 0 | 0 | 150 | 0 | 0 | 0 | 0 | 0 | 0 | 0 | SAN BERNARDINO | CA | SCE | NOL | 0.106 | 0.557 | Kramer Substation 230kV | Kramer | 230 | 2024-10-31 07:00 | 2025-03-15 07:00 | 2025 |  | NA | Complete | Complete | NA |  | 2
SEGS EXPANSION 2 HYBRID | 1775 | 2020-04-11 | 2020-04-15 07:00 | ACTIVE | C13 | Storage | Photovoltaic |  | Battery | Solar |  | 54.5914 |  |  | 54.5914 |  |  |  | 100 | Partial Capacity | 58 | Off-Peak Deliverability | Group B | 0.58 | 58 | 0 | 0 | 1 | Solar-Hybrid | 54.5914 | 54.5914 | 0 | 0 | 54.5914 | 32.1564 | 0 | 0 | 0 | 0 | 0 | 0 | SAN BERNARDINO | CA | SCE | NOL | 0.106 | 0.557 | Kramer Junction Substation 230kV | Kramer | 230 | 2023-12-15 08:00 | 2023-09-01 07:00 | 2023 |  | NA | Complete | Complete | NA | Executed | 99
VENTOSO | 1776 | 2020-04-11 | 2020-04-15 07:00 | ACTIVE | C13 | Wind Turbine | Photovoltaic | Storage | Wind Turbine | Solar | Battery | 212.18 |  |  | 206.59 |  |  | 204.16 | 200 | Energy Only |  | Off-Peak Deliverability | Group 1a | 0 | 0 | 0 | 0 | 0 | Wind-Solar-Hybrid | 204.16 | 0 | 0 | 0 | 206.59 | 0 | 0 | 0 | 212.18 | 0 | 0 | 0 | SAN BERNARDINO | CA | SCE | NOL | 0.106 | 0.557 | COOLWATER SUBSTATION 115kV | Coolwater | 115 | 2024-12-15 08:00 | 2026-02-15 08:00 | 2026 |  | NA | Complete | Complete | NA |  | 99
BELLEFIELD 3 SOLAR FARM | 1779 | 2020-04-01 | 2020-04-15 07:00 | ACTIVE | C13 | Storage | Photovoltaic |  | Battery | Solar |  | 150 |  |  | 150 |  |  |  | 150 | Energy Only |  | Off-Peak Deliverability | Group D | 0 | 0 | 0 | 0 | 0 | Solar-Hybrid | 150 | 0 | 0 | 0 | 150 | 0 | 0 | 0 | 0 | 0 | 0 | 0 | KERN | CA | SCE | Northern | 0.106 | 0.557 | Windhub Substation 230kV | Windhub | 230 | 2023-04-01 07:00 | 2026-04-01 07:00 | 2026 |  | NA | Complete | Complete | NA | Executed | 2
WILLOW ROCK ENERGY STORAGE | 1782 | 2020-04-15 | 2020-04-15 07:00 | ACTIVE | C13 | Storage | Other |  | Battery | Compressed Air |  | 108 |  |  | 512 | 200 |  |  | 500 | Full Capacity |  | Off-Peak Deliverability | Group 3 | 1 | 500 | 0 | 0 | 1 | LDES | 108 | 0 | 500 | 300 | 0 | 0 | 0 | 0 | 0 | 0 | 0 | 0 | KERN | CA | SCE | Northern | 0.106 | 0.557 | Whirlwind Substation 230kV | Whirlwind | 230 | 2023-06-01 07:00 | 2028-03-31 07:00 | 2028 |  | NA | Complete | Complete | NA |  | 99
SHOALS ENERGY STORAGE | 1783 | 2020-04-15 | 2020-04-15 07:00 | ACTIVE | C13 | Storage |  |  | Battery |  |  | 409 | [6 empty] | 400 | Full Capacity |  |  | Other | 1 | 400 | 0 | 0 | 1 | Battery | 409 | 400 | 0 | 0 | 0 | 0 | 0 | 0 | 0 | 0 | 0 | 0 | VENTURA | CA | SCE | Northern | 0.106 | 0.557 | Mandalay Switchyard 220kV | Mandalay | 230 | 2023-07-01 07:00 | 2026-07-15 07:00 | 2026 |  | NA | Complete | Complete | NA |  | 2
KEYHOLE WIND | 1784 | 2020-04-06 | 2020-04-15 07:00 | ACTIVE | C13 | Wind Turbine |  |  | Wind Turbine |  |  | 100 | [6 empty] | 100 | Full Capacity |  | Off-Peak Deliverability | Group 3 | 1 | 100 | 0 | 0 | 1 | Wind Turbine | 0 | 0 | 0 | 0 | 0 | 0 | 0 | 0 | 100 | 100 | 0 | 0 | KERN | CA | SCE | Northern | 0.106 | 0.557 | Whirlwind Substation 230kV | Whirlwind | 230 | 2024-12-01 08:00 | 2027-04-15 07:00 | 2027 |  | NA | Complete | Complete | NA | Executed | 99
REXFORD 2 SOLAR FARM | 1789 | 2020-04-01 | 2020-04-15 07:00 | ACTIVE | C13 | Storage | Photovoltaic |  | Battery | Solar |  | 200 |  |  | 200 |  |  |  | 200 | Full Capacity |  | Off-Peak Deliverability | Group D | 1 | 200 | 0 | 0 | 1 | Solar-Hybrid | 200 | 200 | 0 | 0 | 200 | 0 | 0 | 0 | 0 | 0 | 0 | 0 | TULARE | CA | SCE | Northern | 0.106 | 0.557 | Vestal Substation 230kV | Vestal | 230 | 2023-04-01 07:00 | 2026-09-01 07:00 | 2026 |  | NA | Complete | Complete | NA |  | 2
SANBORN HYBRID 4 | 1790 | 2020-04-10 | 2020-04-15 07:00 | ACTIVE | C13 | Storage | Photovoltaic |  | Battery | Solar |  | 54.5914 |  |  | 54.5914 |  |  |  | 100 | Energy Only |  | Off-Peak Deliverability | Group 1a | 0 | 0 | 0 | 0 | 0 | Solar-Hybrid | 54.5914 | 0 | 0 | 0 | 54.5914 | 0 | 0 | 0 | 0 | 0 | 0 | 0 | KERN | CA | SCE | Northern | 0.106 | 0.557 | Windhub Substation 230kV | Windhub | 230 | 2022-12-15 08:00 | 2026-02-15 08:00 | 2026 |  | NA | Complete | Complete | NA |  | 99
SANBORN 5 HYBRID | 1791 | 2020-04-10 | 2020-04-15 07:00 | ACTIVE | C13 | Storage |  |  | Battery |  |  | 574.8854 | [6 empty] | 550 | Energy Only |  |  | Group 1a | 0 | 0 | 0 | 0 | 0 | Battery | 574.8854 | 0 | 0 | 0 | 0 | 0 | 0 | 0 | 0 | 0 | 0 | 0 | KERN | CA | SCE | Northern | 0.106 | 0.557 | Windhub Substation 230kV | Windhub | 230 | 2024-12-15 08:00 | 2027-08-15 07:00 | 2027 |  | NA | Complete | Complete | NA |  | 99
SEQUOIA | 1792 | 2020-04-03 | 2020-04-15 07:00 | ACTIVE | C13 | Storage | Photovoltaic |  | Battery | Solar |  | 102.963 |  |  | 206.13 |  |  |  | 200 | Full Capacity |  | Off-Peak Deliverability | Group D | 1 | 200 | 0 | 0 | 1 | Solar-Hybrid | 102.963 | 102.963 | 0 | 0 | 206.13 | 206.13 | 0 | 0 | 0 | 0 | 0 | 0 | TULARE | CA | SCE | Northern | 0.106 | 0.557 | Vestal Substation 230 kV | Vestal | 230 | 2023-10-31 07:00 | 2026-06-13 07:00 | 2026 |  | NA | Complete | Complete | NA |  | 2
ARIDA 3 SOLAR FARM | 1795 | 2020-04-01 | 2020-04-15 07:00 | ACTIVE | C13 | Storage | Photovoltaic |  | Battery | Solar |  | 450 |  |  | 450 |  |  |  | 450 | Full Capacity |  | Off-Peak Deliverability | Group 3 | 1 | 450 | 0 | 0 | 1 | Solar-Hybrid | 450 | 450 | 0 | 0 | 450 | 0 | 0 | 0 | 0 | 0 | 0 | 0 | CLARK | NV | SCE | EOP | 0.106 | 0.557 | Mohave Substation 500kV | Mohave | 500 | 2025-04-01 07:00 | 2026-08-01 07:00 | 2026 |  | NA | Complete | Complete | NA |  | 2
DELAMAR ENERGY STORAGE | 1796 | 2020-04-14 | 2020-04-15 07:00 | ACTIVE | C13 | Storage |  |  | Battery |  |  | 256.29 | [6 empty] | 250 | Full Capacity |  |  | Group 1a | 1 | 250 | 0 | 0 | 1 | Battery | 256.29 | 250 | 0 | 0 | 0 | 0 | 0 | 0 | 0 | 0 | 0 | 0 | CLARK | NV | SCE | EOP | 0.106 | 0.557 | Eldorado Substation 230kV | Eldorado | 230 | 2024-08-01 07:00 | 2026-05-01 07:00 | 2026 |  | NA | Complete | Complete | NA | Executed | 99
CALVADA SPRINGS SOLAR | 1798 | 2020-04-08 | 2020-04-15 07:00 | ACTIVE | C13 | Photovoltaic | Storage |  | Solar | Battery |  | 250 |  |  | 250 |  |  |  | 250 | Full Capacity |  | Off-Peak Deliverability | Group 1a | 1 | 250 | 0 | 0 | 1 | Solar-Hybrid | 250 | 250 | 0 | 0 | 250 | 0 | 0 | 0 | 0 | 0 | 0 | 0 | INYO | CA | GLW |  | 0.106 | 0.557 | Trout Canyon Switching Station 230kV | Trout Canyon | 230 | 2022-12-16 08:00 | 2026-06-01 07:00 | 2026 |  | NA | Complete | Complete | NA |  | 99
ROUGH HAT 2 | 1799 | 2020-04-02 | 2020-04-15 07:00 | ACTIVE | C13 | Storage | Photovoltaic |  | Battery | Solar |  | 203.8 |  |  | 203.8 |  |  |  | 200 | Full Capacity |  | Off-Peak Deliverability | Group 1a | 1 | 200 | 0 | 0 | 1 | Solar-Hybrid | 203.8 | 200 | 0 | 0 | 203.8 | 0 | 0 | 0 | 0 | 0 | 0 | 0 | CLARK | NV | GLW |  | 0.106 | 0.557 | Trout Canyon Substation 230kV | Trout Canyon | 230 | 2024-09-30 07:00 | 2025-12-01 08:00 | 2026 |  | NA | Complete | Complete | NA | In Progress | 99
SAGITTARIUS HYBRID | 1800 | 2020-03-31 | 2020-04-15 07:00 | ACTIVE | C13 | Storage | Photovoltaic |  | Battery | Solar |  | 408.24 |  |  | 409.2 |  |  |  | 400 | Full Capacity |  | Off-Peak Deliverability | Group A | 1 | 400 | 0 | 0 | 1 | Solar-Hybrid | 408.24 | 400 | 0 | 0 | 409.2 | 0 | 0 | 0 | 0 | 0 | 0 | 0 | CLARK | NV | GLW |  | 0.106 | 0.557 | Trout Canyon Switching Station 230kV | Trout Canyon | 230 | 2024-12-31 08:00 | 2025-12-01 08:00 | 2026 |  | NA | Complete | Complete | NA |  | 2
WATER ROCK SOLAR 1 | 1801 | 2020-04-02 | 2020-04-15 07:00 | ACTIVE | C13 | Photovoltaic | Storage |  | Solar | Battery |  | 210.23 |  |  | 210.23 |  |  |  | 200 | Full Capacity |  | Off-Peak Deliverability | Group D | 1 | 200 | 0 | 0 | 1 | Solar-Hybrid | 210.23 | 200 | 0 | 0 | 210.23 | 0 | 0 | 0 | 0 | 0 | 0 | 0 | NYE | NV | GLW |  | 0.106 | 0.557 | Gamebird Substation 230kV | Carpenter Canyon (fka Gamebird) | 230 | 2025-12-01 08:00 | 2025-11-10 08:00 | 2026 |  | NA | Complete | Complete | NA | In Progress | 99
CAPTIVA ENERGY STORAGE | 1806 | 2020-04-14 | 2020-04-15 07:00 | ACTIVE | C13 | Storage |  |  | Battery |  |  | 256.875 |  | 250 |  |  |  |  | 250 | Full Capacity |  |  | Group 3 | 1 | 250 | 0 | 0 | 1 | Battery | 6.875 | 0 | 0 | 0 | 0 | 0 | 0 | 0 | 0 | 0 | 0 | 0 | ORANGE | CA | SDGE |  | 0.03 | 0.337 | Trabuco - Capistrano 138 kV Line | Capistrano | 138 | 2024-06-01 07:00 | 2025-07-02 07:00 | 2025 |  | NA | Complete | Complete | NA | Executed | 99
DROP ZONE STORAGE | 1810 | 2020-04-15 | 2020-04-15 07:00 | ACTIVE | C13 | Storage |  |  | Battery |  |  | 312.96 | [6 empty] | 300.01 | Energy Only |  |  | Group B | 0 | 0 | 0 | 0 | 0 | Battery | 312.96 | 0 | 0 | 0 | 0 | 0 | 0 | 0 | 0 | 0 | 0 | 0 | SAN DIEGO | CA | SDGE |  | 0.03 | 0.337 | Otay Mesa Switchyard 230 kV | Otay Mesa | 230 | 2024-11-30 08:00 | 2024-12-01 08:00 | 2025 |  | NA | Complete | Complete | NA |  | 99
ELISABETH | 1812 | 2020-04-01 | 2020-04-15 07:00 | ACTIVE | C13 | Photovoltaic | Storage |  | Solar | Battery |  | 365.08 |  |  | 310.52 |  |  |  | 350 | Energy Only |  | Off-Peak Deliverability | Group 3 | 0 | 0 | 0 | 0 | 0 | Solar-Hybrid | 310.52 | 0 | 0 | 0 | 365.08 | 0 | 0 | 0 | 0 | 0 | 0 | 0 | YUMA | AZ | SDGE |  | 0.03 | 0.337 | Hoodoo Wash Switchyard 500 kV | Hoodoo Wash | 500 | 2024-12-01 08:00 | 2028-06-14 07:00 | 2028 |  | NA | Complete | Complete | NA |  | 99
HEDIONDA ENERGY STORAGE | 1814 | 2020-04-01 | 2020-04-15 07:00 | ACTIVE | C13 | Storage |  |  | Battery |  |  | 160 | [6 empty] | 160 | Energy Only |  |  | Other | 0 | 0 | 0 | 0 | 0 | Battery | 160 | 0 | 0 | 0 | 0 | 0 | 0 | 0 | 0 | 0 | 0 | 0 | SAN DIEGO | CA | SDGE |  | 0.03 | 0.337 | Encina Substation 138 kV | Encina | 230 | 2023-03-31 07:00 | 2024-02-08 08:00 | 2024 |  | NA | Complete | Complete | NA |  | 99
HINTON ENERGY STORAGE | 1815 | 2020-03-31 | 2020-04-15 07:00 | ACTIVE | C13 | Storage |  |  | Battery |  |  | 103.275 | [6 empty] | 100 | Energy Only |  |  | Group D | 0 | 0 | 0 | 0 | 0 | Battery | 103.275 | 0 | 0 | 0 | 0 | 0 | 0 | 0 | 0 | 0 | 0 | 0 | SAN DIEGO | CA | SDGE |  | 0.03 | 0.337 | Creelman Substation 69 kV | Creelman | 69 | 2023-06-01 07:00 | 2024-12-08 08:00 | 2025 |  | NA | Complete | Complete | NA |  | 1
SADDLE MOUNTAIN SOLAR | 1818 | 2020-04-06 | 2020-04-15 07:00 | ACTIVE | C13 | Storage | Photovoltaic |  | Battery | Solar |  | 62.1 |  |  | 126.9 |  |  |  | 125 | Energy Only |  | Off-Peak Deliverability | Group 3 | 0 | 0 | 0 | 0 | 0 | Solar-Hybrid | 62.1 | 0 | 0 | 0 | 126.9 | 0 | 0 | 0 | 0 | 0 | 0 | 0 | MARICOPA | AZ | SDGE |  | 0.03 | 0.337 | Hassayampa Common Bus 500 kV | Hassayampa | 500 | 2023-02-10 08:00 | 2023-02-10 08:00 | 2023 |  | NA | Complete | Complete | NA |  | 99
SCAFELL STORAGE | 1820 | 2020-04-12 | 2020-04-15 07:00 | ACTIVE | C13 | Storage |  |  | Battery |  |  | 52 | [6 empty] | 50 | Energy Only |  |  | Group B | 0 | 0 | 0 | 0 | 0 | Battery | 52 | 0 | 0 | 0 | 0 | 0 | 0 | 0 | 0 | 0 | 0 | 0 | SAN DIEGO | CA | SDGE |  | 0.03 | 0.337 | Creelman Substation 69 kV | Creelman | 69 | 2022-11-15 08:00 | 2024-10-08 07:00 | 2025 |  | NA | Complete | Complete | NA |  | 99
SEGURO STORAGE | 1821 | 2020-04-15 | 2020-04-15 07:00 | ACTIVE | C13 | Storage |  |  | Battery |  |  | 407 | [6 empty] | 400 | Energy Only |  |  | Group D | 0 | 0 | 0 | 0 | 0 | Battery | 407 | 0 | 0 | 0 | 0 | 0 | 0 | 0 | 0 | 0 | 0 | 0 | SAN DIEGO | CA | SDGE |  | 0.03 | 0.337 | Escondido Substation 230 kV | Escondido | 230 | 2025-10-30 07:00 | 2025-10-30 07:00 | 2026 |  | NA | Complete | Complete | NA |  | 99
SUN STREAMS 4 | 1822 | 2020-04-02 | 2020-04-15 07:00 | ACTIVE | C13 | Photovoltaic | Storage |  | Solar | Battery |  | 225.04 |  |  | 225.04 |  |  |  | 215 | Energy Only |  | Off-Peak Deliverability | Group D | 0 | 0 | 0 | 0 | 0 | Solar-Hybrid | 225.04 | 0 | 0 | 0 | 225.04 | 0 | 0 | 0 | 0 | 0 | 0 | 0 | MARICOPA | AZ | SDGE |  | 0.03 | 0.337 | Hassayampa Common Bus 500 kV | Hassayampa | 500 | 2021-12-31 08:00 | 2024-06-01 07:00 | 2024 |  | NA | Complete | Complete | NA |  | 99
SUN STREAMS 5 | 1823 | 2020-04-02 | 2020-04-15 07:00 | ACTIVE | C13 | Storage | Photovoltaic |  | Battery | Solar |  | 473.76 |  |  | 473.76 |  |  |  | 450 | Energy Only |  | Off-Peak Deliverability | Group D | 0 | 0 | 0 | 0 | 0 | Solar-Hybrid | 473.76 | 0 | 0 | 0 | 473.76 | 0 | 0 | 0 | 0 | 0 | 0 | 0 | MARICOPA | AZ | SDGE |  | 0.03 | 0.337 | Hassayampa Common Bus 500 kV | Hassayampa | 500 | 2023-06-30 07:00 | 2025-06-01 07:00 | 2025 |  | NA | Complete | Complete | NA |  | 2
VIENTO FRONTERIZO | 1824 | 2020-04-11 | 2020-04-15 07:00 | ACTIVE | C13 | Wind Turbine |  |  | Wind Turbine |  |  | 1001 | [6 empty] | 972.82 | Energy Only |  | Off-Peak Deliverability | Group 3 | 0 | 0 | 0 | 0 | 0 | Wind Turbine | 0 | 0 | 0 | 0 | 0 | 0 | 0 | 0 | 1001 | 0 | 0 | 0 | MUNICIPALITY OF TECATE | MX | SDGE |  | 0.03 | 0.337 | East County Substation 500 kV | ECO | 500 | 2024-09-30 07:00 | 2030-11-16 08:00 | 2031 |  | NA | Complete | Complete | NA |  | 99
VIKING ENERGY STORAGE | 1825 | 2020-04-14 | 2020-04-15 07:00 | ACTIVE | C13 | Storage |  |  | Battery |  |  | 101.9 | [6 empty] | 101.1 | Energy Only |  |  | Group D | 0 | 0 | 0 | 0 | 0 | Battery | 101.9 | 0 | 0 | 0 | 0 | 0 | 0 | 0 | 0 | 0 | 0 | 0 | SAN DIEGO | CA | SDGE |  | 0.03 | 0.337 | Ocean Ranch Substation 69 kV | San Luis Rey | 230 | 2023-07-15 07:00 | 2024-11-09 08:00 | 2025 |  | NA | Complete | Complete | NA |  | 99
WELLHEAD POWER PANOCHE, LLC | 1828 | 2019-12-24 | 2020-07-14 07:00 | ACTIVE | FT | Storage |  |  | Battery |  |  | 5 | [6 empty] | 5 | Energy Only |  |  |  | 0 | 0 | 0 | 0 | 0 | Battery | 5 | 0 | 0 | 0 | 0 | 0 | 0 | 0 | 0 | 0 | 0 | 0 | FRESNO | CA | PGAE | Northern | 0.1 | 0.665 | Panoche Substation, Existing Panoche 115kV Tap | Panoche | 230 | 2021-04-01 07:00 | 2021-04-01 07:00 | 2021 |  |  | NA |  | NA |  | 99
OAKLAND ES UNIT 3 | 1830 | 2020-10-26 | 2020-12-21 08:00 | ACTIVE | ISP | Storage |  |  | Battery |  |  | 55.65 | 55 | [5 empty] | 55 | Full Capacity |  |  |  |  | 0 |  |  | 0 | Battery | 0.65 | 0 | 0 | 0 | 0 | 0 | 0 | 0 | 0 | 0 | 0 | 0 | ALAMEDA | CA | PGAE | Northern | 0.1 | 0.665 | Oakland C Sub via Oakland C-Turbine 115 kV Line | Oakland C | 115 | 2022-05-01 07:00 | 2024-01-01 08:00 | 2024 |  | NA | Complete | Complete | NA |  | 99
MIDLAND ES | 1831 | 2020-12-08 | 2021-02-26 08:00 | ACTIVE | C14 | Storage |  |  | Battery |  |  | 405.4 | [6 empty] | 400 | Full Capacity | TBD |  |  |  | 0 |  |  | 0 | Battery | 405.4 | 0 | 0 | 0 | 0 | 0 | 0 | 0 | 0 | 0 | 0 | 0 | SAN LUIS OBISPO | CA | PGAE | Northern | 0.1 | 0.665 | Morro Bay Substation | Morro Bay | 230 | 2024-11-01 07:00 | 2024-11-01 07:00 | 2025 |  | NA | Complete |  | NA |  | 99
GOAL LINE RELIABILITY | 1832 | 2021-02-08 | 2021-04-15 07:00 | ACTIVE | C14 | Storage |  |  | Battery |  |  | 51.375 | 50 | [5 empty] | 50 | Full Capacity |  |  |  |  | 0 |  |  | 0 | Battery | 1.375 | 0 | 0 | 0 | 0 | 0 | 0 | 0 | 0 | 0 | 0 | 0 | SAN DIEGO | CA | SDGE |  | 0.03 | 0.337 | Esco Substation 69 kV | Escondido | 230 | 2023-05-30 07:00 | 2025-04-01 07:00 | 2025 |  | NA | Complete |  | NA |  | 99
CASCADE ENERGY STORAGE EXPANSION | 1835 | 2021-02-26 | 2021-05-03 07:00 | ACTIVE | ISP | Storage |  |  | Battery |  |  | 20.25 | [6 empty] | 20 | Full Capacity |  |  | Group D | 1 | 20 | 0 | 0 | 1 | Battery | 20.25 | 20 | 0 | 0 | 0 | 0 | 0 | 0 | 0 | 0 | 0 | 0 | SAN JOAQUIN COUNTY | CA | PGAE | Northern | 0.1 | 0.665 | Weber Substation | Weber | 230 | 2022-12-01 08:00 | 2022-12-01 08:00 | 2023 |  | NA |  |  | NA |  | 99
BRIX ENERGY STORAGE | 1836 | 2021-03-22 | 2021-04-19 07:00 | ACTIVE | ISP | Storage |  |  | Battery |  |  | 213.55 | [6 empty] | 200 | Energy Only |  |  | Group B | 0 | 0 | 0 | 0 | 0 | Battery | 213.55 | 0 | 0 | 0 | 0 | 0 | 0 | 0 | 0 | 0 | 0 | 0 | SONOMA COUNTY | CA | PGAE | Northern | 0.1 | 0.665 | Fulton Substation | Fulton | 230 | 2023-06-01 07:00 | 2025-11-01 07:00 | 2026 |  | NA |  | NA | NA | Executed | 99
TAMALPAIS ENERGY STORAGE | 1837 | 2021-04-03 | 2021-04-15 07:00 | ACTIVE | C14 | Storage |  |  | Battery |  |  | 313.7932 | [6 empty] | 300 | Full Capacity |  |  |  |  | 0 |  |  | 0 | Battery | 313.7932 | 0 | 0 | 0 | 0 | 0 | 0 | 0 | 0 | 0 | 0 | 0 | MARIN | CA | PGAE | Northern | 0.1 | 0.665 | Ignacio Substation 115 kV | Ignacio | 115 | 2025-06-01 07:00 | 2025-06-01 07:00 | 2025 |  | NA | Complete |  | NA |  | 99
BOREALIS ENERGY STORAGE | 1838 | 2021-04-02 | 2021-04-15 07:00 | ACTIVE | C14 | Storage |  |  | Battery |  |  | 313.7932 | [6 empty] | 300 | Full Capacity |  |  |  |  | 0 |  |  | 0 | Battery | 313.7932 | 0 | 0 | 0 | 0 | 0 | 0 | 0 | 0 | 0 | 0 | 0 | SONOMA | CA | PGAE | Northern | 0.1 | 0.665 | Lakeville Substation 115 kV | Lakeville | 230 | 2025-06-01 07:00 | 2025-06-01 07:00 | 2025 |  | NA | Complete |  | NA |  | 99
GENOA ENERGY STORAGE | 1840 | 2021-04-07 | 2021-04-15 07:00 | ACTIVE | C14 | Storage |  |  | Battery |  |  | 252 | [6 empty] | 250 | Full Capacity |  |  |  |  | 0 |  |  | 0 | Battery | 252 | 0 | 0 | 0 | 0 | 0 | 0 | 0 | 0 | 0 | 0 | 0 | SONOMA | CA | PGAE | Northern | 0.1 | 0.665 | Vaca-Lakeville #1 230 kV line | Tulucay | 230 | 2024-08-01 07:00 | 2024-08-01 07:00 | 2024 |  | NA | Complete |  | NA |  | 99
TOLENAS | 1842 | 2021-04-06 | 2021-04-15 07:00 | ACTIVE | C14 | Storage |  |  | Battery |  |  | 417.3487 | [6 empty] | 400 | Full Capacity |  |  |  |  | 0 |  |  | 0 | Battery | 417.3487 | 0 | 0 | 0 | 0 | 0 | 0 | 0 | 0 | 0 | 0 | 0 | SOLANO | CA | PGAE | Northern | 0.1 | 0.665 | Lambie Substation 230 kV | Lambie | 230 | 2026-06-01 07:00 | 2026-06-01 07:00 | 2026 |  | NA | Complete |  | NA |  | 99
BRUSHY | 1843 | 2021-04-06 | 2021-04-15 07:00 | ACTIVE | C14 | Storage |  |  | Battery |  |  | 400 | [6 empty] | 400 | Full Capacity |  |  |  |  | 0 |  |  | 0 | Battery | 400 | 0 | 0 | 0 | 0 | 0 | 0 | 0 | 0 | 0 | 0 | 0 | SOLANO | CA | PGAE | Northern | 0.1 | 0.665 | Lambie Substation 230 kV | Lambie | 230 | 2026-06-01 07:00 | 2026-06-01 07:00 | 2026 |  | NA | Complete |  | NA |  | 99
KANOA SOLAR | 1844 | 2021-04-07 | 2021-04-15 07:00 | ACTIVE | C14 | Storage | Photovoltaic |  | Battery | Solar |  | 159.418 |  |  | 160.3789 |  |  |  | 150 | Full Capacity |  | Off-Peak Deliverability |  |  | 0 |  |  | 0 | Solar-Hybrid | 159.418 | 0 | 0 | 0 | 160.3789 | 0 | 0 | 0 | 0 | 0 | 0 | 0 | GLENN | CA | PGAE | Northern | 0.1 | 0.665 | Logan Creek-Delevan 230 kV | Delevan | 230 | 2025-10-01 07:00 | 2025-10-01 07:00 | 2025 |  | NA | Complete |  | NA |  | 99
NORTH BAY ENERGY STORAGE 2 | 1845 | 2021-04-09 | 2021-04-15 07:00 | ACTIVE | C14 | Storage |  |  | Battery |  |  | 102.2112 | [6 empty] | 100 | Full Capacity |  |  |  |  | 0 |  |  | 0 | Battery | 102.2112 | 0 | 0 | 0 | 0 | 0 | 0 | 0 | 0 | 0 | 0 | 0 | SONOMA | CA | PGAE | Northern | 0.1 | 0.665 | Lakeville Substation 60 kV | Lakeville | 230 | 2023-06-01 07:00 | 2023-06-01 07:00 | 2023 |  | NA | Complete |  | NA |  | 99
WILDHORSE ENERGY CENTER | 1846 | 2021-04-10 | 2021-04-15 07:00 | ACTIVE | C14 | Storage |  |  | Battery |  |  | 121.55 | [6 empty] | 120 | Full Capacity |  | Off-Peak Deliverability |  |  | 0 |  |  | 0 | Battery | 121.55 | 0 | 0 | 0 | 0 | 0 | 0 | 0 | 0 | 0 | 0 | 0 | SONOMA | CA | PGAE | Northern | 0.1 | 0.665 | Fulton Substaiton 230 kV | Fulton | 230 | 2025-04-01 07:00 | 2026-04-01 07:00 | 2026 |  | NA | Complete |  | NA |  | 99
DRANEM ENERGY STORAGE | 1847 | 2021-04-12 | 2021-04-15 07:00 | ACTIVE | C14 | Storage |  |  | Battery |  |  | 710.6 | [6 empty] | 700 | Full Capacity |  |  |  |  | 0 |  |  | 0 | Battery | 710.6 | 0 | 0 | 0 | 0 | 0 | 0 | 0 | 0 | 0 | 0 | 0 | SOLANO | CA | PGAE | Northern | 0.1 | 0.665 | Vaca-Dixon Substation 500 kV | Vaca Dixon | 500 | 2024-06-30 07:00 | 2024-06-30 07:00 | 2024 |  | NA | Complete |  | NA |  | 99
HIGH WINDS STORAGE | 1850 | 2021-04-09 | 2021-04-15 07:00 | ACTIVE | C14 | Storage |  |  | Battery |  |  | 120.62 | [6 empty] | 100 | Full Capacity |  |  |  |  | 0 |  |  | 0 | Battery | 120.62 | 0 | 0 | 0 | 0 | 0 | 0 | 0 | 0 | 0 | 0 | 0 | SOLANO | CA | PGAE | Northern | 0.1 | 0.665 | Birds Landing Substation 230 kV | Birds Landing | 230 | 2024-03-30 07:00 | 2024-03-30 07:00 | 2024 |  | NA | Complete |  | NA |  | 99
BULL RUN | 1852 | 2021-04-06 | 2021-04-15 07:00 | ACTIVE | C14 | Storage | Photovoltaic |  | Battery | Solar |  | 225 |  |  | 232.1 |  |  |  | 225 | Full Capacity |  |  |  |  | 0 |  |  | 0 | Solar-Hybrid | 225 | 0 | 0 | 0 | 232.1 | 0 | 0 | 0 | 0 | 0 | 0 | 0 | BUTTE | CA | PGAE | Northern | 0.1 | 0.665 | Table Mountain Substation 115 kV | Table Mountain | 230 | 2024-12-31 08:00 | 2024-12-31 08:00 | 2025 |  | NA | Complete |  | NA |  | 99
BULL RUN 2 ES | 1853 | 2021-04-12 | 2021-04-15 07:00 | ACTIVE | C14 | Storage |  |  | Battery |  |  | 205.1 | [6 empty] | 200 | Full Capacity |  |  |  |  | 0 |  |  | 0 | Battery | 205.1 | 0 | 0 | 0 | 0 | 0 | 0 | 0 | 0 | 0 | 0 | 0 | BUTTE | CA | PGAE | Northern | 0.1 | 0.665 | Table Mountain Substation 115 kV | Table Mountain | 230 | 2024-12-31 08:00 | 2024-12-31 08:00 | 2025 |  | NA | Complete |  | NA |  | 99
CORBY 2 | 1854 | 2021-04-09 | 2021-04-15 07:00 | ACTIVE | C14 | Storage |  |  | Battery |  |  | 475.96 | [6 empty] | 400 | Full Capacity |  |  |  |  | 0 |  |  | 0 | Battery | 475.96 | 0 | 0 | 0 | 0 | 0 | 0 | 0 | 0 | 0 | 0 | 0 | SOLANO | CA | PGAE | Northern | 0.1 | 0.665 | Vaca-Dixon Substation 230 kV | Vaca Dixon | 115 | 2025-11-30 08:00 | 2025-11-30 08:00 | 2026 |  | NA | Complete |  | NA |  | 99
ARGES BESS | 1856 | 2021-04-15 | 2021-04-15 07:00 | ACTIVE | C14 | Storage |  |  | Battery |  |  | 102.15 | [6 empty] | 100 | Full Capacity |  |  |  |  | 0 |  |  | 0 | Battery | 102.15 | 0 | 0 | 0 | 0 | 0 | 0 | 0 | 0 | 0 | 0 | 0 | SOLANO | CA | PGAE | Northern | 0.1 | 0.665 | Vaca Dixon Substation 115 kV | Vaca Dixon | 115 | 2024-06-01 07:00 | 2026-06-01 07:00 | 2026 |  | NA | Complete |  | NA |  | 99
BLITZ ENERGY STORAGE | 1857 | 2021-04-15 | 2021-04-15 07:00 | ACTIVE | C14 | Storage |  |  | Battery |  |  | 213.55 | [6 empty] | 200 | Full Capacity |  |  |  |  | 0 |  |  | 0 | Battery | 213.55 | 0 | 0 | 0 | 0 | 0 | 0 | 0 | 0 | 0 | 0 | 0 | SONOMA | CA | PGAE | Northern | 0.1 | 0.665 | Fulton Substation 115 kV | Fulton | 115 | 2023-06-01 07:00 | 2023-06-01 07:00 | 2023 |  | NA |  |  | NA |  | 99
GRINDSTONE CREEK SOLAR | 1858 | 2021-04-15 | 2021-04-15 07:00 | ACTIVE | C14 | Photovoltaic |  |  | Solar |  |  | 142.85 | [6 empty] | 140 | Full Capacity |  | Off-Peak Deliverability |  |  | 0 |  |  | 0 | Solar | 0 | 0 | 0 | 0 | 142.85 | 0 | 0 | 0 | 0 | 0 | 0 | 0 | TEHAMA | CA | PGAE | Northern | 0.1 | 0.665 | Cottonwood-Delevan #1 and #2 230 kV | Glenn | 230 | 2024-08-31 07:00 | 2027-01-15 08:00 | 2027 |  | NA | Complete |  | NA |  | 99
MAYACAMAS GEOTHERMAL | 1859 | 2021-04-15 | 2021-04-15 07:00 | ACTIVE | C14 | Steam Turbine |  |  | Geothermal |  |  | 53 | 20.8 | [5 empty] | 53 | Full Capacity |  |  |  |  | 0 |  |  | 0 | Geothermal | 0 | 0 | 0 | 0 | 0 | 0 | 32.2 | 0 | 0 | 0 | 0 | 0 | SONOMA | CA | PGAE | Northern | 0.1 | 0.665 | Geysers #3-Cloverdale 115 kV | Cloverdale | 115 | 2024-02-01 08:00 | 2024-02-01 08:00 | 2024 |  | NA | Complete |  | NA |  | 99
MEADOW RIDGE SOLAR AND BATTERY | 1860 | 2021-04-16 | 2021-04-15 07:00 | ACTIVE | C14 | Photovoltaic | Storage |  | Solar | Battery |  | 93.5 |  |  | 19.992 |  |  |  | 75 | Full Capacity |  | Off-Peak Deliverability |  |  | 0 |  |  | 0 | Solar-Hybrid | 19.992 | 0 | 0 | 0 | 93.5 | 0 | 0 | 0 | 0 | 0 | 0 | 0 | SHASTA | CA | PGAE | Northern | 0.1 | 0.665 | PIT#1 - Cottonwood 230 kV | Cottonwood | 230 | 2024-12-31 08:00 | 2024-12-31 08:00 | 2025 |  | NA | Complete |  | NA |  | 99
VERBENA ENERGY STORAGE | 1862 | 2021-04-15 | 2021-04-15 07:00 | ACTIVE | C14 | Storage |  |  | Battery |  |  | 50.5 | [6 empty] | 49.2 | Full Capacity |  |  |  |  | 0 |  |  | 0 | Battery | 50.5 | 0 | 0 | 0 | 0 | 0 | 0 | 0 | 0 | 0 | 0 | 0 | SUTTER | CA | PGAE | Northern | 0.1 | 0.665 | Pease-Harter 60 kV Line | Pease | 115 | 2023-12-31 08:00 | 2023-12-31 08:00 | 2024 |  | NA | Complete |  | NA |  | 99
STONY CREEK SOLAR | 1863 | 2021-04-15 | 2021-04-15 07:00 | ACTIVE | C14 | Storage |  |  | Battery |  |  | 251.9 | [6 empty] | 250 | Full Capacity |  | Off-Peak Deliverability |  |  | 0 |  |  | 0 | Battery | 251.9 | 0 | 0 | 0 | 0 | 0 | 0 | 0 | 0 | 0 | 0 | 0 | TEHAMA | CA | PGAE | Northern | 0.1 | 0.665 | Cottonwood-Delevan #1 and #2 230 kV | Glenn | 230 | 2024-08-31 07:00 | 2027-01-15 08:00 | 2027 |  | NA | Complete |  | NA |  | 99
TOWNSHIP POWER BANK | 1864 | 2021-04-09 | 2021-04-15 07:00 | ACTIVE | C14 | Storage |  |  | Battery |  |  | 50.5 | [6 empty] | 49 | Full Capacity |  |  |  |  | 0 |  |  | 0 | Battery | 50.5 | 0 | 0 | 0 | 0 | 0 | 0 | 0 | 0 | 0 | 0 | 0 | SUTTER | CA | PGAE | Northern | 0.1 | 0.665 | Greenleaf #1 115kV Tap | Greenleaf 1 | 115 | 2025-04-01 07:00 | 2025-04-01 07:00 | 2025 |  | NA | Complete |  | NA |  | 99
SEAHAWK STORAGE | 1865 | 2021-03-24 | 2021-04-15 07:00 | ACTIVE | C14 | Storage |  |  | Battery |  |  | 203.699 | [6 empty] | 200 | Full Capacity |  |  |  |  | 0 |  |  | 0 | Battery | 203.699 | 0 | 0 | 0 | 0 | 0 | 0 | 0 | 0 | 0 | 0 | 0 | SANTA CRUZ | CA | PGAE | Northern | 0.1 | 0.665 | Green Valley Substation 115 kV | Green Valley | 115 | 2025-06-01 07:00 | 2025-06-01 07:00 | 2025 |  | NA | Complete |  | NA |  | 99
TOKAY STORAGE | 1866 | 2021-03-24 | 2021-04-15 07:00 | ACTIVE | C14 | Storage |  |  | Battery |  |  | 101.888 | [6 empty] | 100 | Full Capacity |  |  |  |  | 0 |  |  | 0 | Battery | 101.888 | 0 | 0 | 0 | 0 | 0 | 0 | 0 | 0 | 0 | 0 | 0 | SAN JOAQUIN | CA | PGAE | Northern | 0.1 | 0.665 | Santa Teresa Substation 115 kV | Santa Teresa | 115 | 2025-06-01 07:00 | 2025-06-01 07:00 | 2025 |  | NA | Complete |  | NA |  | 99
VELAS | 1867 | 2021-04-01 | 2021-04-15 07:00 | ACTIVE | C14 | Storage |  |  | Battery |  |  | 462.57 | [6 empty] | 450 | Full Capacity |  |  |  |  | 0 |  |  | 0 | Battery | 462.57 | 0 | 0 | 0 | 0 | 0 | 0 | 0 | 0 | 0 | 0 | 0 | TBD | CA | PGAE | Northern | 0.1 | 0.665 | Schulte Substation 115 kV | Schulte | 115 | 2024-11-01 07:00 | 2024-11-01 07:00 | 2025 |  | NA | Complete |  | NA |  | 99
STAGELINE ENERGY STORAGE | 1871 | 2021-04-01 | 2021-04-15 07:00 | ACTIVE | C14 | Storage |  |  | Battery |  |  | 213.55 | [6 empty] | 200 | Full Capacity |  |  |  |  | 0 |  |  | 0 | Battery | 213.55 | 0 | 0 | 0 | 0 | 0 | 0 | 0 | 0 | 0 | 0 | 0 | BUTTE | CA | PGAE | Northern | 0.1 | 0.665 | Palermo Substation 115 kV | Palermo | 230 | 2024-06-01 07:00 | 2024-06-01 07:00 | 2024 |  | NA |  |  | NA |  | 99
ALLEGHENY ENERGY STORAGE | 1872 | 2021-04-06 | 2021-04-15 07:00 | ACTIVE | C14 | Storage |  |  | Battery |  |  | 353.2 | [6 empty] | 325 | Full Capacity |  |  |  |  | 0 |  |  | 0 | Battery | 353.2 | 0 | 0 | 0 | 0 | 0 | 0 | 0 | 0 | 0 | 0 | 0 | CONTRA COSTA | CA | PGAE | Northern | 0.1 | 0.665 | Pittsburg Substation 115 kV | Pittsburg | 115 | 2024-08-01 07:00 | 2024-08-01 07:00 | 2024 |  | NA | Complete |  | NA |  | 99
BEOWULF ENERGY STORAGE | 1873 | 2021-04-06 | 2021-04-15 07:00 | ACTIVE | C14 | Storage |  |  | Battery |  |  | 100.9 | [6 empty] | 95 | Full Capacity |  |  |  |  | 0 |  |  | 0 | Battery | 100.9 | 0 | 0 | 0 | 0 | 0 | 0 | 0 | 0 | 0 | 0 | 0 | SANTA CLARA | CA | PGAE | Northern | 0.1 | 0.665 | Evergreen Substation 115 kV bus | Evergreen | 115 | 2024-08-01 07:00 | 2024-08-01 07:00 | 2024 |  | NA | Complete |  | NA |  | 99
COMMANDER ENERGY STORAGE | 1874 | 2021-04-07 | 2021-04-15 07:00 | ACTIVE | C14 | Storage |  |  | Battery |  |  | 504 | [6 empty] | 500 | Full Capacity |  |  |  |  | 0 |  |  | 0 | Battery | 504 | 0 | 0 | 0 | 0 | 0 | 0 | 0 | 0 | 0 | 0 | 0 | CONTRA COSTA | CA | PGAE | Northern | 0.1 | 0.665 | Pittsburg Substation 230 kV | Pittsburg | 230 | 2024-08-01 07:00 | 2024-08-01 07:00 | 2024 |  | NA | Complete |  | NA |  | 99
DELILAH ENERGY STORAGE | 1875 | 2021-04-06 | 2021-04-15 07:00 | ACTIVE | C14 | Storage |  |  | Battery |  |  | 504 | [6 empty] | 500 | Full Capacity |  |  |  |  | 0 |  |  | 0 | Battery | 504 | 0 | 0 | 0 | 0 | 0 | 0 | 0 | 0 | 0 | 0 | 0 | CONTRA COSTA | CA | PGAE | Northern | 0.1 | 0.665 | Pittsburg-Tesla #1 230 kV line | Delta PP | 230 | 2024-08-01 07:00 | 2024-08-01 07:00 | 2024 |  | NA | Complete |  | NA |  | 99
DOUBLE SPRINGS ENERGY STORAGE | 1876 | 2021-04-06 | 2021-04-15 07:00 | ACTIVE | C14 | Storage |  |  | Battery |  |  | 101 | [6 empty] | 100 | Full Capacity |  |  |  |  | 0 |  |  | 0 | Battery | 101 | 0 | 0 | 0 | 0 | 0 | 0 | 0 | 0 | 0 | 0 | 0 | CALAVERAS | CA | PGAE | Northern | 0.1 | 0.665 | Valley Springs Substation 60 kV | Bellota | 115 | 2024-11-29 08:00 | 2024-11-29 08:00 | 2025 |  | NA | Complete |  | NA |  | 99
JAGUAR ENERGY STORAGE | 1877 | 2021-04-06 | 2021-04-15 07:00 | ACTIVE | C14 | Storage |  |  | Battery |  |  | 252 | [6 empty] | 250 | Full Capacity |  |  |  |  | 0 |  |  | 0 | Battery | 252 | 0 | 0 | 0 | 0 | 0 | 0 | 0 | 0 | 0 | 0 | 0 | ALAMEDA | CA | PGAE | Northern | 0.1 | 0.665 | Grant-Eastshore 115 kV Line #1 | East Shore | 115 | 2024-08-01 07:00 | 2024-08-01 07:00 | 2024 |  | NA | Complete |  | NA |  | 99
PALMETTO ENERGY STORAGE | 1880 | 2021-04-06 | 2021-04-15 07:00 | ACTIVE | C14 | Storage |  |  | Battery |  |  | 126 | [6 empty] | 75 | Full Capacity |  |  |  |  | 0 |  |  | 0 | Battery | 126 | 0 | 0 | 0 | 0 | 0 | 0 | 0 | 0 | 0 | 0 | 0 | ALAMEDA | CA | PGAE | Northern | 0.1 | 0.665 | Oakland C Sub 115 kV | Oakland C | 115 | 2024-08-01 07:00 | 2024-08-01 07:00 | 2024 |  | NA | Complete |  | NA |  | 99
SPECTRUM ENERGY STORAGE | 1881 | 2021-04-06 | 2021-04-15 07:00 | ACTIVE | C14 | Storage |  |  | Battery |  |  | 504 | [6 empty] | 500 | Full Capacity |  |  |  |  | 0 |  |  | 0 | Battery | 504 | 0 | 0 | 0 | 0 | 0 | 0 | 0 | 0 | 0 | 0 | 0 | ALAMEDA | CA | PGAE | Northern | 0.1 | 0.665 | Tesla-Newark #1 230 kV Line | Tesla | 230 | 2024-08-01 07:00 | 2024-08-01 07:00 | 2024 |  | NA | Complete |  | NA |  | 99
PRESIDIO | 1887 | 2021-04-07 | 2021-04-15 07:00 | ACTIVE | C14 | Storage | Photovoltaic |  | Battery | Solar |  | 356.592 |  |  | 357.396 |  |  |  | 350 | Full Capacity |  | Off-Peak Deliverability |  |  | 0 |  |  | 0 | Solar-Hybrid | 356.592 | 0 | 0 | 0 | 357.396 | 0 | 0 | 0 | 0 | 0 | 0 | 0 | SAN JOAQUIN | CA | PGAE | Northern | 0.1 | 0.665 | Rancho Seco-Bellota #1 230 kV | New Sub - Rancho Seco - Bellota (Proposed) | 230 | 2025-06-01 07:00 | 2025-06-01 07:00 | 2025 |  | NA | Complete |  | NA |  | 99
HOLMAN | 1889 | 2021-04-07 | 2021-04-15 07:00 | ACTIVE | C14 | Storage | Wind Turbine |  | Battery | Offshore Wind Turbine |  | 756.813 |  |  | 1525.172 |  |  |  | 1500 | Full Capacity |  | Off-Peak Deliverability |  |  | 0 |  |  | 0 | Offshore Wind | 756.813 | 0 | 0 | 0 | 0 | 0 | 0 | 0 | 0 | 0 | 1525.172 | 0 | MONTEREY | CA | PGAE | Northern | 0.1 | 0.665 | Moss Landing Substation 500 kV | Moss Landing | 500 | 2028-04-01 07:00 | 2028-04-01 07:00 | 2028 |  | NA | Complete |  | NA |  | 99
HARMONY STORAGE 2 | 1892 | 2021-04-08 | 2021-04-15 07:00 | ACTIVE | C14 | Storage |  |  | Battery |  |  | 307.878 | [6 empty] | 300 | Full Capacity |  |  |  |  | 0 |  |  | 0 | Battery | 307.878 | 0 | 0 | 0 | 0 | 0 | 0 | 0 | 0 | 0 | 0 | 0 | CONTRA COSTA | CA | PGAE | Northern | 0.1 | 0.665 | Contra Costa PP - Contra Costa Substation 230 kV Line | Contra Costa | 230 | 2025-10-30 07:00 | 2025-10-30 07:00 | 2026 |  | NA | Complete |  | NA |  | 99
ADA ENERGY STORAGE | 1894 | 2021-04-06 | 2021-04-15 07:00 | ACTIVE | C14 | Storage |  |  | Battery |  |  | 505.2 | [6 empty] | 500 | Full Capacity |  |  |  |  | 0 |  |  | 0 | Battery | 505.2 | 0 | 0 | 0 | 0 | 0 | 0 | 0 | 0 | 0 | 0 | 0 | SANTA CLARA | CA | PGAE | Northern | 0.1 | 0.665 | Monta Vista Substation 230 kV | Monta Vista | 230 | 2024-08-01 07:00 | 2024-08-01 07:00 | 2024 |  | NA | Complete |  | NA |  | 99
OAKDALE STORAGE | 1895 | 2021-04-08 | 2021-04-15 07:00 | ACTIVE | C14 | Storage |  |  | Battery |  |  | 102.672 | [6 empty] | 100 | Full Capacity |  |  |  |  | 0 |  |  | 0 | Battery | 102.672 | 0 | 0 | 0 | 0 | 0 | 0 | 0 | 0 | 0 | 0 | 0 | STANISLAUS | CA | PGAE | Northern | 0.1 | 0.665 | Cottle Substation 230 kV | Cottle | 230 | 2025-10-30 07:00 | 2025-10-30 07:00 | 2026 |  | NA | Complete |  | NA |  | 99
PATHFINDER STORAGE | 1896 | 2021-04-08 | 2021-04-15 07:00 | ACTIVE | C14 | Storage |  |  | Battery |  |  | 268.065 | [6 empty] | 260 | Full Capacity |  |  |  |  | 0 |  |  | 0 | Battery | 268.065 | 0 | 0 | 0 | 0 | 0 | 0 | 0 | 0 | 0 | 0 | 0 | SAN JOAQUIN | CA | PGAE | Northern | 0.1 | 0.665 | Weber Substation 60 kV | Weber | 230 | 2025-10-30 07:00 | 2025-10-30 07:00 | 2026 |  | NA | Complete |  | NA |  | 99
NIGHTSHADE | 1898 | 2021-04-02 | 2021-04-15 07:00 | ACTIVE | C14 | Gas Turbine | Storage |  | Natural Gas | Battery |  | 9.4 |  |  | 27 |  |  |  | 34.1 | Full Capacity |  | Off-Peak Deliverability |  |  | 0 |  |  | 0 | Other | 27 | 0 | 0 | 0 | 0 | 0 | 0 | 0 | 0 | 0 | 0 | 0 | CONTRA COSTA | CA | PGAE | Northern | 0.1 | 0.665 | KELSO SUBSTATION 230 kV | Kelso | 230 | 2027-03-31 07:00 | 2027-03-31 07:00 | 2027 |  | NA | Complete |  | NA |  | 99
BAYLANDS BATTERY | 1900 | 2021-04-12 | 2021-04-15 07:00 | ACTIVE | C14 | Storage |  |  | Battery |  |  | 250 | [6 empty] | 250 | Full Capacity |  |  |  |  | 0 |  |  | 0 | Battery | 250 | 0 | 0 | 0 | 0 | 0 | 0 | 0 | 0 | 0 | 0 | 0 | SAN MATEO | CA | PGAE | Northern | 0.1 | 0.665 | Martin Substation 115 kV | Martin | 115 | 2025-07-27 07:00 | 2025-07-27 07:00 | 2025 |  | NA | Complete |  | NA |  | 99
GOLDEN FLATS | 1903 | 2021-04-09 | 2021-04-15 07:00 | ACTIVE | C14 | Storage |  |  | Battery |  |  | 365.12 | [6 empty] | 300 | Full Capacity |  |  |  |  | 0 |  |  | 0 | Battery | 365.12 | 0 | 0 | 0 | 0 | 0 | 0 | 0 | 0 | 0 | 0 | 0 | STANISLAUS | CA | PGAE | Fresno | 0.1 | 0.665 | Westly-Quinto 230 kV | New Sub - Westley - Quinto (Proposed) | 230 | 2025-11-30 08:00 | 2025-11-30 08:00 | 2026 |  | NA | Complete |  | NA |  | 99
NORTHEAST CENTRAL VALLEY | 1904 | 2021-04-09 | 2021-04-15 07:00 | ACTIVE | C14 | Storage |  |  | Battery |  |  | 365.12 | [6 empty] | 300 | Full Capacity |  |  |  |  | 0 |  |  | 0 | Battery | 365.12 | 0 | 0 | 0 | 0 | 0 | 0 | 0 | 0 | 0 | 0 | 0 | SAN JOAQUIN | CA | PGAE | Northern | 0.1 | 0.665 | Bellota Substation 115 kV | Bellota | 115 | 2025-11-30 08:00 | 2025-11-30 08:00 | 2026 |  | NA | Complete |  | NA |  | 99
ADRIAN STORAGE | 1905 | 2021-04-13 | 2021-04-15 07:00 | ACTIVE | C14 | Storage |  |  | Battery |  |  | 55.5 | [6 empty] | 41.1 | Full Capacity |  |  |  |  | 0 |  |  | 0 | Battery | 55.5 | 0 | 0 | 0 | 0 | 0 | 0 | 0 | 0 | 0 | 0 | 0 | SAN MATEO | CA | PGAE | Northern | 0.1 | 0.665 | MILLBRAE Substation 60 KV Bus | Martin | 115 | 2025-07-01 07:00 | 2025-07-01 07:00 | 2025 |  | NA | Complete |  | NA |  | 99
ALVISO ENERGY STORAGE | 1906 | 2021-04-15 | 2021-04-15 07:00 | ACTIVE | C14 | Storage |  |  | Battery |  |  | 256.29 | [6 empty] | 250 | Full Capacity |  |  |  |  | 0 |  |  | 0 | Battery | 256.29 | 0 | 0 | 0 | 0 | 0 | 0 | 0 | 0 | 0 | 0 | 0 | SANTA CLARA | CA | PGAE | Northern | 0.1 | 0.665 | Los Esteros Substation 230 kV | Los Esteros | 115 | 2025-06-01 07:00 | 2025-06-01 07:00 | 2025 |  | NA | Complete |  | NA |  | 99
ZORIN STORAGE | 1911 | 2021-04-10 | 2021-04-15 07:00 | ACTIVE | C14 | Storage |  |  | Battery |  |  | 252 | [6 empty] | 180 | Full Capacity |  |  |  |  | 0 |  |  | 0 | Battery | 252 | 0 | 0 | 0 | 0 | 0 | 0 | 0 | 0 | 0 | 0 | 0 | ALAMEDA | CA | PGAE | Northern | 0.1 | 0.665 | Newark Substation 230 kV | Newark | 230 | 2024-10-31 07:00 | 2024-10-31 07:00 | 2025 |  | NA | Complete |  | NA |  | 99
KOLA 2 | 1912 | 2021-04-09 | 2021-04-15 07:00 | ACTIVE | C14 | Storage |  |  | Battery |  |  | 365.12 | [6 empty] | 300 | Full Capacity |  |  |  |  | 0 |  |  | 0 | Battery | 365.12 | 0 | 0 | 0 | 0 | 0 | 0 | 0 | 0 | 0 | 0 | 0 | ALAMEDA | CA | PGAE | Northern | 0.1 | 0.665 | Tesla Substation 230 kV | Tesla | 230 | 2025-11-30 08:00 | 2025-11-30 08:00 | 2026 |  | NA | Complete |  | NA |  | 99
OVERLAKE STORAGE | 1913 | 2021-04-13 | 2021-04-15 07:00 | ACTIVE | C14 | Storage |  |  | Battery |  |  | 62.6 | [6 empty] | 46.5 | Full Capacity |  |  |  |  | 0 |  |  | 0 | Battery | 62.6 | 0 | 0 | 0 | 0 | 0 | 0 | 0 | 0 | 0 | 0 | 0 | ALAMEDA | CA | PGAE | Northern | 0.1 | 0.665 | Dumbarton - Newark 115 kV line | Dumbarton | 115 | 2025-07-01 07:00 | 2025-07-01 07:00 | 2025 |  | NA | Complete |  | NA |  | 99
BLACK DIAMOND ES2 | 1914 | 2021-04-15 | 2021-04-15 07:00 | ACTIVE | C14 | Storage |  |  | Battery |  |  | 179.4 | [6 empty] | 175 | Full Capacity |  |  |  |  | 0 |  |  | 0 | Battery | 179.4 | 0 | 0 | 0 | 0 | 0 | 0 | 0 | 0 | 0 | 0 | 0 | CONTRA COSTA | CA | PGAE | Northern | 0.1 | 0.665 | Pittsburg PP 230 kV | Pittsburg | 230 | 2024-06-01 07:00 | 2024-06-01 07:00 | 2024 |  | NA | Complete |  | NA |  | 99
SHERMAN ENERGY STORAGE | 1915 | 2021-04-14 | 2021-04-15 07:00 | ACTIVE | C14 | Storage |  |  | Battery |  |  | 256.29 | [6 empty] | 250 | Full Capacity |  |  |  |  | 0 |  |  | 0 | Battery | 256.29 | 0 | 0 | 0 | 0 | 0 | 0 | 0 | 0 | 0 | 0 | 0 | CONTRA COSTA | CA | PGAE | Northern | 0.1 | 0.665 | Contra Costa PP Substation 230 kV | Contra Costa | 230 | 2025-06-01 07:00 | 2025-06-01 07:00 | 2025 |  | NA | Complete |  | NA |  | 99
STIRLING BRIDGE | 1916 | 2021-04-06 | 2021-04-15 07:00 | ACTIVE | C14 | Photovoltaic | Storage |  | Solar | Battery |  | 257.35 |  |  | 250 |  |  |  | 250 | Full Capacity |  |  |  |  | 0 |  |  | 0 | Solar-Hybrid | 250 | 0 | 0 | 0 | 257.35 | 0 | 0 | 0 | 0 | 0 | 0 | 0 | SAN JOAQUIN | CA | PGAE | Northern | 0.1 | 0.665 | Bellota Substation 115 kV | Bellota | 115 | 2024-12-31 08:00 | 2024-12-31 08:00 | 2025 |  | NA |  |  | NA |  | 99
STIRLING BRIDGE 2 ES | 1917 | 2021-04-12 | 2021-04-15 07:00 | ACTIVE | C14 | Storage |  |  | Battery |  |  | 102.6 | [6 empty] | 100 | Full Capacity |  |  |  |  | 0 |  |  | 0 | Battery | 102.6 | 0 | 0 | 0 | 0 | 0 | 0 | 0 | 0 | 0 | 0 | 0 | SAN JOAQUIN | CA | PGAE | Northern | 0.1 | 0.665 | Bellota Substation 115 kV | Bellota | 115 | 2024-12-31 08:00 | 2024-12-31 08:00 | 2025 |  | NA |  |  | NA |  | 99
KIFER BESS 1 | 1918 | 2021-04-13 | 2021-04-15 07:00 | ACTIVE | C14 | Storage |  |  | Battery |  |  | 50 | [6 empty] | 50 | Full Capacity |  |  |  |  | 0 |  |  | 0 | Battery | 50 | 0 | 0 | 0 | 0 | 0 | 0 | 0 | 0 | 0 | 0 | 0 | SANTA CLARA | CA | PGAE | Northern | 0.1 | 0.665 | KEN-OKJ 60 kV | Los Esteros | 115 | 2023-10-01 07:00 | 2023-10-01 07:00 | 2023 |  | NA |  |  | NA |  | 99
SUNBEAM STORAGE | 1919 | 2021-04-10 | 2021-04-15 07:00 | ACTIVE | C14 | Storage |  |  | Battery |  |  | 100.9 | [6 empty] | 65 | Full Capacity |  |  |  |  | 0 |  |  | 0 | Battery | 100.9 | 0 | 0 | 0 | 0 | 0 | 0 | 0 | 0 | 0 | 0 | 0 | SAN MATEO | CA | PGAE | Northern | 0.1 | 0.665 | Cooley Landing Substation 60 kV | Monta Vista | 230 | 2024-10-31 07:00 | 2024-10-31 07:00 | 2025 |  | NA | Complete |  | NA |  | 99
ZEUS BESS | 1920 | 2021-04-15 | 2021-04-15 07:00 | ACTIVE | C14 | Storage |  |  | Battery |  |  | 213.55 | [6 empty] | 200 | Full Capacity |  |  |  |  | 0 |  |  | 0 | Battery | 213.55 | 0 | 0 | 0 | 0 | 0 | 0 | 0 | 0 | 0 | 0 | 0 | SAN JOAQUIN | CA | PGAE | Northern | 0.1 | 0.665 | Schulte Sw St 115 kV | Schulte | 115 | 2024-06-01 07:00 | 2026-06-01 07:00 | 2026 |  | NA | Complete |  | NA |  | 99
ALLIUM | 1921 | 2021-04-14 | 2021-04-15 07:00 | ACTIVE | C14 | Storage | Photovoltaic |  | Battery | Solar |  | 112.386 |  |  | 112.491 |  |  |  | 110 | Full Capacity |  | Off-Peak Deliverability |  |  | 0 |  |  | 0 | Solar-Hybrid | 112.386 | 0 | 0 | 0 | 112.491 | 0 | 0 | 0 | 0 | 0 | 0 | 0 | SAN BENITO | CA | PGAE | Northern | 0.1 | 0.665 | Crazy Horse Canyon - Hollister 115 lV | Hollister | 115 | 2025-06-01 07:00 | 2025-06-01 07:00 | 2025 |  | NA |  |  | NA |  | 99
ALTA CASA STORAGE | 1922 | 2021-04-14 | 2021-04-15 07:00 | ACTIVE | C14 | Storage |  |  | Battery |  |  | 515.418 | [6 empty] | 500 | Full Capacity |  |  |  |  | 0 |  |  | 0 | Battery | 515.418 | 0 | 0 | 0 | 0 | 0 | 0 | 0 | 0 | 0 | 0 | 0 | SAN JOAQUIN | CA | PGAE | Northern | 0.1 | 0.665 | Tesla Substation 500 kV | Tesla | 500 | 2025-06-01 07:00 | 2025-06-01 07:00 | 2025 |  | NA |  |  | NA |  | 99
EPPS STORAGE | 1924 | 2021-04-14 | 2021-04-15 07:00 | ACTIVE | C14 | Storage |  |  | Battery |  |  | 305 | [6 empty] | 300 | Full Capacity |  |  |  |  | 0 |  |  | 0 | Battery | 305 | 0 | 0 | 0 | 0 | 0 | 0 | 0 | 0 | 0 | 0 | 0 | CONTRA COSTA | CA | PGAE | Northern | 0.1 | 0.665 | Moraga Substation 230 kV | Moraga | 230 | 2023-12-15 08:00 | 2023-12-15 08:00 | 2024 |  | NA | Complete |  | NA |  | 99
EL REY POWER BANK | 1928 | 2021-04-10 | 2021-04-15 07:00 | ACTIVE | C14 | Storage |  |  | Battery |  |  | 124.3 | [6 empty] | 120 | Full Capacity |  |  |  |  | 0 |  |  | 0 | Battery | 124.3 | 0 | 0 | 0 | 0 | 0 | 0 | 0 | 0 | 0 | 0 | 0 | MONTEREY | CA | PGAE | Northern | 0.1 | 0.665 | Coburn-Basic Energy 60kV Line Tap | Coburn | 230 | 2025-04-01 07:00 | 2025-04-01 07:00 | 2025 |  | NA | Complete |  | NA |  | 99
CAZADORES STORAGE | 1929 | 2021-04-10 | 2021-04-15 07:00 | ACTIVE | C14 | Storage |  |  | Battery |  |  | 151.3 | [6 empty] | 150 | Full Capacity |  |  |  |  | 0 |  |  | 0 | Battery | 151.3 | 0 | 0 | 0 | 0 | 0 | 0 | 0 | 0 | 0 | 0 | 0 | SAN JOAQUIN | CA | PGAE | Northern | 0.1 | 0.665 | Lammers Substation 115 kV | Lammers | 115 | 2024-10-31 07:00 | 2024-10-31 07:00 | 2025 |  | NA | Complete |  | NA |  | 99
APACHE STORAGE | 1930 | 2021-03-24 | 2021-04-15 07:00 | ACTIVE | C14 | Storage |  |  | Battery |  |  | 203.699 | [6 empty] | 200 | Full Capacity |  |  |  |  | 0 |  |  | 0 | Battery | 203.699 | 0 | 0 | 0 | 0 | 0 | 0 | 0 | 0 | 0 | 0 | 0 | FRESNO | CA | PGAE | Kern | 0.1 | 0.665 | Sanger Substation 115 kV | Sanger | 115 | 2025-06-01 07:00 | 2025-06-01 07:00 | 2025 |  | NA | Complete |  | NA |  | 99
COUGAR STORAGE | 1932 | 2021-03-24 | 2021-04-15 07:00 | ACTIVE | C14 | Storage |  |  | Battery |  |  | 203.699 | [6 empty] | 200 | Full Capacity |  |  |  |  | 0 |  |  | 0 | Battery | 203.699 | 0 | 0 | 0 | 0 | 0 | 0 | 0 | 0 | 0 | 0 | 0 | MERCED | CA | PGAE | Fresno | 0.1 | 0.665 | Wilson Substation 115 kV | Wilson | 115 | 2025-06-01 07:00 | 2025-06-01 07:00 | 2025 |  | NA | Complete |  | NA |  | 99
PUMA STORAGE | 1933 | 2021-03-24 | 2021-04-15 07:00 | ACTIVE | C14 | Storage |  |  | Battery |  |  | 203.699 | [6 empty] | 200 | Full Capacity |  |  |  |  | 0 |  |  | 0 | Battery | 203.699 | 0 | 0 | 0 | 0 | 0 | 0 | 0 | 0 | 0 | 0 | 0 | MADERA | CA | PGAE | Fresno | 0.1 | 0.665 | Borden Substation 230 kV | Borden | 230 | 2025-06-01 07:00 | 2025-06-01 07:00 | 2025 |  | NA | Complete |  | NA |  | 99
LOTUS SOLAR 2 | 1934 | 2021-04-01 | 2021-04-15 07:00 | ACTIVE | C14 | Storage | Photovoltaic |  | Battery | Solar |  | 203.2 |  |  | 203.2 |  |  |  | 200 | Full Capacity |  | Off-Peak Deliverability |  |  | 0 |  |  | 0 | Solar-Hybrid | 203.2 | 0 | 0 | 0 | 203.2 | 0 | 0 | 0 | 0 | 0 | 0 | 0 | MADERA | CA | PGAE | Fresno | 0.1 | 0.665 | Borden Substation 230 kV | Borden | 230 | 2024-12-01 08:00 | 2024-12-01 08:00 | 2025 |  | NA | Complete |  | NA |  | 99
ELYSIAN | 1935 | 2021-04-01 | 2021-04-15 07:00 | ACTIVE | C14 | Photovoltaic | Storage |  | Solar | Battery |  | 206.091 |  |  | 206.091 |  |  |  | 200 | Full Capacity |  | Off-Peak Deliverability |  |  | 0 |  |  | 0 | Solar-Hybrid | 206.091 | 0 | 0 | 0 | 206.091 | 0 | 0 | 0 | 0 | 0 | 0 | 0 | TBD | CA | PGAE | Fresno | 0.1 | 0.665 | Tranquility Substation 230 kV | Tranquility | 230 | 2024-11-01 07:00 | 2024-11-01 07:00 | 2025 |  | NA | Complete |  | NA |  | 99
WHITE RABBIT | 1940 | 2021-04-01 | 2021-04-15 07:00 | ACTIVE | C14 | Storage | Photovoltaic |  | Battery | Solar |  | 153 |  |  | 153.3 |  |  |  | 150 | Full Capacity |  | Off-Peak Deliverability |  |  | 0 |  |  | 0 | Solar-Hybrid | 153 | 0 | 0 | 0 | 153.3 | 0 | 0 | 0 | 0 | 0 | 0 | 0 | TBD | CA | PGAE | Fresno | 0.1 | 0.665 | Mendota Substation 115 kV | Mendota | 115 | 2024-11-01 07:00 | 2024-11-01 07:00 | 2025 |  | NA | Complete |  | NA |  | 99
WINGTIP SOLAR 1 | 1943 | 2021-04-02 | 2021-04-15 07:00 | ACTIVE | C14 | Photovoltaic | Storage |  | Solar | Battery |  | 1176.1 |  |  | 1176.1 |  |  |  | 1150 | Full Capacity |  | Off-Peak Deliverability |  |  | 0 |  |  | 0 | Solar-Hybrid | 1176.1 | 0 | 0 | 0 | 1176.1 | 0 | 0 | 0 | 0 | 0 | 0 | 0 | MERCED | CA | PGAE | Fresno | 0.1 | 0.665 | Los Banos Substation 500 kV | Los Banos | 500 | 2027-06-01 07:00 | 2027-06-01 07:00 | 2027 |  | NA | Complete |  | NA |  | 99
DARDEN | 1949 | 2021-04-08 | 2021-04-15 07:00 | ACTIVE | C14 | Storage | Photovoltaic |  | Battery | Solar |  | 1182.384 |  |  | 1182.384 |  |  |  | 1150 | Full Capacity |  | Off-Peak Deliverability |  |  | 0 |  |  | 0 | Solar-Hybrid | 1182.384 | 0 | 0 | 0 | 1182.384 | 0 | 0 | 0 | 0 | 0 | 0 | 0 | FRESNO | CA | PGAE | Fresno | 0.1 | 0.665 | Los Banos - Midway #2 500 kV | New Sub - Los Banos - Midway (Proposed) | 500 | 2026-12-31 08:00 | 2026-12-31 08:00 | 2027 |  | NA | Complete |  | NA |  | 99
AUSTRALIS | 1952 | 2021-04-07 | 2021-04-15 07:00 | ACTIVE | C14 | Photovoltaic | Storage |  | Solar | Battery |  | 307 |  |  | 307 |  |  |  | 300 | Full Capacity |  | Off-Peak Deliverability |  |  | 0 |  |  | 0 | Solar-Hybrid | 307 | 0 | 0 | 0 | 307 | 0 | 0 | 0 | 0 | 0 | 0 | 0 | MERCED | CA | PGAE | Fresno | 0.1 | 0.665 | Los Banos Substation 230 kV | Los Banos | 230 | 2025-06-01 07:00 | 2025-06-01 07:00 | 2025 |  | NA | Complete |  | NA |  | 99
FLORES STORAGE | 1953 | 2021-04-07 | 2021-04-15 07:00 | ACTIVE | C14 | Storage |  |  | Battery |  |  | 151.7416 | [6 empty] | 150 | Full Capacity |  | Off-Peak Deliverability |  |  | 0 |  |  | 0 | Battery | 151.7416 | 0 | 0 | 0 | 0 | 0 | 0 | 0 | 0 | 0 | 0 | 0 | MADERA | CA | PGAE | Fresno | 0.1 | 0.665 | Gregg Substation 230 kV | Gregg | 230 | 2025-10-01 07:00 | 2025-10-01 07:00 | 2025 |  | NA |  |  | NA |  | 99
HUASO HYBRID | 1954 | 2021-04-06 | 2021-04-15 07:00 | ACTIVE | C14 | Storage | Photovoltaic |  | Battery | Solar |  | 101.83 |  |  | 102.1 |  |  |  | 100 | Full Capacity |  | Off-Peak Deliverability |  |  | 0 |  |  | 0 | Solar-Hybrid | 101.83 | 0 | 0 | 0 | 102.1 | 0 | 0 | 0 | 0 | 0 | 0 | 0 | FRESNO | CA | PGAE | Fresno | 0.1 | 0.665 | Gates Substation 230 kV | Gates | 230 | 2025-12-01 08:00 | 2025-12-01 08:00 | 2026 |  | NA |  |  | NA |  | 99
CIERVO MOUNTAIN HYBRID | 1955 | 2021-04-06 | 2021-04-15 07:00 | ACTIVE | C14 | Storage | Photovoltaic |  | Battery | Solar |  | 127.37 |  |  | 127.57 |  |  |  | 125 | Full Capacity |  | Off-Peak Deliverability |  |  | 0 |  |  | 0 | Solar-Hybrid | 127.37 | 0 | 0 | 0 | 127.57 | 0 | 0 | 0 | 0 | 0 | 0 | 0 | FRESNO | CA | PGAE | Fresno | 0.1 | 0.665 | Excelsior Substation 115 kV | Excelsior | 115 | 2025-12-01 08:00 | 2025-12-01 08:00 | 2026 |  | NA |  |  | NA |  | 99
SEQUOIA | 1956 | 2021-04-08 | 2021-04-15 07:00 | ACTIVE | C14 | Storage | Photovoltaic |  | Battery | Solar |  | 203.659 |  |  | 203.849 |  |  |  | 200 | Full Capacity |  | Off-Peak Deliverability |  |  | 0 |  |  | 0 | Solar-Hybrid | 203.659 | 0 | 0 | 0 | 203.849 | 0 | 0 | 0 | 0 | 0 | 0 | 0 | FRESNO | CA | PGAE | Fresno | 0.1 | 0.665 | Tranquillity Substation 230 kV | Tranquility | 230 | 2025-06-01 07:00 | 2025-06-01 07:00 | 2025 |  | NA | Complete |  | NA |  | 99
SPIKES PEAK SOLAR | 1958 | 2021-04-09 | 2021-04-15 07:00 | ACTIVE | C14 | Photovoltaic | Storage |  | Solar | Battery |  | 158.9783 |  |  | 158.5678 |  |  |  | 150 | Full Capacity |  | Off-Peak Deliverability |  |  | 0 |  |  | 0 | Solar-Hybrid | 158.5678 | 0 | 0 | 0 | 158.9783 | 0 | 0 | 0 | 0 | 0 | 0 | 0 | MERCED | CA | PGAE | Fresno | 0.1 | 0.665 | Quinto Switching Station 230 kV | Quinto | 230 | 2025-10-01 07:00 | 2025-10-01 07:00 | 2025 |  | NA |  |  | NA |  | 99
CORNUCOPIA HYBRID | 1959 | 2021-04-12 | 2021-04-15 07:00 | ACTIVE | C14 | Storage | Photovoltaic |  | Battery | Solar |  | 300.951 |  |  | 303.678 |  |  |  | 300 | Full Capacity |  | Off-Peak Deliverability |  |  | 0 |  |  | 0 | Solar-Hybrid | 300.951 | 0 | 0 | 0 | 303.678 | 0 | 0 | 0 | 0 | 0 | 0 | 0 | FRESNO | CA | PGAE | Fresno | 0.1 | 0.665 | Gates-Templeton 230 kV | New Sub - Gates - Templeton (Proposed) | 230 | 2025-06-16 07:00 | 2025-06-16 07:00 | 2025 |  | NA | Complete |  | NA |  | 99
LAS CAMAS 4 | 1960 | 2021-04-09 | 2021-04-15 07:00 | ACTIVE | C14 | Storage |  |  | Battery |  |  | 101 | [6 empty] | 100 | Full Capacity |  |  |  |  | 0 |  |  | 0 | Battery | 101 | 0 | 0 | 0 | 0 | 0 | 0 | 0 | 0 | 0 | 0 | 0 | MERCED | CA | PGAE | Fresno | 0.1 | 0.665 | Los Banos Substationc230 kV | Los Banos | 230 | 2025-05-07 07:00 | 2025-05-07 07:00 | 2025 |  | NA | Complete |  | NA |  | 99
LOCK STORAGE | 1962 | 2021-04-09 | 2021-04-15 07:00 | ACTIVE | C14 | Storage |  |  | Battery |  |  | 508 | [6 empty] | 500.01 | Full Capacity |  |  |  |  | 0 |  |  | 0 | Battery | 508 | 0 | 0 | 0 | 0 | 0 | 0 | 0 | 0 | 0 | 0 | 0 | FRESNO | CA | PGAE | Fresno | 0.1 | 0.665 | Gates Substation 500 kV | Gates | 500 | 2025-11-30 08:00 | 2025-11-30 08:00 | 2026 |  | NA | Complete |  | NA |  | 99
ALMANDE ENERGY STORAGE | 1963 | 2021-04-14 | 2021-04-15 07:00 | ACTIVE | C14 | Storage |  |  | Battery |  |  | 256.29 | [6 empty] | 250 | Full Capacity |  |  |  |  | 0 |  |  | 0 | Battery | 256.29 | 0 | 0 | 0 | 0 | 0 | 0 | 0 | 0 | 0 | 0 | 0 | MERCED | CA | PGAE | Fresno | 0.1 | 0.665 | Wilson Substation 230 kV | Wilson | 230 | 2025-06-01 07:00 | 2025-06-01 07:00 | 2025 |  | NA | Complete |  | NA |  | 99
ORLEANS | 1966 | 2021-04-06 | 2021-04-15 07:00 | ACTIVE | C14 | Photovoltaic | Storage |  | Solar | Battery |  | 25.54 |  |  | 25.54 |  |  |  | 25 | Full Capacity |  |  |  |  | 0 |  |  | 0 | Solar-Hybrid | 25.54 | 0 | 0 | 0 | 25.54 | 0 | 0 | 0 | 0 | 0 | 0 | 0 | FRESNO | CA | PGAE | Fresno | 0.1 | 0.665 | Giffen Substation 70 kV | Giffen | 70 | 2024-12-31 08:00 | 2024-12-31 08:00 | 2025 |  | NA |  |  | NA |  | 99
PLUM | 1968 | 2021-04-15 | 2021-04-15 07:00 | ACTIVE | C14 | Photovoltaic | Storage |  | Solar | Battery |  | 1040 |  |  | 520 |  |  |  | 1000 | Full Capacity |  | Off-Peak Deliverability |  |  | 0 |  |  | 0 | Solar-Hybrid | 520 | 0 | 0 | 0 | 1040 | 0 | 0 | 0 | 0 | 0 | 0 | 0 | KINGS | CA | PGAE | Fresno | 0.1 | 0.665 | Gates Substation 230 kV | Gates | 230 | 2024-12-10 08:00 | 2027-12-01 08:00 | 2028 |  | NA | Complete |  | NA |  | 99
YORKTOWN | 1969 | 2021-04-06 | 2021-04-15 07:00 | ACTIVE | C14 | Photovoltaic | Storage |  | Solar | Battery |  | 87.5 |  |  | 87.5 |  |  |  | 85 | Full Capacity |  |  |  |  | 0 |  |  | 0 | Solar-Hybrid | 87.5 | 0 | 0 | 0 | 87.5 | 0 | 0 | 0 | 0 | 0 | 0 | 0 | KINGS | CA | PGAE | Fresno | 0.1 | 0.665 | Corcoran Substation 70 kV | Corcoran | 115 | 2024-12-31 08:00 | 2024-12-31 08:00 | 2025 |  | NA |  |  | NA |  | 99
BUTTERCUP HYBRID SOLAR | 1970 | 2021-04-14 | 2021-04-15 07:00 | ACTIVE | C14 | Photovoltaic | Storage |  | Solar | Battery |  | 131.43 |  |  | 65.47 |  |  |  | 130 | Full Capacity |  | Off-Peak Deliverability |  |  | 0 |  |  | 0 | Solar-Hybrid | 65.47 | 0 | 0 | 0 | 131.43 | 0 | 0 | 0 | 0 | 0 | 0 | 0 | MERCED | CA | PGAE | Fresno | 0.1 | 0.665 | Le Grand Substation 115 kV | Le Grand | 115 | 2024-11-30 08:00 | 2024-11-30 08:00 | 2025 |  | NA | Complete |  | NA |  | 99
PEACEFUL HOLLOW BESS | 1973 | 2021-04-14 | 2021-04-15 07:00 | ACTIVE | C14 | Storage |  |  | Battery |  |  | 100 | [6 empty] | 75 | Full Capacity |  |  |  |  | 0 |  |  | 0 | Battery | 100 | 0 | 0 | 0 | 0 | 0 | 0 | 0 | 0 | 0 | 0 | 0 | FRESNO | CA | PGAE | Fresno | 0.1 | 0.665 | Line tap at Tranquillity 8 Gen-tie 230 kV | Tranquility | 230 | 2024-06-01 07:00 | 2024-06-01 07:00 | 2024 |  | NA | Complete |  | NA |  | 99
SWEETBRIER HYBRID SOLAR | 1974 | 2021-04-14 | 2021-04-15 07:00 | ACTIVE | C14 | Photovoltaic | Storage |  | Solar | Battery |  | 60.6 |  |  | 30.22 |  |  |  | 60 | Full Capacity |  | Off-Peak Deliverability |  |  | 0 |  |  | 0 | Solar-Hybrid | 30.22 | 0 | 0 | 0 | 60.6 | 0 | 0 | 0 | 0 | 0 | 0 | 0 | MONTEREY | CA | PGAE | Fresno | 0.1 | 0.665 | California Flats Switching Station 230 kV | Cal Flats | 230 | 2024-11-30 08:00 | 2024-11-30 08:00 | 2025 |  | NA | Complete |  | NA |  | 99
TARRAGON HYBRID | 1975 | 2021-04-14 | 2021-04-15 07:00 | ACTIVE | C14 | Photovoltaic | Storage |  | Solar | Battery |  | 35.979 |  |  | 35.951 |  |  |  | 35 | Full Capacity |  | Off-Peak Deliverability |  |  | 0 |  |  | 0 | Solar-Hybrid | 35.951 | 0 | 0 | 0 | 35.979 | 0 | 0 | 0 | 0 | 0 | 0 | 0 | FRESNO | CA | PGAE | Fresno | 0.1 | 0.665 | Crescent Switching Station 70 kV | Helm | 230 | 2025-06-01 07:00 | 2025-06-01 07:00 | 2025 |  | NA |  |  | NA |  | 99
VALETUDO ENERGY STOARGE | 1977 | 2021-09-30 | 2021-04-15 07:00 | ACTIVE | C14 | Storage |  |  | Battery |  |  | 79.5871 | [6 empty] | 75 | Full Capacity |  |  |  |  | 0 |  |  | 0 | Battery | 79.5871 | 0 | 0 | 0 | 0 | 0 | 0 | 0 | 0 | 0 | 0 | 0 | MADERA | CA | PGAE | Fresno | 0.1 | 0.665 | Chowchilla Substation 115 kV | Chowchilla | 115 | 2022-12-31 08:00 | 2022-12-31 08:00 | 2023 |  | NA | Complete |  | NA |  | 99
ARTEMIS | 1980 | 2021-03-31 | 2021-04-15 07:00 | ACTIVE | C14 | Photovoltaic | Storage |  | Solar | Battery |  | 412.336 |  |  | 412.336 |  |  |  | 400 | Full Capacity |  | Off-Peak Deliverability |  |  | 0 |  |  | 0 | Solar-Hybrid | 412.336 | 0 | 0 | 0 | 412.336 | 0 | 0 | 0 | 0 | 0 | 0 | 0 | TBD | CA | PGAE | Kern | 0.1 | 0.665 | Arco Substation 230 kV | Arco | 230 | 2024-11-01 07:00 | 2024-11-01 07:00 | 2025 |  | NA | Complete |  | NA |  | 99
PHAENON | 1983 | 2021-04-01 | 2021-04-15 07:00 | ACTIVE | C14 | Photovoltaic | Storage |  | Solar | Battery |  | 102.254 |  |  | 101.7635 |  |  |  | 100 | Full Capacity |  | Off-Peak Deliverability |  |  | 0 |  |  | 0 | Solar-Hybrid | 101.7635 | 0 | 0 | 0 | 102.254 | 0 | 0 | 0 | 0 | 0 | 0 | 0 | KERN | CA | PGAE | Kern | 0.1 | 0.665 | Shafter Substation 115 kV | Shafter | 115 | 2024-12-31 08:00 | 2029-10-11 07:00 | 2030 |  | NA | Complete |  | NA |  | 99
BUTTONBUSH SOLAR 2 | 1987 | 2021-04-03 | 2021-04-15 07:00 | ACTIVE | C14 | Photovoltaic | Storage |  | Solar | Battery |  | 358.2 |  |  | 358.2 |  |  |  | 350 | Full Capacity |  | Off-Peak Deliverability |  |  | 0 |  |  | 0 | Solar-Hybrid | 358.2 | 0 | 0 | 0 | 358.2 | 0 | 0 | 0 | 0 | 0 | 0 | 0 | KERN | CA | PGAE | Kern | 0.1 | 0.665 | Midway | Midway | 115 | 2028-04-01 07:00 | 2028-04-01 07:00 | 2028 |  | NA | Complete |  | NA |  | 99
CALLINAN SOLAR AND STORAGE | 1992 | 2021-04-06 | 2021-04-15 07:00 | ACTIVE | C14 | Storage | Photovoltaic |  | Battery | Solar |  | 159.4008 |  |  | 160.3879 |  |  |  | 150 | Full Capacity |  | Off-Peak Deliverability |  |  | 0 |  |  | 0 | Solar-Hybrid | 159.4008 | 0 | 0 | 0 | 160.3879 | 0 | 0 | 0 | 0 | 0 | 0 | 0 | KERN | CA | PGAE | Kern | 0.1 | 0.665 | Arco Substation 230 kV | Arco | 230 | 2025-10-01 07:00 | 2025-10-01 07:00 | 2025 |  | NA |  |  | NA |  | 99
EIGER ENERGY STORAGE | 1994 | 2021-04-06 | 2021-04-15 07:00 | ACTIVE | C14 | Storage |  |  | Battery |  |  | 100.9 | [6 empty] | 100 | Full Capacity |  |  |  |  | 0 |  |  | 0 | Battery | 100.9 | 0 | 0 | 0 | 0 | 0 | 0 | 0 | 0 | 0 | 0 | 0 | KERN | CA | PGAE | Kern | 0.1 | 0.665 | Lamont Substation 115 kV | Lamont | 115 | 2025-01-01 08:00 | 2025-01-01 08:00 | 2025 |  | NA | Complete |  | NA |  | 99
EVEREST ENERGY STORAGE | 1995 | 2021-04-06 | 2021-04-15 07:00 | ACTIVE | C14 | Storage |  |  | Battery |  |  | 201.8 | [6 empty] | 200 | Full Capacity |  |  |  |  | 0 |  |  | 0 | Battery | 201.8 | 0 | 0 | 0 | 0 | 0 | 0 | 0 | 0 | 0 | 0 | 0 | KERN | CA | PGAE | Kern | 0.1 | 0.665 | Kern Power Substation 230 kV | Kern PP | 115 | 2025-01-01 08:00 | 2026-03-15 07:00 | 2026 |  | NA | Complete |  | NA |  | 99
ISLAY | 1998 | 2021-04-07 | 2021-04-15 07:00 | ACTIVE | C14 | Storage | Wind Turbine |  | Battery | Offshore Wind Turbine |  | 756.054 |  |  | 1518.472 |  |  |  | 1500 | Full Capacity |  | Off-Peak Deliverability |  |  | 0 |  |  | 0 | Offshore Wind | 756.054 | 0 | 0 | 0 | 0 | 0 | 0 | 0 | 0 | 0 | 1518.472 | 0 | SAN LUIS OBISPO | CA | PGAE | Kern | 0.1 | 0.665 | Diablo Canyon Substation 500 kV | Diablo | 500 | 2028-04-01 07:00 | 2028-04-01 07:00 | 2028 |  | NA | Complete |  | NA |  | 99
SERENA STORAGE | 2001 | 2021-04-10 | 2021-04-15 07:00 | ACTIVE | C14 | Storage |  |  | Battery |  |  | 114.264 | [6 empty] | 110 | Full Capacity |  |  |  |  | 0 |  |  | 0 | Battery | 114.264 | 0 | 0 | 0 | 0 | 0 | 0 | 0 | 0 | 0 | 0 | 0 | KERN | CA | PGAE | Kern | 0.1 | 0.665 | Kern PP Substation 230 kV | Kern PP | 115 | 2025-10-30 07:00 | 2025-10-30 07:00 | 2026 |  | NA | Complete |  | NA |  | 99
VALLEY SUNLIGHT REFINERY | 2004 | 2021-04-10 | 2021-04-15 07:00 | ACTIVE | C14 | Photovoltaic | Storage |  | Solar | Battery |  | 410 |  |  | 411.3018 |  |  |  | 400 | Full Capacity |  | Off-Peak Deliverability |  |  | 0 |  |  | 0 | Solar-Hybrid | 411.3018 | 0 | 0 | 0 | 410 | 0 | 0 | 0 | 0 | 0 | 0 | 0 | KINGS | CA | PGAE | Kern | 0.1 | 0.665 | Gates - Midway 230 kV line | New Sub - Gates - Midway (Proposed) | 230 | 2025-06-10 07:00 | 2025-06-10 07:00 | 2025 |  | NA | Complete |  | NA |  | 99
CALLOWAY BESS | 2006 | 2021-04-12 | 2021-04-15 07:00 | ACTIVE | C14 | Storage |  |  | Battery |  |  | 92.07 | [6 empty] | 82.9 | Full Capacity |  |  |  |  | 0 |  |  | 0 | Battery | 92.07 | 0 | 0 | 0 | 0 | 0 | 0 | 0 | 0 | 0 | 0 | 0 | KERN | CA | PGAE | Kern | 0.1 | 0.665 | 7th Standard Substation 115 kV | 7th Standard | 115 | 2024-06-01 07:00 | 2024-06-01 07:00 | 2024 |  | NA | Complete |  | NA |  | 99
SALINAN ENERGY | 2008 | 2021-04-11 | 2021-04-15 07:00 | ACTIVE | C14 | Wind Turbine | Storage |  | Offshore Wind Turbine | Battery |  | 1190 |  |  | 319.35 |  |  |  | 1148.37 | Full Capacity |  | Off-Peak Deliverability |  |  | 0 |  |  | 0 | Offshore Wind | 319.35 | 0 | 0 | 0 | 0 | 0 | 0 | 0 | 0 | 0 | 1190 | 0 | SAN LUIS OBISPO | CA | PGAE | Kern | 0.1 | 0.665 | Diablo-Gates 500kV Line | Morro Bay (proposed) | 500 | 2028-04-11 07:00 | 2028-04-11 07:00 | 2028 |  | NA | Complete |  | NA |  | 99
CANNAE | 2010 | 2021-04-06 | 2021-04-15 07:00 | ACTIVE | C14 | Photovoltaic | Storage |  | Solar | Battery |  | 118.5 |  |  | 115 |  |  |  | 115 | Full Capacity |  |  |  |  | 0 |  |  | 0 | Solar-Hybrid | 115 | 0 | 0 | 0 | 118.5 | 0 | 0 | 0 | 0 | 0 | 0 | 0 | KERN | CA | PGAE | Kern | 0.1 | 0.665 | Midway Substation 115KV | Midway | 115 | 2024-12-31 08:00 | 2024-12-31 08:00 | 2025 |  | NA |  |  | NA |  | 99
SEAGLASS OFFSHORE WIND | 2012 | 2021-04-15 | 2021-04-15 07:00 | ACTIVE | C14 | Wind Turbine |  |  | Offshore Wind Turbine |  |  | 628.65 | [6 empty] | 606.1024 | Full Capacity |  | Off-Peak Deliverability |  |  | 0 |  |  | 0 | Offshore Wind | 0 | 0 | 0 | 0 | 0 | 0 | 0 | 0 | 0 | 0 | 628.65 | 0 | SAN LUIS OBISPO | CA | PGAE | Kern | 0.1 | 0.665 | Morro Bay Substation 230 kV | Morro Bay | 230 | 2028-03-01 08:00 | 2028-03-01 08:00 | 2028 |  | NA |  |  | NA |  | 99
ANDROMEDA | 2013 | 2021-04-09 | 2021-04-15 07:00 | ACTIVE | C14 | Storage | Photovoltaic |  | Battery | Solar |  | 172.835 |  |  | 172.835 |  |  |  | 160 | Full Capacity |  | Off-Peak Deliverability |  |  | 0 |  |  | 0 | Solar-Hybrid | 172.835 | 0 | 0 | 0 | 172.835 | 0 | 0 | 0 | 0 | 0 | 0 | 0 | TULARE | CA | PGAE | Kern | 0.1 | 0.665 | Alpaugh Substation 115 kV | Alpaugh | 115 | 2026-12-31 08:00 | 2029-04-10 07:00 | 2029 |  | NA | Complete |  | NA |  | 99
BRAVO WIND | 2014 | 2021-04-12 | 2021-04-15 07:00 | ACTIVE | C14 | Wind Turbine |  |  | Offshore Wind Turbine |  |  | 1464.6 | [6 empty] | 1400 | Full Capacity |  | Off-Peak Deliverability |  |  | 0 |  |  | 0 | Offshore Wind | 0 | 0 | 0 | 0 | 0 | 0 | 0 | 0 | 0 | 0 | 1464.6 | 0 | SAN LUIS OBISPO | CA | PGAE | Kern | 0.1 | 0.665 | Diablo Canyon Switching Station 500 kV | Diablo | 500 | 2028-03-01 08:00 | 2028-03-01 08:00 | 2028 |  | NA |  |  | NA |  | 99
CHERRY LANE HYBRID | 2015 | 2021-04-14 | 2021-04-15 07:00 | ACTIVE | C14 | Storage | Photovoltaic |  | Battery | Solar |  | 310.63 |  |  | 310.63 |  |  |  | 300 | Full Capacity |  | Off-Peak Deliverability |  |  | 0 |  |  | 0 | Solar-Hybrid | 310.63 | 0 | 0 | 0 | 310.63 | 0 | 0 | 0 | 0 | 0 | 0 | 0 | KERN | CA | PGAE | Kern | 0.1 | 0.665 | Wheeler Ridge Substation 230 kV | Wheeler Ridge | 230 | 2025-06-01 07:00 | 2025-06-01 07:00 | 2025 |  | NA |  |  | NA |  | 99
ARIELLA SOLAR | 2017 | 2021-04-14 | 2021-04-15 07:00 | ACTIVE | C14 | Photovoltaic | Storage |  | Solar | Battery |  | 163.268 |  |  | 163.268 |  |  |  | 160 | Full Capacity |  | Off-Peak Deliverability |  |  | 0 |  |  | 0 | Solar-Hybrid | 163.268 | 0 | 0 | 0 | 163.268 | 0 | 0 | 0 | 0 | 0 | 0 | 0 | TULARE | CA | PGAE | Kern | 0.1 | 0.665 | Olive SW 115 kV | Olive | 115 | 2023-12-31 08:00 | 2023-12-31 08:00 | 2024 |  | NA | Complete |  | NA |  | 99
HIDDEN KNOLLS BESS | 2018 | 2021-04-14 | 2021-04-15 07:00 | ACTIVE | C14 | Storage |  |  | Battery |  |  | 30.8 | [6 empty] | 30 | Full Capacity |  |  |  |  | 0 |  |  | 0 | Battery | 30.8 | 0 | 0 | 0 | 0 | 0 | 0 | 0 | 0 | 0 | 0 | 0 | KERN | CA | PGAE | Kern | 0.1 | 0.665 | Arco-Carneras 70 kV | Arco | 230 | 2024-06-01 07:00 | 2024-06-01 07:00 | 2024 |  | NA | Complete |  | NA |  | 99
SOCORRO PEAK SOLAR | 2022 | 2021-04-09 | 2021-04-15 07:00 | ACTIVE | C14 | Photovoltaic | Storage |  | Solar | Battery |  | 379.7505 |  |  | 376.0403 |  |  |  | 350 | Full Capacity |  | Off-Peak Deliverability |  |  | 0 |  |  | 0 | Solar-Hybrid | 376.0403 | 0 | 0 | 0 | 379.7505 | 0 | 0 | 0 | 0 | 0 | 0 | 0 | LA PAZ | AZ | DCRT |  | 0.106 | 0.557 | Cielo Azul Substation 500 kV | Cielo Azul | 500 | 2025-10-01 07:00 | 2025-10-01 07:00 | 2025 |  | NA | Complete |  | NA |  | 99
JOVE SOLAR | 2023 | 2021-04-05 | 2021-04-15 07:00 | ACTIVE | C14 | Photovoltaic | Storage |  | Solar | Battery |  | 2042.4 |  |  | 2090.2 |  |  |  | 2000 | Full Capacity |  | Off-Peak Deliverability |  |  | 0 |  |  | 0 | Solar-Hybrid | 2090.2 | 0 | 0 | 0 | 2042.4 | 0 | 0 | 0 | 0 | 0 | 0 | 0 | LA PAZ | AZ | DCRT |  | 0.106 | 0.557 | Cielo Azul Substation 500 kV | Cielo Azul | 500 | 2024-12-31 08:00 | 2024-12-31 08:00 | 2025 |  | NA | Complete |  | NA |  | 99
RANEGRAS PVS | 2025 | 2021-04-07 | 2021-04-15 07:00 | ACTIVE | C14 | Storage | Photovoltaic |  | Battery | Solar |  | 718.81 |  |  | 718.81 |  |  |  | 700 | Full Capacity |  | Off-Peak Deliverability |  |  | 0 |  |  | 0 | Solar-Hybrid | 718.81 | 0 | 0 | 0 | 718.81 | 0 | 0 | 0 | 0 | 0 | 0 | 0 | LA PAZ | AZ | DCRT |  | 0.106 | 0.557 | Colorado River-Delaney 500 kV line | Cielo Azul | 500 | 2025-06-01 07:00 | 2027-09-01 07:00 | 2027 |  | NA | Complete |  | NA |  | 99
HARQUAHALA FLATS 2 | 2027 | 2021-04-09 | 2021-04-15 07:00 | ACTIVE | C14 | Storage | Photovoltaic |  | Battery | Solar |  | 410.76 |  |  | 410.76 |  |  |  | 400 | Full Capacity |  | Off-Peak Deliverability |  |  | 0 |  |  | 0 | Solar-Hybrid | 410.76 | 0 | 0 | 0 | 410.76 | 0 | 0 | 0 | 0 | 0 | 0 | 0 | MARICOPA | AZ | DCRT |  | 0.106 | 0.557 | Delaney Substation 500 kV | Delaney | 500 | 2025-11-30 08:00 | 2025-12-01 08:00 | 2026 |  | NA | Complete |  | NA |  | 99
HARQUAHALA SUNRISE 2 | 2029 | 2021-04-15 | 2021-04-15 07:00 | ACTIVE | C14 | Photovoltaic | Storage |  | Solar | Battery |  | 169.2 |  |  | 160.98 |  |  |  | 150 | Full Capacity |  | Off-Peak Deliverability |  |  | 0 |  |  | 0 | Solar-Hybrid | 160.98 | 0 | 0 | 0 | 169.2 | 0 | 0 | 0 | 0 | 0 | 0 | 0 | MARICOPA | AZ | DCRT |  | 0.106 | 0.557 | Delaney Substation 500 kV | Delaney | 500 | 2024-11-01 07:00 | 2024-11-01 07:00 | 2025 |  | NA | Complete |  | NA |  | 99
MARLEY | 2031 | 2021-04-01 | 2021-04-15 07:00 | ACTIVE | C14 | Storage |  |  | Battery |  |  | 206.091 | [6 empty] | 200 | Full Capacity |  |  |  |  | 0 |  |  | 0 | Battery | 206.091 | 0 | 0 | 0 | 0 | 0 | 0 | 0 | 0 | 0 | 0 | 0 | RIVERSIDE | CA | SCE | Eastern | 0.106 | 0.557 | Wildlife Substation 230 kV | Mira Loma | 230 | 2024-11-01 07:00 | 2027-10-01 07:00 | 2027 |  | NA |  |  | NA |  | 99
TROLLEY | 2032 | 2021-04-01 | 2021-04-15 07:00 | ACTIVE | C14 | Storage |  |  | Battery |  |  | 405.6634 | [6 empty] | 400 | Full Capacity |  |  |  |  | 0 |  |  | 0 | Battery | 405.6634 | 0 | 0 | 0 | 0 | 0 | 0 | 0 | 0 | 0 | 0 | 0 | SAN BERNARDINO | CA | SCE | Eastern | 0.106 | 0.557 | Etiwanda Substation 230 kV | Etiwanda | 230 | 2024-06-30 07:00 | 2030-11-09 08:00 | 2031 |  | NA | Complete |  | NA |  | 99
CARMINE | 2033 | 2021-04-01 | 2021-04-15 07:00 | ACTIVE | C14 | Storage |  |  | Battery |  |  | 360.296 | [6 empty] | 350 | Full Capacity |  | Off-Peak Deliverability |  |  | 0 |  |  | 0 | Battery | 360.296 | 0 | 0 | 0 | 0 | 0 | 0 | 0 | 0 | 0 | 0 | 0 | RIVERSIDE | CA | SCE | Eastern | 0.106 | 0.557 | Colorado River Substation 230 kV | Colorado River | 230 | 2024-11-01 07:00 | 2027-10-01 07:00 | 2027 |  | NA |  |  | NA |  | 99
HUB CITY ENERGY STORAGE | 2034 | 2021-04-03 | 2021-04-15 07:00 | ACTIVE | C14 | Storage |  |  | Battery |  |  | 261 | [6 empty] | 250 | Full Capacity |  |  |  |  | 0 |  |  | 0 | Battery | 261 | 0 | 0 | 0 | 0 | 0 | 0 | 0 | 0 | 0 | 0 | 0 | SAN BERNARDINO | CA | SCE | Eastern | 0.106 | 0.557 | Devers 220kV | Devers | 230 | 2025-06-01 07:00 | 2025-12-01 08:00 | 2026 |  | NA | Complete |  | NA |  | 99
REDONDA | 2036 | 2021-04-05 | 2021-04-15 07:00 | ACTIVE | C14 | Photovoltaic | Storage |  | Solar | Battery |  | 273.0212 |  |  | 268.7138 |  |  |  | 250 | Full Capacity |  | Off-Peak Deliverability |  |  | 0 |  |  | 0 | Solar-Hybrid | 268.7138 | 0 | 0 | 0 | 273.0212 | 0 | 0 | 0 | 0 | 0 | 0 | 0 | RIVERSIDE | CA | SCE | Eastern | 0.106 | 0.557 | Red Bluff Substation 220 kV | Red bluff | 230 | 2024-12-01 08:00 | 2029-10-10 07:00 | 2030 |  | NA | Complete |  | NA |  | 99
SARGASSO STORAGE | 2037 | 2021-04-06 | 2021-04-15 07:00 | ACTIVE | C14 | Storage |  |  | Battery |  |  | 202.8 | [6 empty] | 200 | Full Capacity |  |  |  |  | 0 |  |  | 0 | Battery | 202.8 | 0 | 0 | 0 | 0 | 0 | 0 | 0 | 0 | 0 | 0 | 0 | SAN BERNARDINO | CA | SCE | Eastern | 0.106 | 0.557 | San Bernadino 230 kV | San Bernardino | 230 | 2024-12-15 08:00 | 2026-04-15 07:00 | 2026 |  | NA | Complete |  | NA |  | 99
ATHOS STORAGE 1 | 2039 | 2021-04-07 | 2021-04-15 07:00 | ACTIVE | C14 | Storage |  |  | Battery |  |  | 254.77 | [6 empty] | 250 | Full Capacity |  |  |  |  | 0 |  |  | 0 | Battery | 254.77 | 0 | 0 | 0 | 0 | 0 | 0 | 0 | 0 | 0 | 0 | 0 | RIVERSIDE | CA | SCE | Eastern | 0.106 | 0.557 | Red Bluff Substation 230 kV | Red bluff | 230 | 2023-12-31 08:00 | 2025-06-01 07:00 | 2025 |  | NA | Complete |  | NA |  | 99
ATHOS STORAGE 2 | 2041 | 2021-04-07 | 2021-04-15 07:00 | ACTIVE | C14 | Storage |  |  | Battery |  |  | 254.77 | [6 empty] | 250 | Full Capacity |  |  |  |  | 0 |  |  | 0 | Battery | 254.77 | 0 | 0 | 0 | 0 | 0 | 0 | 0 | 0 | 0 | 0 | 0 | RIVERSIDE | CA | SCE | Eastern | 0.106 | 0.557 | Red Bluff Substation 230 kV | Red bluff | 230 | 2023-12-31 08:00 | 2025-06-01 07:00 | 2025 |  | NA |  |  | NA |  | 99
EASLEY | 2042 | 2021-04-08 | 2021-04-15 07:00 | ACTIVE | C14 | Storage | Photovoltaic |  | Battery | Solar |  | 675.65 |  |  | 675.65 |  |  |  | 650 | Full Capacity |  | Off-Peak Deliverability |  |  | 0 |  |  | 0 | Solar-Hybrid | 675.65 | 0 | 0 | 0 | 675.65 | 0 | 0 | 0 | 0 | 0 | 0 | 0 | RIVERSIDE | CA | SCE | Eastern | 0.106 | 0.557 | Red Bluff Substation 500 kV | Red bluff | 500 | 2024-12-31 08:00 | 2025-04-01 07:00 | 2025 |  | NA | Complete |  | NA |  | 99
PICADOR ENERGY STORAGE | 2043 | 2021-04-06 | 2021-04-15 07:00 | ACTIVE | C14 | Storage |  |  | Battery |  |  | 252 | [6 empty] | 250 | Full Capacity |  |  |  |  | 0 |  |  | 0 | Battery | 252 | 0 | 0 | 0 | 0 | 0 | 0 | 0 | 0 | 0 | 0 | 0 | SAN BERNARDINO | CA | SCE | Eastern | 0.106 | 0.557 | Etiwanda Substation 230 kV | Etiwanda | 230 | 2024-08-01 07:00 | 2024-08-01 07:00 | 2024 |  | NA | Complete |  | NA |  | 99
INVICTUS | 2045 | 2021-04-10 | 2021-04-15 07:00 | ACTIVE | C14 | Storage | Photovoltaic |  | Battery | Solar |  | 430.192 |  |  | 430.192 |  |  |  | 300 | Full Capacity |  | Off-Peak Deliverability |  |  | 0 |  |  | 0 | Solar-Hybrid | 430.192 | 0 | 0 | 0 | 430.192 | 0 | 0 | 0 | 0 | 0 | 0 | 0 | RIVERSIDE | CA | SCE | Eastern | 0.106 | 0.557 | Colorado River 230 kV | Colorado River | 230 | 2025-12-15 08:00 | 2025-12-15 08:00 | 2026 |  | NA |  |  | NA |  | 99
TWIN PALMS SOLAR | 2048 | 2021-04-08 | 2021-04-15 07:00 | ACTIVE | C14 | Storage | Photovoltaic |  | Battery | Solar |  | 288.144 |  |  | 288 |  |  |  | 280 | Full Capacity |  | Off-Peak Deliverability |  |  | 0 |  |  | 0 | Solar-Hybrid | 288.144 | 0 | 0 | 0 | 288 | 0 | 0 | 0 | 0 | 0 | 0 | 0 | RIVERSIDE | CA | SCE | Eastern | 0.106 | 0.557 | Colorado River Substation 230 kV | Colorado River | 230 | 2025-10-30 07:00 | 2026-12-30 08:00 | 2027 |  | NA | Complete |  | NA |  | 99
ARDILLA | 2049 | 2021-04-09 | 2021-04-15 07:00 | ACTIVE | C14 | Storage |  |  | Battery |  |  | 410.76 | [6 empty] | 400 | Full Capacity |  |  |  |  | 0 |  |  | 0 | Battery | 410.76 | 0 | 0 | 0 | 0 | 0 | 0 | 0 | 0 | 0 | 0 | 0 | RIVERSIDE | CA | SCE | Eastern | 0.106 | 0.557 | Devers Substation 230kV | Devers | 230 | 2025-11-30 08:00 | 2030-10-10 07:00 | 2031 |  | NA | Complete |  | NA |  | 99
ETERNAL 2 | 2050 | 2021-04-13 | 2021-04-15 07:00 | ACTIVE | C14 | Storage | Storage |  | Pumped-Storage hydro | Battery |  | 1417 |  |  | 1434.4 |  |  |  | 1400 | Full Capacity |  | Off-Peak Deliverability |  |  | 0 |  |  | 0 | LDES | 1434.4 | 0 | 1400 | 0 | 0 | 0 | 0 | 0 | 0 | 0 | 0 | 0 | RIVERSIDE | CA | SCE | Eastern | 0.106 | 0.557 | Red Bluff Substation 500 kV | Red bluff | 500 | 2026-12-01 08:00 | 2029-09-10 07:00 | 2029 |  | NA | Complete |  | NA |  | 99
SALVADOR | 2051 | 2021-04-13 | 2021-04-15 07:00 | ACTIVE | C14 | Photovoltaic | Storage |  | Solar | Battery |  | 65 |  |  | 404.8 |  |  |  | 400 | Full Capacity |  | Off-Peak Deliverability |  |  | 0 |  |  | 0 | Solar-Hybrid | 404.8 | 0 | 0 | 0 | 65 | 0 | 0 | 0 | 0 | 0 | 0 | 0 | RIVERSIDE | CA | SCE | Eastern | 0.106 | 0.557 | MIRAGE Substation 220 kV | Mirage | 230 | 2025-12-15 08:00 | 2025-12-15 08:00 | 2026 |  | NA |  |  | NA |  | 99
BOUSE SOLAR AND STORAGE PLANT | 2052 | 2021-04-15 | 2021-04-15 07:00 | ACTIVE | C14 | Photovoltaic | Storage |  | Solar | Battery |  | 1009.9 |  |  | 1010.88 |  |  |  | 1000 | Full Capacity |  | Off-Peak Deliverability |  |  | 0 |  |  | 0 | Solar-Hybrid | 1010.88 | 0 | 0 | 0 | 1009.9 | 0 | 0 | 0 | 0 | 0 | 0 | 0 | LA PAZ | AZ | SCE | Eastern | 0.106 | 0.557 | Colorado River - Palo Verde 500kV | Cielo Azul | 500 | 2026-02-05 08:00 | 2026-02-05 08:00 | 2026 |  | NA | Complete |  | NA |  | 99
EUISMOD | 2055 | 2021-04-01 | 2021-04-15 07:00 | ACTIVE | C14 | Photovoltaic | Storage |  | Solar | Battery |  | 623.48 |  |  | 623.48 |  |  |  | 600 | Full Capacity |  | Off-Peak Deliverability |  |  | 0 |  |  | 0 | Solar-Hybrid | 623.48 | 0 | 0 | 0 | 623.48 | 0 | 0 | 0 | 0 | 0 | 0 | 0 | KERN | CA | SCE | Northern | 0.106 | 0.557 | WHIRLWIND Substation 230 kV | Whirlwind | 230 | 2024-06-30 07:00 | 2030-11-09 08:00 | 2031 |  | NA | Complete |  | NA |  | 99
QUERCUS | 2056 | 2021-04-01 | 2021-04-15 07:00 | ACTIVE | C14 | Storage |  |  | Battery |  |  | 405.6634 | [6 empty] | 400 | Full Capacity |  |  |  |  | 0 |  |  | 0 | Battery | 405.6634 | 0 | 0 | 0 | 0 | 0 | 0 | 0 | 0 | 0 | 0 | 0 | LOS ANGELES | CA | SCE | Northern | 0.106 | 0.557 | Pardee-Vincent No1 230kV Line | Vincent | 230 | 2024-06-30 07:00 | 2033-08-09 07:00 | 2033 |  | NA | Complete |  | NA |  | 99
FOUR CREEKS ENERGY STORAGE | 2058 | 2021-04-02 | 2021-04-15 07:00 | ACTIVE | C14 | Storage |  |  | Battery |  |  | 261 | [6 empty] | 250 | Full Capacity |  |  |  |  | 0 |  |  | 0 | Battery | 261 | 0 | 0 | 0 | 0 | 0 | 0 | 0 | 0 | 0 | 0 | 0 | TULARE | CA | SCE | Northern | 0.106 | 0.557 | Rector Substation 230 kV | Rector | 230 | 2025-06-01 07:00 | 2025-06-01 07:00 | 2025 |  | NA | Complete |  | NA |  | 99
J90 ENERGY STORAGE | 2059 | 2021-04-02 | 2021-04-15 07:00 | ACTIVE | C14 | Storage |  |  | Battery |  |  | 261 | [6 empty] | 250 | Full Capacity |  |  |  |  | 0 |  |  | 0 | Battery | 261 | 0 | 0 | 0 | 0 | 0 | 0 | 0 | 0 | 0 | 0 | 0 | LOS ANGELES | CA | SCE | Northern | 0.106 | 0.557 | Antelope Substation 230 kV | Antelope | 230 | 2025-06-01 07:00 | 2025-06-01 07:00 | 2025 |  | NA | Complete |  | NA |  | 99
SAGEBRUSH ENERGY STORAGE | 2060 | 2021-04-05 | 2021-04-15 07:00 | ACTIVE | C14 | Storage |  |  | Battery |  |  | 528 | [6 empty] | 500 | Full Capacity |  |  |  |  | 0 |  |  | 0 | Battery | 528 | 0 | 0 | 0 | 0 | 0 | 0 | 0 | 0 | 0 | 0 | 0 | KERN | CA | SCE | Northern | 0.106 | 0.557 | Vincent Substation 230 kV | Vincent | 230 | 2025-07-01 07:00 | 2025-07-01 07:00 | 2025 |  | NA | Complete |  | NA |  | 99
JUNIPER STORAGE | 2061 | 2021-04-05 | 2021-04-15 07:00 | ACTIVE | C14 | Photovoltaic | Storage |  | Solar | Battery |  | 153.5 |  |  | 153.5 |  |  |  | 150 | Full Capacity |  | Off-Peak Deliverability |  |  | 0 |  |  | 0 | Solar-Hybrid | 153.5 | 0 | 0 | 0 | 153.5 | 0 | 0 | 0 | 0 | 0 | 0 | 0 | LOS ANGELES | CA | SCE | Northern | 0.106 | 0.557 | Vincent - Pearblossom 230 kV line | Vincent | 230 | 2024-06-30 07:00 | 2030-11-09 08:00 | 2031 |  | NA | Complete |  | NA |  | 99
DORIAN STORAGE | 2062 | 2021-04-06 | 2021-04-15 07:00 | ACTIVE | C14 | Storage |  |  | Battery |  |  | 213.5926 | [6 empty] | 200 | Full Capacity |  | Off-Peak Deliverability |  |  | 0 |  |  | 0 | Battery | 213.5926 | 0 | 0 | 0 | 0 | 0 | 0 | 0 | 0 | 0 | 0 | 0 | LOS ANGELES | CA | SCE | Northern | 0.106 | 0.557 | Antelope Substation 230 kV | Antelope | 230 | 2025-10-01 07:00 | 2025-10-01 07:00 | 2025 |  | NA |  |  | NA |  | 99
ELION ENERGY STORAGE | 2064 | 2021-04-06 | 2021-04-15 07:00 | ACTIVE | C14 | Storage |  |  | Battery |  |  | 302.4 | [6 empty] | 300 | Full Capacity |  |  |  |  | 0 |  |  | 0 | Battery | 302.4 | 0 | 0 | 0 | 0 | 0 | 0 | 0 | 0 | 0 | 0 | 0 | LOS ANGELES | CA | SCE | Northern | 0.106 | 0.557 | Antelope ValleySubstation 230 kV | Antelope | 230 | 2024-08-01 07:00 | 2024-08-01 07:00 | 2024 |  | NA | Complete |  | NA |  | 99
DRIFTER ENERGY STORAGE | 2066 | 2021-04-06 | 2021-04-15 07:00 | ACTIVE | C14 | Storage |  |  | Battery |  |  | 504.8 | [6 empty] | 500 | Full Capacity |  |  |  |  | 0 |  |  | 0 | Battery | 504.8 | 0 | 0 | 0 | 0 | 0 | 0 | 0 | 0 | 0 | 0 | 0 | VENTURA | CA | SCE | Northern | 0.106 | 0.557 | Moorpark Substation 230 kV | Moorpark | 230 | 2024-08-01 07:00 | 2024-08-01 07:00 | 2024 |  | NA | Complete |  | NA |  | 99
BOBOR STORAGE | 2068 | 2021-04-07 | 2021-04-15 07:00 | ACTIVE | C14 | Storage |  |  | Battery |  |  | 152.1 | [6 empty] | 150 | Full Capacity |  |  |  |  | 0 |  |  | 0 | Battery | 152.1 | 0 | 0 | 0 | 0 | 0 | 0 | 0 | 0 | 0 | 0 | 0 | TULARE | CA | SCE | Northern | 0.106 | 0.557 | Rector Substation 230 kV | Rector | 230 | 2025-12-15 08:00 | 2025-12-15 08:00 | 2026 |  | NA | Complete |  | NA |  | 99
FAIRMONT SOLAR I | 2075 | 2021-04-08 | 2021-04-15 07:00 | ACTIVE | C14 | Storage | Photovoltaic |  | Battery | Solar |  | 12 |  |  | 37.8 |  |  |  | 20 | Full Capacity |  | Off-Peak Deliverability |  |  | 0 |  |  | 0 | Solar-Hybrid | 12 | 0 | 0 | 0 | 37.8 | 0 | 0 | 0 | 0 | 0 | 0 | 0 | LOS ANGELES | CA | SCE | Northern | 0.106 | 0.557 | Antelope-Neenach 66kV line | Antelope | 230 | 2023-12-15 08:00 | 2023-12-15 08:00 | 2024 |  | NA | Complete |  | NA |  | 99
SOLEIL CANTIL | 2078 | 2021-04-09 | 2021-04-15 07:00 | ACTIVE | C14 | Photovoltaic | Storage |  | Solar | Battery |  | 372.3 |  |  | 225 |  |  |  | 350 | Full Capacity |  | Off-Peak Deliverability |  |  | 0 |  |  | 0 | Solar-Hybrid | 225 | 0 | 0 | 0 | 372.3 | 0 | 0 | 0 | 0 | 0 | 0 | 0 | KERN | CA | SCE | Northern | 0.106 | 0.557 | Windhub Substation 500kV | Windhub | 500 | 2024-06-01 07:00 | 2024-06-01 07:00 | 2024 |  | NA | Complete |  | NA |  | 99
RANGELAND SOLAR | 2080 | 2021-04-12 | 2021-04-15 07:00 | ACTIVE | C14 | Photovoltaic | Storage |  | Solar | Battery |  | 113.832 |  |  | 102.672 |  |  |  | 210 | Full Capacity |  | Off-Peak Deliverability |  |  | 0 |  |  | 0 | Solar-Hybrid | 102.672 | 0 | 0 | 0 | 113.832 | 0 | 0 | 0 | 0 | 0 | 0 | 0 | LOS ANGELES | CA | SCE | Northern | 0.106 | 0.557 | Antelope- Magunden #2 230 kV line | Antelope | 230 | 2024-10-30 07:00 | 2026-03-01 08:00 | 2026 |  | NA | Complete |  | NA |  | 99
MINERAL KING SOLAR | 2081 | 2021-04-09 | 2021-04-15 07:00 | ACTIVE | C14 | Photovoltaic | Storage |  | Solar | Battery |  | 215.4124 |  |  | 214.0983 |  |  |  | 200 | Full Capacity |  | Off-Peak Deliverability |  |  | 0 |  |  | 0 | Solar-Hybrid | 214.0983 | 0 | 0 | 0 | 215.4124 | 0 | 0 | 0 | 0 | 0 | 0 | 0 | TULARE | CA | SCE | Northern | 0.106 | 0.557 | Rector Substation 220 kV | Rector | 230 | 2026-12-31 08:00 | 2026-12-31 08:00 | 2027 |  | NA | Complete |  | NA |  | 99
ANODE | 2082 | 2021-04-12 | 2021-04-15 07:00 | ACTIVE | C14 | Storage |  |  | Battery |  |  | 300 | 225 | [5 empty] | 300 | Full Capacity |  |  |  |  | 0 |  |  | 0 | Battery | 75 | 0 | 0 | 0 | 0 | 0 | 0 | 0 | 0 | 0 | 0 | 0 | LOS ANGELES | CA | SCE | Northern | 0.106 | 0.557 | ANTELOPE Substation 220 kV | Antelope | 230 | 2024-06-01 07:00 | 2024-06-01 07:00 | 2024 |  | NA | Complete |  | NA |  | 99
SOLSKEN | 2085 | 2021-04-09 | 2021-04-15 07:00 | ACTIVE | C14 | Storage | Photovoltaic |  | Battery | Solar |  | 345 |  |  | 464.42 |  |  |  | 460 | Full Capacity |  | Off-Peak Deliverability |  |  | 0 |  |  | 0 | Solar-Hybrid | 345 | 0 | 0 | 0 | 464.42 | 0 | 0 | 0 | 0 | 0 | 0 | 0 | TULARE | CA | SCE | Northern | 0.106 | 0.557 | Springville Substation 230 kV | Springville | 230 | 2024-04-15 07:00 | 2024-04-15 07:00 | 2024 |  | NA | Complete |  | NA |  | 99
GREASEWOOD ENERGY STORAGE | 2089 | 2021-04-14 | 2021-04-15 07:00 | ACTIVE | C14 | Storage |  |  | Battery |  |  | 513.2 | [6 empty] | 500 | Full Capacity |  |  |  |  | 0 |  |  | 0 | Battery | 513.2 | 0 | 0 | 0 | 0 | 0 | 0 | 0 | 0 | 0 | 0 | 0 | KERN | CA | SCE | Northern | 0.106 | 0.557 | Whirlwind Substation 500 kV | Whirlwind | 500 | 2025-06-01 07:00 | 2030-10-10 07:00 | 2031 |  | NA | Complete |  | NA |  | 99
GWENT STORAGE 2 | 2090 | 2021-04-14 | 2021-04-15 07:00 | ACTIVE | C14 | Storage |  |  | Battery |  |  | 473 | [6 empty] | 465 | Full Capacity |  |  |  |  | 0 |  |  | 0 | Battery | 473 | 0 | 0 | 0 | 0 | 0 | 0 | 0 | 0 | 0 | 0 | 0 | VENTURA | CA | SCE | Northern | 0.106 | 0.557 | Moorpark Substation 230 kV | Moorpark | 230 | 2023-12-15 08:00 | 2023-12-15 08:00 | 2024 |  | NA | Complete |  | NA |  | 99
MAATHAI | 2091 | 2021-04-14 | 2021-04-15 07:00 | ACTIVE | C14 | Storage |  |  | Battery |  |  | 256 | [6 empty] | 250 | Full Capacity |  |  |  |  | 0 |  |  | 0 | Battery | 256 | 0 | 0 | 0 | 0 | 0 | 0 | 0 | 0 | 0 | 0 | 0 | LOS ANGELES | CA | SCE | Northern | 0.106 | 0.557 | Vincent Substation 230 kV | Vincent | 230 | 2023-12-15 08:00 | 2023-12-15 08:00 | 2024 |  | NA | Complete |  | NA |  | 99
ROSA STORAGE | 2092 | 2021-04-14 | 2021-04-15 07:00 | ACTIVE | C14 | Storage |  |  | Battery |  |  | 511.725 | [6 empty] | 500 | Full Capacity |  |  |  |  | 0 |  |  | 0 | Battery | 511.725 | 0 | 0 | 0 | 0 | 0 | 0 | 0 | 0 | 0 | 0 | 0 | VENTURA | CA | SCE | Northern | 0.106 | 0.557 | Moorpark Substation 230 kV | Moorpark | 230 | 2025-06-01 07:00 | 2026-06-01 07:00 | 2026 |  | NA |  |  | NA |  | 99
HIDALGO ENERGY STORAGE | 2096 | 2021-04-02 | 2021-04-15 07:00 | ACTIVE | C14 | Storage |  |  | Battery |  |  | 408.12 | [6 empty] | 400 | Full Capacity |  |  |  |  | 0 |  |  | 0 | Battery | 408.12 | 0 | 0 | 0 | 0 | 0 | 0 | 0 | 0 | 0 | 0 | 0 | SAN BERNARDINO | CA | SCE | NOL | 0.106 | 0.557 | Kramer-Lugo #1 220 kV | New Sub - Kramer - Lugo (Proposed) | 230 | 2024-06-01 07:00 | 2027-10-01 07:00 | 2027 |  | NA | Complete |  | NA |  | 99
SIENNA SOLAR 2 | 2097 | 2021-04-02 | 2021-04-15 07:00 | ACTIVE | C14 | Photovoltaic | Storage |  | Solar | Battery |  | 56 |  |  | 56 |  |  |  | 55 | Full Capacity |  | Off-Peak Deliverability |  |  | 0 |  |  | 0 | Solar-Hybrid | 56 | 0 | 0 | 0 | 56 | 0 | 0 | 0 | 0 | 0 | 0 | 0 | SAN BERNARDINO | CA | SCE | NOL | 0.106 | 0.557 | Calcite Substation 230 kV | Calcite | 230 | 2025-12-01 08:00 | 2028-03-01 08:00 | 2028 |  | NA | Complete |  | NA |  | 99
CUERNO GRANDE WIND | 2098 | 2021-04-09 | 2021-04-15 07:00 | ACTIVE | C14 | Wind Turbine |  |  | Wind Turbine |  |  | 150 | [6 empty] | 150 | Full Capacity |  | Off-Peak Deliverability |  |  | 0 |  |  | 0 | Wind Turbine | 0 | 0 | 0 | 0 | 0 | 0 | 0 | 0 | 150 | 0 | 0 | 0 | SAN BERNARDINO | CA | SCE | NOL | 0.106 | 0.557 | Lugo-Pisgah 230 kV | New Sub - Lugo - Pisgah (Proposed) | 230 | 2025-10-01 07:00 | 2025-10-01 07:00 | 2025 |  | NA |  |  | NA |  | 99
WESTON STORAGE | 2101 | 2021-04-08 | 2021-04-15 07:00 | ACTIVE | C14 | Storage |  |  | Battery |  |  | 213.5957 | [6 empty] | 200 | Full Capacity |  | Off-Peak Deliverability |  |  | 0 |  |  | 0 | Battery | 213.5957 | 0 | 0 | 0 | 0 | 0 | 0 | 0 | 0 | 0 | 0 | 0 | SAN BERNARDINO | CA | SCE | NOL | 0.106 | 0.557 | Kramer Substation 230 kV | Kramer | 230 | 2025-10-01 07:00 | 2025-10-01 07:00 | 2025 |  | NA |  |  | NA |  | 99
CADY SOLAR | 2103 | 2021-04-09 | 2021-04-15 07:00 | ACTIVE | C14 | Photovoltaic | Storage |  | Solar | Battery |  | 312.96 |  |  | 312.96 |  |  |  | 300 | Full Capacity |  | Off-Peak Deliverability |  |  | 0 |  |  | 0 | Solar-Hybrid | 312.96 | 0 | 0 | 0 | 312.96 | 0 | 0 | 0 | 0 | 0 | 0 | 0 | SAN BERNARDINO | CA | SCE | NOL | 0.106 | 0.557 | Pisgah Substation 230 kV | Pisgah | 230 | 2025-11-30 08:00 | 2030-10-10 07:00 | 2031 |  | NA | Complete |  | NA |  | 99
DOS PALMAS | 2104 | 2021-04-09 | 2021-04-15 07:00 | ACTIVE | C14 | Storage |  |  | Battery |  |  | 410.76 | [6 empty] | 400 | Full Capacity |  |  |  |  | 0 |  |  | 0 | Battery | 410.76 | 0 | 0 | 0 | 0 | 0 | 0 | 0 | 0 | 0 | 0 | 0 | SAN BERNARDINO | CA | SCE | NOL | 0.106 | 0.557 | Victor Substation 230 kV | Victor | 230 | 2025-11-30 08:00 | 2030-10-10 07:00 | 2031 |  | NA | Complete |  | NA |  | 99
CONDUIT ENERGY STORAGE | 2105 | 2021-04-14 | 2021-04-15 07:00 | ACTIVE | C14 | Storage |  |  | Battery |  |  | 512.58 | [6 empty] | 500 | Full Capacity |  |  |  |  | 0 |  |  | 0 | Battery | 512.58 | 0 | 0 | 0 | 0 | 0 | 0 | 0 | 0 | 0 | 0 | 0 | SAN BERNARDINO | CA | SCE | NOL | 0.106 | 0.557 | Lugo Substation 500 kV | Lugo | 500 | 2025-06-01 07:00 | 2030-10-10 07:00 | 2031 |  | NA | Complete |  | NA |  | 99
ADAGIO | 2109 | 2021-04-01 | 2021-04-15 07:00 | ACTIVE | C14 | Storage |  |  | Battery |  |  | 405.6634 | [6 empty] | 400 | Full Capacity |  |  |  |  | 0 |  |  | 0 | Battery | 405.6634 | 0 | 0 | 0 | 0 | 0 | 0 | 0 | 0 | 0 | 0 | 0 | LOS ANGELES | CA | SCE | Metro | 0.106 | 0.557 | Hinson Substation 230 kV | Hinson | 230 | 2024-06-30 07:00 | 2030-10-11 07:00 | 2031 |  | NA | Complete |  | NA |  | 99
FLEA FLICKER ENERGY STORAGE | 2110 | 2021-04-01 | 2021-04-15 07:00 | ACTIVE | C14 | Storage |  |  | Battery |  |  | 213.55 | [6 empty] | 200 | Full Capacity |  |  |  |  | 0 |  |  | 0 | Battery | 213.55 | 0 | 0 | 0 | 0 | 0 | 0 | 0 | 0 | 0 | 0 | 0 | LOS ANGELES | CA | SCE | Northern | 0.106 | 0.557 | Vincent Substation 230 kV | Vincent | 230 | 2024-06-01 07:00 | 2024-06-01 07:00 | 2024 |  | NA |  |  | NA |  | 99
FLEETWOOD | 2111 | 2021-04-01 | 2021-04-15 07:00 | ACTIVE | C14 | Storage |  |  | Battery |  |  | 405.5148 | [6 empty] | 400 | Full Capacity |  |  |  |  | 0 |  |  | 0 | Battery | 405.5148 | 0 | 0 | 0 | 0 | 0 | 0 | 0 | 0 | 0 | 0 | 0 | LOS ANGELES | CA | SCE | Metro | 0.106 | 0.557 | Litehipe Substation 230 kV | Lighthipe | 230 | 2024-06-30 07:00 | 2030-10-11 07:00 | 2031 |  | NA | Complete |  | NA |  | 99
GABRIEL STORAGE | 2113 | 2021-04-01 | 2021-04-15 07:00 | ACTIVE | C14 | Storage |  |  | Battery |  |  | 405.7509 | [6 empty] | 400 | Full Capacity |  |  |  |  | 0 |  |  | 0 | Battery | 405.7509 | 0 | 0 | 0 | 0 | 0 | 0 | 0 | 0 | 0 | 0 | 0 | LOS ANGELES | CA | SCE | Metro | 0.106 | 0.557 | Rio Hondo Substation 230 kV | Rio Hondo | 230 | 2024-06-30 07:00 | 2030-10-11 07:00 | 2031 |  | NA | Complete |  | NA |  | 99
DIRAC | 2114 | 2021-04-01 | 2021-04-15 07:00 | ACTIVE | C14 | Storage |  |  | Battery |  |  | 403.4 | [6 empty] | 400 | Full Capacity |  |  |  |  | 0 |  |  | 0 | Battery | 403.4 | 0 | 0 | 0 | 0 | 0 | 0 | 0 | 0 | 0 | 0 | 0 | SAN BERNARDINO | CA | SCE | Metro | 0.106 | 0.557 | Chino Substation 230 kV | Chino | 230 | 2024-06-30 07:00 | 2030-10-11 07:00 | 2031 |  | NA | Complete |  | NA |  | 99
SIMON | 2115 | 2021-04-01 | 2021-04-15 07:00 | ACTIVE | C14 | Storage |  |  | Battery |  |  | 405.7509 | [6 empty] | 400 | Full Capacity |  |  |  |  | 0 |  |  | 0 | Battery | 405.7509 | 0 | 0 | 0 | 0 | 0 | 0 | 0 | 0 | 0 | 0 | 0 | LOS ANGELES | CA | SCE | Northern | 0.106 | 0.557 | La Cienega Substation 230 kV | La Cienega | 230 | 2024-06-30 07:00 | 2030-10-11 07:00 | 2031 |  | NA | Complete |  | NA |  | 99
MARICI | 2116 | 2021-04-01 | 2021-04-15 07:00 | ACTIVE | C14 | Storage |  |  | Battery |  |  | 405.5148 | [6 empty] | 400 | Full Capacity |  |  |  |  | 0 |  |  | 0 | Battery | 405.5148 | 0 | 0 | 0 | 0 | 0 | 0 | 0 | 0 | 0 | 0 | 0 | LOS ANGELES | CA | SCE | Metro | 0.106 | 0.557 | Walnut Substation 230 kV | Walnut | 230 | 2024-06-30 07:00 | 2030-10-11 07:00 | 2031 |  | NA | Complete |  | NA |  | 99
CORAL REEF | 2117 | 2021-04-01 | 2021-04-15 07:00 | ACTIVE | C14 | Storage |  |  | Battery |  |  | 405.6634 | [6 empty] | 400 | Full Capacity |  |  |  |  | 0 |  |  | 0 | Battery | 405.6634 | 0 | 0 | 0 | 0 | 0 | 0 | 0 | 0 | 0 | 0 | 0 | LOS ANGELES | CA | SCE | Metro | 0.106 | 0.557 | El Nido Substation 230 kV | El Nido (SCE) | 230 | 2024-06-30 07:00 | 2030-10-11 07:00 | 2031 |  | NA | Complete |  | NA |  | 99
GREENWOOD ENERGY STORAGE | 2121 | 2021-04-06 | 2021-04-15 07:00 | ACTIVE | C14 | Storage |  |  | Battery |  |  | 252 | [6 empty] | 252 | Full Capacity |  |  |  |  | 0 |  |  | 0 | Battery | 252 | 0 | 0 | 0 | 0 | 0 | 0 | 0 | 0 | 0 | 0 | 0 | LOS ANGELES | CA | SCE | Metro | 0.106 | 0.557 | Mesa Substation 500 kV | Mesa (SCE) | 500 | 2024-08-01 07:00 | 2024-08-01 07:00 | 2024 |  | NA | Complete |  | NA |  | 99
TABLA ENERGY STORAGE | 2124 | 2021-04-06 | 2021-04-15 07:00 | ACTIVE | C14 | Storage |  |  | Battery |  |  | 302.4 | [6 empty] | 300 | Full Capacity |  |  |  |  | 0 |  |  | 0 | Battery | 302.4 | 0 | 0 | 0 | 0 | 0 | 0 | 0 | 0 | 0 | 0 | 0 | LOS ANGELES | CA | SCE | Metro | 0.106 | 0.557 | Rio Hondo Substation 230 kV | Rio Hondo | 230 | 2024-08-01 07:00 | 2024-08-01 07:00 | 2024 |  | NA | Complete |  | NA |  | 99
TYRELL ENERGY STORAGE | 2125 | 2021-04-06 | 2021-04-15 07:00 | ACTIVE | C14 | Storage |  |  | Battery |  |  | 302.4 | [6 empty] | 300 | Full Capacity |  |  |  |  | 0 |  |  | 0 | Battery | 302.4 | 0 | 0 | 0 | 0 | 0 | 0 | 0 | 0 | 0 | 0 | 0 | ORANGE | CA | SCE | Metro | 0.106 | 0.557 | Viejo Substation 230kV | Viejo | 230 | 2024-08-01 07:00 | 2024-08-01 07:00 | 2024 |  | NA | Complete |  | NA |  | 99
ALAMITOS ENERGY STORAGE 3 | 2127 | 2021-04-08 | 2021-04-15 07:00 | ACTIVE | C14 | Storage |  |  | Battery |  |  | 241.5 | [6 empty] | 236 | Full Capacity |  |  |  |  | 0 |  |  | 0 | Battery | 241.5 | 0 | 0 | 0 | 0 | 0 | 0 | 0 | 0 | 0 | 0 | 0 | LOS ANGELES | CA | SCE | Metro | 0.106 | 0.557 | Alamitos Substation, Section A 220 kV | Alamitos | 230 | 2025-10-30 07:00 | 2028-06-01 07:00 | 2028 |  | NA | Complete |  | NA |  | 99
LOS NIETOS | 2129 | 2021-04-08 | 2021-04-15 07:00 | ACTIVE | C14 | Storage |  |  | Battery |  |  | 102.26 | [6 empty] | 100 | Full Capacity |  |  |  |  | 0 |  |  | 0 | Battery | 102.26 | 0 | 0 | 0 | 0 | 0 | 0 | 0 | 0 | 0 | 0 | 0 | ORANGE | CA | SCE | Metro | 0.106 | 0.557 | Johanna Substation 230 kV | Johanna | 230 | 2024-11-01 07:00 | 2027-10-01 07:00 | 2027 |  | NA |  |  | NA |  | 99
MERLIN STORAGE | 2131 | 2021-04-09 | 2021-04-15 07:00 | ACTIVE | C14 | Storage |  |  | Battery |  |  | 200 | [6 empty] | 200 | Full Capacity |  |  |  |  | 0 |  |  | 0 | Battery | 200 | 0 | 0 | 0 | 0 | 0 | 0 | 0 | 0 | 0 | 0 | 0 | LOS ANGELES | CA | SCE | Metro | 0.106 | 0.557 | Hinson Substation 220 kV | Hinson | 230 | 2023-06-01 07:00 | 2026-09-15 07:00 | 2026 |  | NA |  |  | NA |  | 99
LOPEZ BESS | 2134 | 2021-04-12 | 2021-04-15 07:00 | ACTIVE | C14 | Storage |  |  | Battery |  |  | 171.738 | [6 empty] | 162.9 | Full Capacity |  |  |  |  | 0 |  |  | 0 | Battery | 171.738 | 0 | 0 | 0 | 0 | 0 | 0 | 0 | 0 | 0 | 0 | 0 | LOS ANGELES | CA | SCE | Metro | 0.106 | 0.557 | Sylmar-Gould line 230 kV | Sylmar | 230 | 2024-06-01 07:00 | 2027-12-01 08:00 | 2028 |  | NA | Complete |  | NA |  | 99
HAVEN STORAGE | 2136 | 2021-04-09 | 2021-04-15 07:00 | ACTIVE | C14 | Storage |  |  | Battery |  |  | 312.96 | [6 empty] | 300 | Full Capacity |  |  |  |  | 0 |  |  | 0 | Battery | 312.96 | 0 | 0 | 0 | 0 | 0 | 0 | 0 | 0 | 0 | 0 | 0 | LOS ANGELES | CA | SCE | Metro | 0.106 | 0.557 | Rio Hondo Substation 230 kV | Rio Hondo | 230 | 2025-11-30 08:00 | 2030-10-10 07:00 | 2031 |  | NA | Complete |  | NA |  | 99
MT BALDY ENERGY STORAGE | 2137 | 2021-04-14 | 2021-04-15 07:00 | ACTIVE | C14 | Storage |  |  | Battery |  |  | 512.58 | [6 empty] | 500 | Full Capacity |  |  |  |  | 0 |  |  | 0 | Battery | 512.58 | 0 | 0 | 0 | 0 | 0 | 0 | 0 | 0 | 0 | 0 | 0 | SAN BERNARDINO | CA | SCE | Metro | 0.106 | 0.557 | Mira Loma Substation 230 kV | Mira Loma | 230 | 2025-06-01 07:00 | 2032-03-21 07:00 | 2032 |  | NA | Complete |  | NA |  | 99
SEPARATOR | 2138 | 2021-04-12 | 2021-04-15 07:00 | ACTIVE | C14 | Storage |  |  | Battery |  |  | 300 | [6 empty] | 300 | Full Capacity |  |  |  |  | 0 |  |  | 0 | Battery | 300 | 0 | 0 | 0 | 0 | 0 | 0 | 0 | 0 | 0 | 0 | 0 | ORANGE | CA | SCE | Metro | 0.106 | 0.557 | SERRANO Substation 220 kV | Serrano | 230 | 2024-06-01 07:00 | 2024-06-01 07:00 | 2024 |  | NA | Complete |  | NA |  | 99
COMMERCE ENERGY STORAGE 3 | 2139 | 2021-04-15 | 2021-04-15 07:00 | ACTIVE | C14 | Storage |  |  | Battery |  |  | 256.29 | [6 empty] | 250 | Full Capacity |  |  |  |  | 0 |  |  | 0 | Battery | 256.29 | 0 | 0 | 0 | 0 | 0 | 0 | 0 | 0 | 0 | 0 | 0 | L.A | CA | SCE | Metro | 0.106 | 0.557 | Laguna Bell Substation 230 kV | Laguna Bell | 230 | 2025-06-01 07:00 | 2030-08-10 07:00 | 2030 |  | NA | Complete |  | NA |  | 99
STERLING | 2140 | 2021-04-06 | 2021-04-15 07:00 | ACTIVE | C14 | Storage | Photovoltaic |  | Battery | Solar |  | 250 |  |  | 250 |  |  |  | 250 | Full Capacity |  | Off-Peak Deliverability |  |  | 0 |  |  | 0 | Solar-Hybrid | 250 | 0 | 0 | 0 | 250 | 0 | 0 | 0 | 0 | 0 | 0 | 0 | CLARK | NV | SCE | EOP | 0.106 | 0.557 | Mohave Substation 500 kV | Mohave | 500 | 2024-12-01 08:00 | 2030-10-01 07:00 | 2030 |  | NA | Complete |  | NA |  | 99
DELAMAR ENERGY STORAGE 2 | 2141 | 2021-04-14 | 2021-04-15 07:00 | ACTIVE | C14 | Storage |  |  | Battery |  |  | 256.29 | [6 empty] | 250 | Full Capacity |  |  |  |  | 0 |  |  | 0 | Battery | 256.29 | 0 | 0 | 0 | 0 | 0 | 0 | 0 | 0 | 0 | 0 | 0 | CLARK | NV | SCE | EOP | 0.106 | 0.557 | SCE portion of Eldorado Substation 230 kV | Eldorado | 230 | 2025-06-01 07:00 | 2029-10-10 07:00 | 2030 |  | NA | Complete |  | NA |  | 99
SILVER STAR SOLAR | 2142 | 2021-03-31 | 2021-04-15 07:00 | ACTIVE | C14 | Storage | Photovoltaic |  | Battery | Solar |  | 516.7638 |  |  | 516.7638 |  |  |  | 500 | Full Capacity |  | Off-Peak Deliverability |  |  | 0 |  |  | 0 | Solar-Hybrid | 516.7638 | 0 | 0 | 0 | 516.7638 | 0 | 0 | 0 | 0 | 0 | 0 | 0 | NYE | NV | VEA |  | 0.106 | 0.557 | Lathrop Wells Substation 138 kV | Lathrop | 138 | 2028-03-31 07:00 | 2028-03-31 07:00 | 2028 |  | NA | Complete |  | NA |  | 99
MURRAY | 2144 | 2021-04-09 | 2021-04-15 07:00 | ACTIVE | C14 | Storage | Photovoltaic |  | Battery | Solar |  | 515.08 |  |  | 508.56 |  |  |  | 500 | Full Capacity |  | Off-Peak Deliverability |  |  | 0 |  |  | 0 | Solar-Hybrid | 515.08 | 0 | 0 | 0 | 508.56 | 0 | 0 | 0 | 0 | 0 | 0 | 0 | NYE | NV | VEA |  | 0.106 | 0.557 | Beatty Substation 138 kV | Beatty | 138 | 2025-11-30 08:00 | 2027-09-10 07:00 | 2027 |  | NA | Complete |  | NA |  | 99
DANDELION HYBRID SOLAR | 2145 | 2021-04-14 | 2021-04-15 07:00 | ACTIVE | C14 | Photovoltaic | Storage |  | Solar | Battery |  | 223.33 |  |  | 110.87 |  |  |  | 220 | Full Capacity |  | Off-Peak Deliverability |  |  | 0 |  |  | 0 | Solar-Hybrid | 110.87 | 0 | 0 | 0 | 223.33 | 0 | 0 | 0 | 0 | 0 | 0 | 0 | NYE | NV | VEA |  | 0.106 | 0.557 | Vista Substation 138 kV | Vista (VEA) | 138 | 2024-11-30 08:00 | 2025-10-31 07:00 | 2026 |  | NA | Complete |  | NA |  | 99
WATER ROCK SOLAR 2 | 2146 | 2021-03-31 | 2021-04-15 07:00 | ACTIVE | C14 | Storage | Photovoltaic |  | Battery | Solar |  | 516.7638 |  |  | 516.7638 |  |  |  | 500 | Full Capacity |  | Off-Peak Deliverability |  |  | 0 |  |  | 0 | Solar-Hybrid | 516.7638 | 0 | 0 | 0 | 516.7638 | 0 | 0 | 0 | 0 | 0 | 0 | 0 | NYE | NV | GLW |  | 0.106 | 0.557 | Gamebird Substation 230 kV | Carpenter Canyon (fka Gamebird) | 230 | 2028-03-31 07:00 | 2028-03-31 07:00 | 2028 |  | NA | Complete |  | NA |  | 99
KAWICH | 2147 | 2021-04-06 | 2021-04-15 07:00 | ACTIVE | C14 | Photovoltaic | Storage |  | Solar | Battery |  | 350 |  |  | 350 |  |  |  | 350 | Full Capacity |  | Off-Peak Deliverability |  |  | 0 |  |  | 0 | Solar-Hybrid | 350 | 0 | 0 | 0 | 350 | 0 | 0 | 0 | 0 | 0 | 0 | 0 | CLARK | NV | GLW |  | 0.106 | 0.557 | Innovation-Desert View 230 kV line | Desert View | 230 | 2025-06-01 07:00 | 2027-12-10 08:00 | 2028 |  | NA | Complete |  | NA |  | 99
MOSEY | 2148 | 2021-04-06 | 2021-04-15 07:00 | ACTIVE | C14 | Storage | Photovoltaic |  | Battery | Solar |  | 537.0067 |  |  | 543.856 |  |  |  | 500 | Full Capacity |  | Off-Peak Deliverability |  |  | 0 |  |  | 0 | Solar-Hybrid | 537.0067 | 0 | 0 | 0 | 543.856 | 0 | 0 | 0 | 0 | 0 | 0 | 0 | CLARK | NV | GLW |  | 0.106 | 0.557 | Trout Canyon Switching Station 230 kV | Trout Canyon | 230 | 2025-06-01 07:00 | 2027-12-10 08:00 | 2028 |  | NA | Complete |  | NA |  | 99
SUNBAKED SOLAR | 2149 | 2021-04-09 | 2021-04-15 07:00 | ACTIVE | C14 | Storage | Photovoltaic |  | Battery | Solar |  | 515.08 |  |  | 508.56 |  |  |  | 500 | Full Capacity |  | Off-Peak Deliverability |  |  | 0 |  |  | 0 | Solar-Hybrid | 515.08 | 0 | 0 | 0 | 508.56 | 0 | 0 | 0 | 0 | 0 | 0 | 0 | INYO | CA | GLW |  | 0.106 | 0.557 | Trout Canyon Substation 230 kV | Trout Canyon | 230 | 2025-11-30 08:00 | 2025-11-30 08:00 | 2026 |  | NA | Complete |  | NA |  | 99
ROUGH HAT 3 | 2150 | 2021-04-14 | 2021-04-15 07:00 | ACTIVE | C14 | Photovoltaic | Storage |  | Solar | Battery |  | 307 |  |  | 307 |  |  |  | 300 | Full Capacity |  | Off-Peak Deliverability |  |  | 0 |  |  | 0 | Solar-Hybrid | 307 | 0 | 0 | 0 | 307 | 0 | 0 | 0 | 0 | 0 | 0 | 0 | CLARK | NV | GLW |  | 0.106 | 0.557 | Trout Canyon Substation 230 kV | Trout Canyon | 230 | 2024-09-01 07:00 | 2025-09-01 07:00 | 2025 |  | NA | Complete |  | NA |  | 99
FRIGATEBIRD STORAGE | 2153 | 2021-03-23 | 2021-04-15 07:00 | ACTIVE | C14 | Storage |  |  | Battery |  |  | 213.5487 | [6 empty] | 200 | Full Capacity |  |  |  |  | 0 |  |  | 0 | Battery | 213.5487 | 0 | 0 | 0 | 0 | 0 | 0 | 0 | 0 | 0 | 0 | 0 | SAN DIEGO | CA | SDGE |  | 0.03 | 0.337 | Silvergate Substation 230 kV | Silvergate | 230 | 2023-06-30 07:00 | 2026-03-01 08:00 | 2026 |  | NA | Complete |  | NA |  | 99
REMY | 2154 | 2021-04-01 | 2021-04-15 07:00 | ACTIVE | C14 | Storage | Photovoltaic |  | Battery | Solar |  | 308.47 |  |  | 308 |  |  |  | 300 | Full Capacity |  | Off-Peak Deliverability |  |  | 0 |  |  | 0 | Solar-Hybrid | 308.47 | 0 | 0 | 0 | 308 | 0 | 0 | 0 | 0 | 0 | 0 | 0 | YUMA | AZ | SDGE |  | 0.03 | 0.337 | Hoodoo Wash Switchyard 500 kV | Hoodoo Wash | 500 | 2025-12-01 08:00 | 2026-12-01 08:00 | 2027 |  | NA | Complete |  | NA |  | 99
GNARLY OSAGE | 2157 | 2021-04-01 | 2021-04-15 07:00 | ACTIVE | C14 | Storage |  |  | Battery |  |  | 304.3999 | [6 empty] | 300 | Full Capacity |  |  |  |  | 0 |  |  | 0 | Battery | 304.3999 | 0 | 0 | 0 | 0 | 0 | 0 | 0 | 0 | 0 | 0 | 0 | SAN DIEGO | CA | SDGE |  | 0.03 | 0.337 | Encina Substation 138 kV | Encina | 230 | 2024-06-30 07:00 | 2026-04-12 07:00 | 2026 |  | NA | Complete |  | NA |  | 99
ALISA SOLAR ENERGY COMPLEX | 2161 | 2021-04-01 | 2021-04-15 07:00 | ACTIVE | C14 | Photovoltaic | Storage |  | Solar | Battery |  | 208.494 |  |  | 208.494 |  |  |  | 200 | Full Capacity |  | Off-Peak Deliverability |  |  | 0 |  |  | 0 | Solar-Hybrid | 208.494 | 0 | 0 | 0 | 208.494 | 0 | 0 | 0 | 0 | 0 | 0 | 0 | YUMA | AZ | SDGE |  | 0.03 | 0.337 | Hoodoo Wash - North Gila 500 kV | Hoodoo Wash | 500 | 2024-06-01 07:00 | 2028-12-30 08:00 | 2029 |  | NA | Complete |  | NA |  | 99
SOLAR DE MEXICALI | 2162 | 2021-03-31 | 2021-04-15 07:00 | ACTIVE | C14 | Photovoltaic | Storage |  | Solar | Battery |  | 286.13 |  |  | 286.13 |  |  |  | 275 | Full Capacity |  | Off-Peak Deliverability |  |  | 0 |  |  | 0 | Solar-Hybrid | 286.13 | 0 | 0 | 0 | 286.13 | 0 | 0 | 0 | 0 | 0 | 0 | 0 | BAJA CALIFORNIA | MX | SDGE |  | 0.03 | 0.337 | Imperial Valley Substation 230 kV | Imperial Valley | 230 | 2027-12-31 08:00 | 2030-01-11 08:00 | 2030 |  | NA | Complete |  | NA |  | 99
TOWER 1 ENERGY STORAGE | 2165 | 2021-04-06 | 2021-04-15 07:00 | ACTIVE | C14 | Storage |  |  | Battery |  |  | 105 | [6 empty] | 100 | Full Capacity |  |  |  |  | 0 |  |  | 0 | Battery | 105 | 0 | 0 | 0 | 0 | 0 | 0 | 0 | 0 | 0 | 0 | 0 | SAN DIEGO | CA | SDGE |  | 0.03 | 0.337 | Ocean Ranch Substation 69 kV | San Luis Rey | 230 | 2025-06-01 07:00 | 2027-03-11 08:00 | 2027 |  | NA | Complete |  | NA |  | 99
UMBRIEL | 2166 | 2021-04-08 | 2021-04-15 07:00 | ACTIVE | C14 | Storage | Photovoltaic |  | Battery | Solar |  | 1182.38 |  |  | 1182.38 |  |  |  | 1150 | Full Capacity |  | Off-Peak Deliverability |  |  | 0 |  |  | 0 | Solar-Hybrid | 1182.38 | 0 | 0 | 0 | 1182.38 | 0 | 0 | 0 | 0 | 0 | 0 | 0 | IMPERIAL | CA | SDGE |  | 0.03 | 0.337 | North Gila - Imperial Valley 500 kV Line | New Sub - North Gila - IV (Proposed) | 500 | 2026-12-31 08:00 | 2026-12-31 08:00 | 2027 |  | NA | Complete |  | NA |  | 99
HAMMERHEAD STORAGE | 2167 | 2021-04-08 | 2021-04-15 07:00 | ACTIVE | C14 | Storage |  |  | Battery |  |  | 71.3 | [6 empty] | 70 | Full Capacity |  |  |  |  | 0 |  |  | 0 | Battery | 71.3 | 0 | 0 | 0 | 0 | 0 | 0 | 0 | 0 | 0 | 0 | 0 | SAN DIEGO | CA | SDGE |  | 0.03 | 0.337 | Scripps Substation 69 kV | Sycamore Canyon | 230 | 2024-12-15 08:00 | 2027-04-11 07:00 | 2027 |  | NA | Complete |  | NA |  | 99
HYDER | 2172 | 2021-04-06 | 2021-04-15 07:00 | ACTIVE | C14 | Photovoltaic | Storage |  | Solar | Battery |  | 823.85 |  |  | 823.85 |  |  |  | 800 | Full Capacity |  | Off-Peak Deliverability |  |  | 0 |  |  | 0 | Solar-Hybrid | 823.85 | 0 | 0 | 0 | 823.85 | 0 | 0 | 0 | 0 | 0 | 0 | 0 | MARICOPA | AZ | SDGE |  | 0.03 | 0.337 | Hoodoo Wash - Hassayampa 500 kV Line | Hoodoo Wash | 500 | 2025-06-01 07:00 | 2025-06-01 07:00 | 2025 |  | NA | Complete |  | NA |  | 99
LAGO DOMINGO STORAGE | 2173 | 2021-04-08 | 2021-04-15 07:00 | ACTIVE | C14 | Storage |  |  | Battery |  |  | 206.31 | [6 empty] | 200 | Full Capacity |  |  |  |  | 0 |  |  | 0 | Battery | 206.31 | 0 | 0 | 0 | 0 | 0 | 0 | 0 | 0 | 0 | 0 | 0 | SAN DIEGO | CA | SDGE |  | 0.03 | 0.337 | Boulevard East Substation 138 kV | ECO | 138 | 2025-10-30 07:00 | 2025-10-30 07:00 | 2026 |  | NA | Complete |  | NA |  | 99
YUHA DESERT BATTERY STORAGE | 2176 | 2021-04-02 | 2021-04-15 07:00 | ACTIVE | C14 | Storage |  |  | Battery |  |  | 633.1 | [6 empty] | 600 | Full Capacity |  |  |  |  | 0 |  |  | 0 | Battery | 633.1 | 0 | 0 | 0 | 0 | 0 | 0 | 0 | 0 | 0 | 0 | 0 | IMPERIAL | CA | SDGE |  | 0.03 | 0.337 | Imperial Valley Substation 230 kV | Imperial Valley | 230 | 2024-12-31 08:00 | 2030-04-11 07:00 | 2030 |  | NA | Complete |  | NA |  | 99
BOULDER BRUSH HYBRID | 2177 | 2021-04-13 | 2021-04-15 07:00 | ACTIVE | C14 | Wind Turbine | Storage |  | Wind Turbine | Battery |  | 105.8 |  |  | 313.9193 |  |  |  | 400 | Full Capacity |  | Off-Peak Deliverability |  |  | 0 |  |  | 0 | Wind-Hybrid | 313.9193 | 0 | 0 | 0 | 0 | 0 | 0 | 0 | 105.8 | 0 | 0 | 0 | SAN DIEGO | CA | SDGE |  | 0.03 | 0.337 | Suncrest - Ocotillo 500 kV Line | New Sub - Suncrest - Ocotillo (Proposed) | 500 | 2025-06-01 07:00 | 2025-12-11 08:00 | 2026 |  | NA | Complete |  | NA |  | 99
BELL BLUFF STORAGE | 2178 | 2021-04-09 | 2021-04-15 07:00 | ACTIVE | C14 | Storage |  |  | Battery |  |  | 312.96 | [6 empty] | 300 | Full Capacity |  |  |  |  | 0 |  |  | 0 | Battery | 312.96 | 0 | 0 | 0 | 0 | 0 | 0 | 0 | 0 | 0 | 0 | 0 | SAN DIEGO | CA | SDGE |  | 0.03 | 0.337 | Suncrest Substation 230 kV | Suncrest | 230 | 2025-11-30 08:00 | 2034-10-11 07:00 | 2035 |  | NA | Complete |  | NA |  | 99
CARGO STORAGE | 2180 | 2021-04-09 | 2021-04-15 07:00 | ACTIVE | C14 | Storage |  |  | Battery |  |  | 312.96 | [6 empty] | 300 | Full Capacity |  |  |  |  | 0 |  |  | 0 | Battery | 312.96 | 0 | 0 | 0 | 0 | 0 | 0 | 0 | 0 | 0 | 0 | 0 | SAN DIEGO | CA | SDGE |  | 0.03 | 0.337 | Otay Mesa Switchyard 230 kV | Otay Mesa | 230 | 2025-03-31 07:00 | 2034-10-11 07:00 | 2035 |  | NA | Complete |  | NA |  | 99
PINSCHER ENERGY STORAGE | 2181 | 2021-04-14 | 2021-04-15 07:00 | ACTIVE | C14 | Storage |  |  | Battery |  |  | 150.521 | [6 empty] | 149.91 | Full Capacity |  |  |  |  | 0 |  |  | 0 | Battery | 150.521 | 0 | 0 | 0 | 0 | 0 | 0 | 0 | 0 | 0 | 0 | 0 | SAN DIEGO | CA | SDGE |  | 0.03 | 0.337 | Carrizo Gorge Switchyard 138 kV | ECO | 138 | 2024-06-01 07:00 | 2027-03-11 08:00 | 2027 |  | NA | Complete |  | NA |  | 99
TAYLOR STORAGE | 2182 | 2021-04-09 | 2021-04-15 07:00 | ACTIVE | C14 | Storage |  |  | Battery |  |  | 101.9 | [6 empty] | 100 | Full Capacity |  |  |  |  | 0 |  |  | 0 | Battery | 101.9 | 0 | 0 | 0 | 0 | 0 | 0 | 0 | 0 | 0 | 0 | 0 | SAN DIEGO | CA | SDGE |  | 0.03 | 0.337 | Chicarita Substation 138 kV | Chicarita | 138 | 2025-11-01 07:00 | 2025-11-01 07:00 | 2026 |  | NA | Complete |  | NA |  | 99
AMBERJACK ENERGY STORAGE | 2184 | 2021-04-14 | 2021-04-15 07:00 | ACTIVE | C14 | Storage |  |  | Battery |  |  | 100.6499 | [6 empty] | 100 | Full Capacity |  |  |  |  | 0 |  |  | 0 | Battery | 100.6499 | 0 | 0 | 0 | 0 | 0 | 0 | 0 | 0 | 0 | 0 | 0 | SAN DIEGO | CA | SDGE |  | 0.03 | 0.337 | Loveland - Alpine 69 kV Line | Alpine | 69 | 2024-11-30 08:00 | 2033-09-11 07:00 | 2033 |  | NA | Complete |  | NA |  | 99
GATEWAY ENERGY STORAGE 2 | 2185 | 2021-04-15 | 2021-04-15 07:00 | ACTIVE | C14 | Storage |  |  | Battery |  |  | 256.29 | [6 empty] | 250 | Full Capacity |  |  |  |  | 0 |  |  | 0 | Battery | 256.29 | 0 | 0 | 0 | 0 | 0 | 0 | 0 | 0 | 0 | 0 | 0 | SAN DIEGO | CA | SDGE |  | 0.03 | 0.337 | Otay Mesa Switchyard 230 kV | Otay Mesa | 230 | 2024-06-01 07:00 | 2034-09-11 07:00 | 2034 |  | NA | Complete |  | NA |  | 99
SANDBAR ENERGY STORAGE | 2186 | 2021-04-15 | 2021-04-15 07:00 | ACTIVE | C14 | Storage |  |  | Battery |  |  | 256 | [6 empty] | 250 | Full Capacity |  |  |  |  | 0 |  |  | 0 | Battery | 256 | 0 | 0 | 0 | 0 | 0 | 0 | 0 | 0 | 0 | 0 | 0 | SAN DIEGO | CA | SDGE |  | 0.03 | 0.337 | San Luis Rey Substation 230 kV | San Luis Rey | 230 | 2025-06-01 07:00 | 2027-09-11 07:00 | 2027 |  | NA | Complete |  | NA |  | 99
EOLICA DE RUMOROSA | 2187 | 2021-04-13 | 2021-04-15 07:00 | ACTIVE | C14 | Wind Turbine |  |  | Wind Turbine |  |  | 940.8 | [6 empty] | 900 | Full Capacity |  | Off-Peak Deliverability |  |  | 0 |  |  | 0 | Wind Turbine | 0 | 0 | 0 | 0 | 0 | 0 | 0 | 0 | 940.8 | 0 | 0 | 0 | TECATE BAJA CALIFORNIA MEXICO | CA | SDGE |  | 0.03 | 0.337 | East County Substation 500 kV | ECO | 500 | 2028-03-31 07:00 | 2034-12-11 08:00 | 2035 |  | NA | Complete |  | NA |  | 99
GERANIUM ENERGY STORAGE | 2188 | 2021-04-15 | 2021-04-15 07:00 | ACTIVE | C14 | Storage |  |  | Battery |  |  | 51.4 | [6 empty] | 50 | Full Capacity |  |  |  |  | 0 |  |  | 0 | Battery | 51.4 | 0 | 0 | 0 | 0 | 0 | 0 | 0 | 0 | 0 | 0 | 0 | SAN DIEGO | CA | SDGE |  | 0.03 | 0.337 | Miguel Substation 69 kV | Miguel | 230 | 2023-12-31 08:00 | 2034-09-11 07:00 | 2034 |  | NA | Complete |  | NA |  | 99
PAJARO VALLEY STORAGE | 2192 | 2021-04-13 | 2021-04-15 07:00 | ACTIVE | C14 | Storage |  |  | Battery |  |  | 102.04 | [6 empty] | 100 | Full Capacity |  |  |  |  | 0 |  |  | 0 | Battery | 102.04 | 0 | 0 | 0 | 0 | 0 | 0 | 0 | 0 | 0 | 0 | 0 | SAN DIEGO | CA | SDGE |  | 0.03 | 0.337 | Salt Creek Substation 69 kV | Salt Creek | 69 | 2024-09-01 07:00 | 2027-04-11 07:00 | 2027 |  | NA | Complete |  | NA |  | 99
TOWNSHIP EXPANSION | 2195 | 2022-07-07 | 2022-10-13 07:00 | ACTIVE | ISP | Gas Turbine | Storage |  | Battery |  |  | 11.3 |  |  | 11.3 |  |  |  | 11 | Full Capacity |  | Off-Peak Deliverability |  |  | 0 |  |  | 0 | Battery | 11.3 | 0 | 0 | 0 | 0 | 0 | 0 | 0 | 0 | 0 | 0 | 0 | SUTTER | CA | PGAE | Northern | 0.1 | 0.665 | Greenleaf #1 115 kV Tap Line | Greenleaf 1 | 115 | 2024-06-01 07:00 | 2024-06-01 07:00 | 2024 |  | NA |  |  | NA |  | 99
MALAGA BESS | 2196 | 2022-09-10 | 2023-01-04 08:00 | ACTIVE | ISP | Storage |  |  | Battery |  |  | 46.28 | [6 empty] | 44 | Full Capacity |  | Off-Peak Deliverability |  |  | 0 |  |  | 0 | Battery | 46.28 | 0 | 0 | 0 | 0 | 0 | 0 | 0 | 0 | 0 | 0 | 0 | FRESNO | CA | PGAE | Fresno | 0.1 | 0.665 | Malaga | McCall | 230 | 2024-11-06 08:00 | 2024-11-06 08:00 | 2025 |  | NA |  |  | NA |  | 99
TUNGSTEN BESS | 2199 | 2023-01-31 | 2023-03-02 08:00 | ACTIVE | ISP | Storage |  |  | Battery |  |  | 126 | [6 empty] | 120 | Full Capacity |  | Off-Peak Deliverability |  |  | 0 |  |  | 0 | Battery | 126 | 0 | 0 | 0 | 0 | 0 | 0 | 0 | 0 | 0 | 0 | 0 | SAN BERNARDINO | CA | SCE | NOL | 0.106 | 0.557 | Victor Substation 230 kV | Victor | 230 | 2026-05-01 07:00 | 2026-05-01 07:00 | 2026 |  | NA |  |  | NA |  | 99
|  | Legend: | ● Study Process Key: Active=project is in study through Construction phases; Complete=project is in Commercial Operation, Withdrawn=project is withdrawn
● Study Process Key: A39=Amendment 39 Procedures (Appendix W), Serial=Standard Large Generator Interconnection Procedures (Appendix U), SGIP=Small Generator Interconnection Procedure (Appendix S), Numbered Clusters=Large Generator Interconnection Procedures in a Queue Cluster Window (Appendix Y), TC=Transition Cluster (Appendix 2 to Appendix Y), ISP=Independent Study Process (Appendix Y), FT=Fast Track (Appendix Y)
● Generating Facility Type Key: CC=Combined Cycle, CT=Combustion Turbine, FC=Fuel Cell, H=Hydro, PS=Pump Storage, PV=Photovoltaic, RE=Reciprocating Engine, ST= Steam Turbine, STH=Solar Thermal, STR=Storage, WT=Wind Turbine
● Generating Facility Fuel Key: B=Biofuel, BAT=Battery, C=Coal, G=Geothermal, FW=Flywheel, HR=Heat Recovery, NG=Natural Gas, NU=Nuclear, O=Fuel Oil, S=Solar, W=Wind, WTR=Water
The contents of these pages are subject to change without notice. Decisions based on information contained within the California ISO's web site are the visitor's sole responsibility.

## Res_by_Sub
[51 empty] | Online before: | 2030 | [10 empty] | Online before: | 2030 | [10 empty] | Online before: | 2030
|  |  | Available for Near-term Interconnection | [11 empty] | Executed IA | [11 empty] | Completed Phase 2 | [11 empty] | All Projects | [11 empty] | Executed IA | [11 empty] | Completed Phase 2 | [11 empty] | All Projects
CAISO Study Area | Substation | Voltage | Battery (Total) | Battery (FCDS) | LDES (Total) | LDES (FCDS) | Solar (Total) | Solar (FCDS) | Geothermal (Total) | Geothermal (FCDS) | Onshore Wind (Total) | Onshore Wind (FCDS) | Offshore Wind (Total) | Offshore Wind (FCDS) | Battery (Total) | Battery (FCDS) | LDES (Total) | LDES (FCDS) | Solar (Total) | Solar (FCDS) | Geothermal (Total) | Geothermal (FCDS) | Onshore Wind (Total) | Onshore Wind (FCDS) | Offshore Wind (Total) | Offshore Wind (FCDS) | Battery (Total) | Battery (FCDS) | LDES (Total) | LDES (FCDS) | Solar (Total) | Solar (FCDS) | Geothermal (Total) | Geothermal (FCDS) | Onshore Wind (Total) | Onshore Wind (FCDS) | Offshore Wind (Total) | Offshore Wind (FCDS) | Battery (Total) | Battery (FCDS) | LDES (Total) | LDES (FCDS) | Solar (Total) | Solar (FCDS) | Geothermal (Total) | Geothermal (FCDS) | Onshore Wind (Total) | Onshore Wind (FCDS) | Offshore Wind (Total) | Offshore Wind (FCDS) | Battery (Total) | Battery (FCDS) | LDES (Total) | LDES (FCDS) | Solar (Total) | Solar (FCDS) | Geothermal (Total) | Geothermal (FCDS) | Onshore Wind (Total) | Onshore Wind (FCDS) | Offshore Wind (Total) | Offshore Wind (FCDS) | Battery (Total) | Battery (FCDS) | LDES (Total) | LDES (FCDS) | Solar (Total) | Solar (FCDS) | Geothermal (Total) | Geothermal (FCDS) | Onshore Wind (Total) | Onshore Wind (FCDS) | Offshore Wind (Total) | Offshore Wind (FCDS) | Battery (Total) | Battery (FCDS) | LDES (Total) | LDES (FCDS) | Solar (Total) | Solar (FCDS) | Geothermal (Total) | Geothermal (FCDS) | Onshore Wind (Total) | Onshore Wind (FCDS) | Offshore Wind (Total) | Offshore Wind (FCDS)
PG&E Kern Study Area | 7th Standard | 115 | 0 | 0 | 0 | 0 | 0 | 0 | 0 | 0 | 0 | 0 | 0 | 0 | 0 | 0 | 0 | 0 | 0 | 0 | 0 | 0 | 0 | 0 | 0 | 0 | 0 | 0 | 0 | 0 | 0 | 0 | 0 | 0 | 0 | 0 | 0 | 0 | 92.07 | 0 | 0 | 0 | 0 | 0 | 0 | 0 | 0 | 0 | 0 | 0 | 0 | 0 | 0 | 0 | 0 | 0 | 0 | 0 | 0 | 0 | 0 | 0 | 0 | 0 | 0 | 0 | 0 | 0 | 0 | 0 | 0 | 0 | 0 | 0 | 92.07 | 0 | 0 | 0 | 0 | 0 | 0 | 0 | 0 | 0 | 0 | 0
SCE Metro Study Area | Alamitos | 230 | 0 | 0 | 0 | 0 | 0 | 0 | 0 | 0 | 0 | 0 | 0 | 0 | 0 | 0 | 0 | 0 | 0 | 0 | 0 | 0 | 0 | 0 | 0 | 0 | 0 | 0 | 0 | 0 | 0 | 0 | 0 | 0 | 0 | 0 | 0 | 0 | 241.5 | 0 | 0 | 0 | 0 | 0 | 0 | 0 | 0 | 0 | 0 | 0 | 0 | 0 | 0 | 0 | 0 | 0 | 0 | 0 | 0 | 0 | 0 | 0 | 0 | 0 | 0 | 0 | 0 | 0 | 0 | 0 | 0 | 0 | 0 | 0 | 241.5 | 0 | 0 | 0 | 0 | 0 | 0 | 0 | 0 | 0 | 0 | 0
SCE Eastern Study Area | Alberhill | 500 | 0 | 0 | 0 | 0 | 0 | 0 | 0 | 0 | 0 | 0 | 0 | 0 | 0 | 0 | 500 | 500 | 0 | 0 | 0 | 0 | 0 | 0 | 0 | 0 | 0 | 0 | 500 | 500 | 0 | 0 | 0 | 0 | 0 | 0 | 0 | 0 | 0 | 0 | 500 | 500 | 0 | 0 | 0 | 0 | 0 | 0 | 0 | 0 | 0 | 0 | 500 | 500 | 0 | 0 | 0 | 0 | 0 | 0 | 0 | 0 | 0 | 0 | 500 | 500 | 0 | 0 | 0 | 0 | 0 | 0 | 0 | 0 | 0 | 0 | 500 | 500 | 0 | 0 | 0 | 0 | 0 | 0 | 0 | 0
PG&E Kern Study Area | Alpaugh | 115 | 0 | 0 | 0 | 0 | 0 | 0 | 0 | 0 | 0 | 0 | 0 | 0 | 0 | 0 | 0 | 0 | 0 | 0 | 0 | 0 | 0 | 0 | 0 | 0 | 0 | 0 | 0 | 0 | 0 | 0 | 0 | 0 | 0 | 0 | 0 | 0 | 172.835 | 0 | 0 | 0 | 172.835 | 0 | 0 | 0 | 0 | 0 | 0 | 0 | 0 | 0 | 0 | 0 | 0 | 0 | 0 | 0 | 0 | 0 | 0 | 0 | 0 | 0 | 0 | 0 | 0 | 0 | 0 | 0 | 0 | 0 | 0 | 0 | 172.835 | 0 | 0 | 0 | 172.835 | 0 | 0 | 0 | 0 | 0 | 0 | 0
SDG&E Study Area | Alpine | 69 | 0 | 0 | 0 | 0 | 0 | 0 | 0 | 0 | 0 | 0 | 0 | 0 | 0 | 0 | 0 | 0 | 0 | 0 | 0 | 0 | 0 | 0 | 0 | 0 | 0 | 0 | 0 | 0 | 0 | 0 | 0 | 0 | 0 | 0 | 0 | 0 | 100.6499 | 0 | 0 | 0 | 0 | 0 | 0 | 0 | 0 | 0 | 0 | 0 | 0 | 0 | 0 | 0 | 0 | 0 | 0 | 0 | 0 | 0 | 0 | 0 | 0 | 0 | 0 | 0 | 0 | 0 | 0 | 0 | 0 | 0 | 0 | 0 | 0 | 0 | 0 | 0 | 0 | 0 | 0 | 0 | 0 | 0 | 0 | 0
PG&E Greater Bay Study Area | Altamont Midway (Sandhill) | 230 | 0 | 0 | 0 | 0 | 0 | 0 | 0 | 0 | 5 | 0 | 0 | 0 | 0 | 0 | 0 | 0 | 0 | 0 | 0 | 0 | 5 | 0 | 0 | 0 | 0 | 0 | 0 | 0 | 0 | 0 | 0 | 0 | 5 | 0 | 0 | 0 | 0 | 0 | 0 | 0 | 0 | 0 | 0 | 0 | 5 | 0 | 0 | 0 | 0 | 0 | 0 | 0 | 0 | 0 | 0 | 0 | 5 | 0 | 0 | 0 | 0 | 0 | 0 | 0 | 0 | 0 | 0 | 0 | 5 | 0 | 0 | 0 | 0 | 0 | 0 | 0 | 0 | 0 | 0 | 0 | 5 | 0 | 0 | 0
SCE Northern Area | Antelope | 500 | 0 | 0 | 0 | 0 | 0 | 0 | 0 | 0 | 0 | 0 | 0 | 0 | 0 | 0 | 0 | 0 | 0 | 0 | 0 | 0 | 0 | 0 | 0 | 0 | 0 | 0 | 0 | 0 | 0 | 0 | 0 | 0 | 0 | 0 | 0 | 0 | 0 | 0 | 0 | 0 | 0 | 0 | 0 | 0 | 0 | 0 | 0 | 0 | 0 | 0 | 0 | 0 | 0 | 0 | 0 | 0 | 0 | 0 | 0 | 0 | 0 | 0 | 0 | 0 | 0 | 0 | 0 | 0 | 0 | 0 | 0 | 0 | 0 | 0 | 0 | 0 | 0 | 0 | 0 | 0 | 0 | 0 | 0 | 0
SCE Northern Area | Antelope | 230 | 187.28 | 23.88 | 0 | 0 | 161 | 161 | 0 | 0 | 0 | 0 | 0 | 0 | 187.28 | 23.88 | 0 | 0 | 161 | 161 | 0 | 0 | 0 | 0 | 0 | 0 | 187.28 | 23.88 | 0 | 0 | 161 | 161 | 0 | 0 | 0 | 0 | 0 | 0 | 1153.9446 | 23.88 | 0 | 0 | 312.632 | 161 | 0 | 0 | 0 | 0 | 0 | 0 | 187.28 | 23.88 | 0 | 0 | 161 | 161 | 0 | 0 | 0 | 0 | 0 | 0 | 187.28 | 23.88 | 0 | 0 | 161 | 161 | 0 | 0 | 0 | 0 | 0 | 0 | 1153.9446 | 23.88 | 0 | 0 | 312.632 | 161 | 0 | 0 | 0 | 0 | 0 | 0
PG&E Kern Study Area | Arco | 230 | 0 | 0 | 0 | 0 | 0 | 0 | 0 | 0 | 0 | 0 | 0 | 0 | 254.27 | 0.2 | 0 | 0 | 256.574 | 1.7 | 0 | 0 | 0 | 0 | 0 | 0 | 606.07 | 292.075 | 0 | 0 | 608.374 | 1.7 | 0 | 0 | 0 | 0 | 0 | 0 | 1208.6068 | 292.075 | 0 | 0 | 1181.0979 | 1.7 | 0 | 0 | 0 | 0 | 0 | 0 | 254.27 | 0.2 | 0 | 0 | 256.574 | 1.7 | 0 | 0 | 0 | 0 | 0 | 0 | 606.07 | 292.075 | 0 | 0 | 608.374 | 1.7 | 0 | 0 | 0 | 0 | 0 | 0 | 1208.6068 | 292.075 | 0 | 0 | 1181.0979 | 1.7 | 0 | 0 | 0 | 0 | 0 | 0
SCE Metro Study Area | ArcoGen | 230 | 0 | 0 | 0 | 0 | 0 | 0 | 0 | 0 | 0 | 0 | 0 | 0 | 0 | 0 | 0 | 0 | 0 | 0 | 0 | 0 | 0 | 0 | 0 | 0 | 0 | 0 | 0 | 0 | 0 | 0 | 0 | 0 | 0 | 0 | 0 | 0 | 0 | 0 | 0 | 0 | 0 | 0 | 0 | 0 | 0 | 0 | 0 | 0 | 0 | 0 | 0 | 0 | 0 | 0 | 0 | 0 | 0 | 0 | 0 | 0 | 0 | 0 | 0 | 0 | 0 | 0 | 0 | 0 | 0 | 0 | 0 | 0 | 0 | 0 | 0 | 0 | 0 | 0 | 0 | 0 | 0 | 0 | 0 | 0
SDG&E Study Area | Artesian | 230 | 0 | 0 | 0 | 0 | 0 | 0 | 0 | 0 | 0 | 0 | 0 | 0 | 0 | 0 | 0 | 0 | 0 | 0 | 0 | 0 | 0 | 0 | 0 | 0 | 0 | 0 | 0 | 0 | 0 | 0 | 0 | 0 | 0 | 0 | 0 | 0 | 0 | 0 | 0 | 0 | 0 | 0 | 0 | 0 | 0 | 0 | 0 | 0 | 0 | 0 | 0 | 0 | 0 | 0 | 0 | 0 | 0 | 0 | 0 | 0 | 0 | 0 | 0 | 0 | 0 | 0 | 0 | 0 | 0 | 0 | 0 | 0 | 0 | 0 | 0 | 0 | 0 | 0 | 0 | 0 | 0 | 0 | 0 | 0
PG&E Fresno Study Area | Ashlan | 230 | 0 | 0 | 0 | 0 | 0 | 0 | 0 | 0 | 0 | 0 | 0 | 0 | 0 | 0 | 0 | 0 | 0 | 0 | 0 | 0 | 0 | 0 | 0 | 0 | 0 | 0 | 0 | 0 | 0 | 0 | 0 | 0 | 0 | 0 | 0 | 0 | 0 | 0 | 0 | 0 | 0 | 0 | 0 | 0 | 0 | 0 | 0 | 0 | 0 | 0 | 0 | 0 | 0 | 0 | 0 | 0 | 0 | 0 | 0 | 0 | 0 | 0 | 0 | 0 | 0 | 0 | 0 | 0 | 0 | 0 | 0 | 0 | 0 | 0 | 0 | 0 | 0 | 0 | 0 | 0 | 0 | 0 | 0 | 0
PG&E North of Greater Bay Study Area | Atlantic | 230 | 0 | 0 | 0 | 0 | 0 | 0 | 0 | 0 | 0 | 0 | 0 | 0 | 0 | 0 | 0 | 0 | 0 | 0 | 0 | 0 | 0 | 0 | 0 | 0 | 0 | 0 | 0 | 0 | 0 | 0 | 0 | 0 | 0 | 0 | 0 | 0 | 0 | 0 | 0 | 0 | 0 | 0 | 0 | 0 | 0 | 0 | 0 | 0 | 0 | 0 | 0 | 0 | 0 | 0 | 0 | 0 | 0 | 0 | 0 | 0 | 0 | 0 | 0 | 0 | 0 | 0 | 0 | 0 | 0 | 0 | 0 | 0 | 0 | 0 | 0 | 0 | 0 | 0 | 0 | 0 | 0 | 0 | 0 | 0
PG&E North of Greater Bay Study Area | Atlantic | 115 | 0 | 0 | 0 | 0 | 0 | 0 | 0 | 0 | 0 | 0 | 0 | 0 | 0 | 0 | 0 | 0 | 0 | 0 | 0 | 0 | 0 | 0 | 0 | 0 | 102 | 0 | 0 | 0 | 0 | 0 | 0 | 0 | 0 | 0 | 0 | 0 | 102 | 0 | 0 | 0 | 0 | 0 | 0 | 0 | 0 | 0 | 0 | 0 | 0 | 0 | 0 | 0 | 0 | 0 | 0 | 0 | 0 | 0 | 0 | 0 | 102 | 0 | 0 | 0 | 0 | 0 | 0 | 0 | 0 | 0 | 0 | 0 | 102 | 0 | 0 | 0 | 0 | 0 | 0 | 0 | 0 | 0 | 0 | 0
PG&E Greater Bay Study Area | Avena | 115 | 0 | 0 | 0 | 0 | 0 | 0 | 0 | 0 | 0 | 0 | 0 | 0 | 0 | 0 | 0 | 0 | 0 | 0 | 0 | 0 | 0 | 0 | 0 | 0 | 0 | 0 | 0 | 0 | 0 | 0 | 0 | 0 | 0 | 0 | 0 | 0 | 0 | 0 | 0 | 0 | 0 | 0 | 0 | 0 | 0 | 0 | 0 | 0 | 0 | 0 | 0 | 0 | 0 | 0 | 0 | 0 | 0 | 0 | 0 | 0 | 0 | 0 | 0 | 0 | 0 | 0 | 0 | 0 | 0 | 0 | 0 | 0 | 0 | 0 | 0 | 0 | 0 | 0 | 0 | 0 | 0 | 0 | 0 | 0
SDG&E Study Area | Avocado | 69 | 29.6 | 29.6 | 0 | 0 | 0 | 0 | 0 | 0 | 0 | 0 | 0 | 0 | 29.6 | 29.6 | 0 | 0 | 0 | 0 | 0 | 0 | 0 | 0 | 0 | 0 | 29.6 | 29.6 | 0 | 0 | 0 | 0 | 0 | 0 | 0 | 0 | 0 | 0 | 29.6 | 29.6 | 0 | 0 | 0 | 0 | 0 | 0 | 0 | 0 | 0 | 0 | 29.6 | 29.6 | 0 | 0 | 0 | 0 | 0 | 0 | 0 | 0 | 0 | 0 | 29.6 | 29.6 | 0 | 0 | 0 | 0 | 0 | 0 | 0 | 0 | 0 | 0 | 29.6 | 29.6 | 0 | 0 | 0 | 0 | 0 | 0 | 0 | 0 | 0 | 0
PG&E North of Greater Bay Study Area | Bahia | 230 | 0 | 0 | 0 | 0 | 0 | 0 | 0 | 0 | 0 | 0 | 0 | 0 | 0 | 0 | 0 | 0 | 0 | 0 | 0 | 0 | 0 | 0 | 0 | 0 | 0 | 0 | 0 | 0 | 0 | 0 | 0 | 0 | 0 | 0 | 0 | 0 | 0 | 0 | 0 | 0 | 0 | 0 | 0 | 0 | 0 | 0 | 0 | 0 | 0 | 0 | 0 | 0 | 0 | 0 | 0 | 0 | 0 | 0 | 0 | 0 | 0 | 0 | 0 | 0 | 0 | 0 | 0 | 0 | 0 | 0 | 0 | 0 | 0 | 0 | 0 | 0 | 0 | 0 | 0 | 0 | 0 | 0 | 0 | 0
SCE Northern Area | Bailey | 230 | 66 | 66 | 0 | 0 | 0 | 0 | 0 | 0 | 0 | 0 | 0 | 0 | 66 | 66 | 0 | 0 | 0 | 0 | 0 | 0 | 0 | 0 | 0 | 0 | 66 | 66 | 0 | 0 | 0 | 0 | 0 | 0 | 0 | 0 | 0 | 0 | 66 | 66 | 0 | 0 | 0 | 0 | 0 | 0 | 0 | 0 | 0 | 0 | 66 | 66 | 0 | 0 | 0 | 0 | 0 | 0 | 0 | 0 | 0 | 0 | 66 | 66 | 0 | 0 | 0 | 0 | 0 | 0 | 0 | 0 | 0 | 0 | 66 | 66 | 0 | 0 | 0 | 0 | 0 | 0 | 0 | 0 | 0 | 0
PG&E Kern Study Area | Bakersfield | 230 | 0 | 0 | 0 | 0 | 0 | 0 | 0 | 0 | 0 | 0 | 0 | 0 | 0 | 0 | 0 | 0 | 0 | 0 | 0 | 0 | 0 | 0 | 0 | 0 | 0 | 0 | 0 | 0 | 0 | 0 | 0 | 0 | 0 | 0 | 0 | 0 | 0 | 0 | 0 | 0 | 0 | 0 | 0 | 0 | 0 | 0 | 0 | 0 | 0 | 0 | 0 | 0 | 0 | 0 | 0 | 0 | 0 | 0 | 0 | 0 | 0 | 0 | 0 | 0 | 0 | 0 | 0 | 0 | 0 | 0 | 0 | 0 | 0 | 0 | 0 | 0 | 0 | 0 | 0 | 0 | 0 | 0 | 0 | 0
PG&E Fresno Study Area | Balch 2 | 230 | 0 | 0 | 0 | 0 | 0 | 0 | 0 | 0 | 0 | 0 | 0 | 0 | 0 | 0 | 0 | 0 | 0 | 0 | 0 | 0 | 0 | 0 | 0 | 0 | 0 | 0 | 0 | 0 | 0 | 0 | 0 | 0 | 0 | 0 | 0 | 0 | 0 | 0 | 0 | 0 | 0 | 0 | 0 | 0 | 0 | 0 | 0 | 0 | 0 | 0 | 0 | 0 | 0 | 0 | 0 | 0 | 0 | 0 | 0 | 0 | 0 | 0 | 0 | 0 | 0 | 0 | 0 | 0 | 0 | 0 | 0 | 0 | 0 | 0 | 0 | 0 | 0 | 0 | 0 | 0 | 0 | 0 | 0 | 0
SCE Metro Study Area | Barre | 230 | 0 | 0 | 0 | 0 | 0 | 0 | 0 | 0 | 0 | 0 | 0 | 0 | 0 | 0 | 0 | 0 | 0 | 0 | 0 | 0 | 0 | 0 | 0 | 0 | 0 | 0 | 0 | 0 | 0 | 0 | 0 | 0 | 0 | 0 | 0 | 0 | 0 | 0 | 0 | 0 | 0 | 0 | 0 | 0 | 0 | 0 | 0 | 0 | 0 | 0 | 0 | 0 | 0 | 0 | 0 | 0 | 0 | 0 | 0 | 0 | 0 | 0 | 0 | 0 | 0 | 0 | 0 | 0 | 0 | 0 | 0 | 0 | 0 | 0 | 0 | 0 | 0 | 0 | 0 | 0 | 0 | 0 | 0 | 0
SDG&E Study Area | Bay Boulevard | 230 | 0 | 0 | 0 | 0 | 0 | 0 | 0 | 0 | 0 | 0 | 0 | 0 | 0 | 0 | 0 | 0 | 0 | 0 | 0 | 0 | 0 | 0 | 0 | 0 | 0 | 0 | 0 | 0 | 0 | 0 | 0 | 0 | 0 | 0 | 0 | 0 | 0 | 0 | 0 | 0 | 0 | 0 | 0 | 0 | 0 | 0 | 0 | 0 | 0 | 0 | 0 | 0 | 0 | 0 | 0 | 0 | 0 | 0 | 0 | 0 | 0 | 0 | 0 | 0 | 0 | 0 | 0 | 0 | 0 | 0 | 0 | 0 | 0 | 0 | 0 | 0 | 0 | 0 | 0 | 0 | 0 | 0 | 0 | 0
East of Pisgah Study Area | Beatty | 138 | 0 | 0 | 0 | 0 | 0 | 0 | 0 | 0 | 0 | 0 | 0 | 0 | 0 | 0 | 0 | 0 | 0 | 0 | 0 | 0 | 0 | 0 | 0 | 0 | 0 | 0 | 0 | 0 | 0 | 0 | 0 | 0 | 0 | 0 | 0 | 0 | 515.08 | 0 | 0 | 0 | 508.56 | 0 | 0 | 0 | 0 | 0 | 0 | 0 | 0 | 0 | 0 | 0 | 0 | 0 | 0 | 0 | 0 | 0 | 0 | 0 | 0 | 0 | 0 | 0 | 0 | 0 | 0 | 0 | 0 | 0 | 0 | 0 | 515.08 | 0 | 0 | 0 | 508.56 | 0 | 0 | 0 | 0 | 0 | 0 | 0
PG&E Greater Bay Study Area | Belden | 230 | 0 | 0 | 0 | 0 | 0 | 0 | 0 | 0 | 0 | 0 | 0 | 0 | 0 | 0 | 0 | 0 | 0 | 0 | 0 | 0 | 0 | 0 | 0 | 0 | 0 | 0 | 0 | 0 | 0 | 0 | 0 | 0 | 0 | 0 | 0 | 0 | 0 | 0 | 0 | 0 | 0 | 0 | 0 | 0 | 0 | 0 | 0 | 0 | 0 | 0 | 0 | 0 | 0 | 0 | 0 | 0 | 0 | 0 | 0 | 0 | 0 | 0 | 0 | 0 | 0 | 0 | 0 | 0 | 0 | 0 | 0 | 0 | 0 | 0 | 0 | 0 | 0 | 0 | 0 | 0 | 0 | 0 | 0 | 0
PG&E North of Greater Bay Study Area | Bellevue | 115 | 0 | 0 | 0 | 0 | 0 | 0 | 0 | 0 | 0 | 0 | 0 | 0 | 0 | 0 | 0 | 0 | 0 | 0 | 0 | 0 | 0 | 0 | 0 | 0 | 0 | 0 | 0 | 0 | 0 | 0 | 0 | 0 | 0 | 0 | 0 | 0 | 0 | 0 | 0 | 0 | 0 | 0 | 0 | 0 | 0 | 0 | 0 | 0 | 0 | 0 | 0 | 0 | 0 | 0 | 0 | 0 | 0 | 0 | 0 | 0 | 0 | 0 | 0 | 0 | 0 | 0 | 0 | 0 | 0 | 0 | 0 | 0 | 0 | 0 | 0 | 0 | 0 | 0 | 0 | 0 | 0 | 0 | 0 | 0
PG&E North of Greater Bay Study Area | Bellota | 230 | 0 | 0 | 0 | 0 | 0 | 0 | 0 | 0 | 0 | 0 | 0 | 0 | 0 | 0 | 0 | 0 | 0 | 0 | 0 | 0 | 0 | 0 | 0 | 0 | 0 | 0 | 0 | 0 | 0 | 0 | 0 | 0 | 0 | 0 | 0 | 0 | 0 | 0 | 0 | 0 | 0 | 0 | 0 | 0 | 0 | 0 | 0 | 0 | 0 | 0 | 0 | 0 | 0 | 0 | 0 | 0 | 0 | 0 | 0 | 0 | 0 | 0 | 0 | 0 | 0 | 0 | 0 | 0 | 0 | 0 | 0 | 0 | 0 | 0 | 0 | 0 | 0 | 0 | 0 | 0 | 0 | 0 | 0 | 0
PG&E North of Greater Bay Study Area | Bellota | 115 | 18 | 0 | 0 | 0 | 0 | 0 | 0 | 0 | 0 | 0 | 0 | 0 | 18 | 0 | 0 | 0 | 0 | 0 | 0 | 0 | 0 | 0 | 0 | 0 | 18 | 0 | 0 | 0 | 0 | 0 | 0 | 0 | 0 | 0 | 0 | 0 | 836.72 | 0 | 0 | 0 | 257.35 | 0 | 0 | 0 | 0 | 0 | 0 | 0 | 18 | 0 | 0 | 0 | 0 | 0 | 0 | 0 | 0 | 0 | 0 | 0 | 18 | 0 | 0 | 0 | 0 | 0 | 0 | 0 | 0 | 0 | 0 | 0 | 836.72 | 0 | 0 | 0 | 257.35 | 0 | 0 | 0 | 0 | 0 | 0 | 0
SCE Northern Area | Big Creek | 230 | 0 | 0 | 0 | 0 | 0 | 0 | 0 | 0 | 0 | 0 | 0 | 0 | 0 | 0 | 0 | 0 | 0 | 0 | 0 | 0 | 0 | 0 | 0 | 0 | 0 | 0 | 0 | 0 | 0 | 0 | 0 | 0 | 0 | 0 | 0 | 0 | 0 | 0 | 0 | 0 | 0 | 0 | 0 | 0 | 0 | 0 | 0 | 0 | 0 | 0 | 0 | 0 | 0 | 0 | 0 | 0 | 0 | 0 | 0 | 0 | 0 | 0 | 0 | 0 | 0 | 0 | 0 | 0 | 0 | 0 | 0 | 0 | 0 | 0 | 0 | 0 | 0 | 0 | 0 | 0 | 0 | 0 | 0 | 0
PG&E North of Greater Bay Study Area | Birds Landing | 230 | 92 | 38.86 | 0 | 0 | 0 | 0 | 0 | 0 | 0 | 0 | 0 | 0 | 92 | 38.86 | 0 | 0 | 0 | 0 | 0 | 0 | 2.354 | 0.8 | 0 | 0 | 295.94 | 38.86 | 0 | 0 | 205.02 | 0 | 0 | 0 | 209.554 | 0.8 | 0 | 0 | 416.56 | 38.86 | 0 | 0 | 205.02 | 0 | 0 | 0 | 209.554 | 0.8 | 0 | 0 | 92 | 38.86 | 0 | 0 | 0 | 0 | 0 | 0 | 2.354 | 0.8 | 0 | 0 | 295.94 | 38.86 | 0 | 0 | 205.02 | 0 | 0 | 0 | 209.554 | 0.8 | 0 | 0 | 416.56 | 38.86 | 0 | 0 | 205.02 | 0 | 0 | 0 | 209.554 | 0.8 | 0 | 0
SCE Eastern Study Area | BlytheSC 161 kV | 161 | 0 | 0 | 0 | 0 | 0 | 0 | 0 | 0 | 0 | 0 | 0 | 0 | 0 | 0 | 0 | 0 | 0 | 0 | 0 | 0 | 0 | 0 | 0 | 0 | 0 | 0 | 0 | 0 | 0 | 0 | 0 | 0 | 0 | 0 | 0 | 0 | 0 | 0 | 0 | 0 | 0 | 0 | 0 | 0 | 0 | 0 | 0 | 0 | 0 | 0 | 0 | 0 | 0 | 0 | 0 | 0 | 0 | 0 | 0 | 0 | 0 | 0 | 0 | 0 | 0 | 0 | 0 | 0 | 0 | 0 | 0 | 0 | 0 | 0 | 0 | 0 | 0 | 0 | 0 | 0 | 0 | 0 | 0 | 0
PG&E North of Greater Bay Study Area | Bogue | 115 | 0 | 0 | 0 | 0 | 0 | 0 | 0 | 0 | 0 | 0 | 0 | 0 | 0 | 0 | 0 | 0 | 0 | 0 | 0 | 0 | 0 | 0 | 0 | 0 | 0 | 0 | 0 | 0 | 0 | 0 | 0 | 0 | 0 | 0 | 0 | 0 | 0 | 0 | 0 | 0 | 0 | 0 | 0 | 0 | 0 | 0 | 0 | 0 | 0 | 0 | 0 | 0 | 0 | 0 | 0 | 0 | 0 | 0 | 0 | 0 | 0 | 0 | 0 | 0 | 0 | 0 | 0 | 0 | 0 | 0 | 0 | 0 | 0 | 0 | 0 | 0 | 0 | 0 | 0 | 0 | 0 | 0 | 0 | 0
East of Pisgah Study Area | Bond Tap | 138 | 0 | 0 | 0 | 0 | 0 | 0 | 0 | 0 | 0 | 0 | 0 | 0 | 0 | 0 | 0 | 0 | 0 | 0 | 0 | 0 | 0 | 0 | 0 | 0 | 0 | 0 | 0 | 0 | 0 | 0 | 0 | 0 | 0 | 0 | 0 | 0 | 0 | 0 | 0 | 0 | 0 | 0 | 0 | 0 | 0 | 0 | 0 | 0 | 0 | 0 | 0 | 0 | 0 | 0 | 0 | 0 | 0 | 0 | 0 | 0 | 0 | 0 | 0 | 0 | 0 | 0 | 0 | 0 | 0 | 0 | 0 | 0 | 0 | 0 | 0 | 0 | 0 | 0 | 0 | 0 | 0 | 0 | 0 | 0
PG&E Fresno Study Area | Borden | 230 | 0 | 0 | 0 | 0 | 0 | 0 | 0 | 0 | 0 | 0 | 0 | 0 | 0 | 0 | 0 | 0 | 0 | 0 | 0 | 0 | 0 | 0 | 0 | 0 | 0 | 0 | 0 | 0 | 0 | 0 | 0 | 0 | 0 | 0 | 0 | 0 | 406.899 | 0 | 0 | 0 | 203.2 | 0 | 0 | 0 | 0 | 0 | 0 | 0 | 0 | 0 | 0 | 0 | 0 | 0 | 0 | 0 | 0 | 0 | 0 | 0 | 0 | 0 | 0 | 0 | 0 | 0 | 0 | 0 | 0 | 0 | 0 | 0 | 406.899 | 0 | 0 | 0 | 203.2 | 0 | 0 | 0 | 0 | 0 | 0 | 0
PG&E North of Greater Bay Study Area | Bottle Rock | 230 | 0 | 0 | 0 | 0 | 0 | 0 | 0 | 0 | 0 | 0 | 0 | 0 | 0 | 0 | 0 | 0 | 0 | 0 | 0 | 0 | 0 | 0 | 0 | 0 | 0 | 0 | 0 | 0 | 0 | 0 | 0 | 0 | 0 | 0 | 0 | 0 | 0 | 0 | 0 | 0 | 0 | 0 | 0 | 0 | 0 | 0 | 0 | 0 | 0 | 0 | 0 | 0 | 0 | 0 | 0 | 0 | 0 | 0 | 0 | 0 | 0 | 0 | 0 | 0 | 0 | 0 | 0 | 0 | 0 | 0 | 0 | 0 | 0 | 0 | 0 | 0 | 0 | 0 | 0 | 0 | 0 | 0 | 0 | 0
PG&E Greater Bay Study Area | Brentwood | 230 | 0 | 0 | 0 | 0 | 0 | 0 | 0 | 0 | 0 | 0 | 0 | 0 | 0 | 0 | 0 | 0 | 0 | 0 | 0 | 0 | 0 | 0 | 0 | 0 | 0 | 0 | 0 | 0 | 0 | 0 | 0 | 0 | 0 | 0 | 0 | 0 | 0 | 0 | 0 | 0 | 0 | 0 | 0 | 0 | 0 | 0 | 0 | 0 | 0 | 0 | 0 | 0 | 0 | 0 | 0 | 0 | 0 | 0 | 0 | 0 | 0 | 0 | 0 | 0 | 0 | 0 | 0 | 0 | 0 | 0 | 0 | 0 | 0 | 0 | 0 | 0 | 0 | 0 | 0 | 0 | 0 | 0 | 0 | 0
PG&E North of Greater Bay Study Area | Brighton | 230 | 0 | 0 | 0 | 0 | 0 | 0 | 0 | 0 | 0 | 0 | 0 | 0 | 0 | 0 | 0 | 0 | 0 | 0 | 0 | 0 | 0 | 0 | 0 | 0 | 0 | 0 | 0 | 0 | 0 | 0 | 0 | 0 | 0 | 0 | 0 | 0 | 0 | 0 | 0 | 0 | 0 | 0 | 0 | 0 | 0 | 0 | 0 | 0 | 0 | 0 | 0 | 0 | 0 | 0 | 0 | 0 | 0 | 0 | 0 | 0 | 0 | 0 | 0 | 0 | 0 | 0 | 0 | 0 | 0 | 0 | 0 | 0 | 0 | 0 | 0 | 0 | 0 | 0 | 0 | 0 | 0 | 0 | 0 | 0
PG&E North of Greater Bay Study Area | Brunswick | 115 | 0 | 0 | 0 | 0 | 0 | 0 | 0 | 0 | 0 | 0 | 0 | 0 | 0 | 0 | 0 | 0 | 0 | 0 | 0 | 0 | 0 | 0 | 0 | 0 | 0 | 0 | 0 | 0 | 0 | 0 | 0 | 0 | 0 | 0 | 0 | 0 | 0 | 0 | 0 | 0 | 0 | 0 | 0 | 0 | 0 | 0 | 0 | 0 | 0 | 0 | 0 | 0 | 0 | 0 | 0 | 0 | 0 | 0 | 0 | 0 | 0 | 0 | 0 | 0 | 0 | 0 | 0 | 0 | 0 | 0 | 0 | 0 | 0 | 0 | 0 | 0 | 0 | 0 | 0 | 0 | 0 | 0 | 0 | 0
PG&E Kern Study Area | Buena Vista PP | 230 | 0 | 0 | 0 | 0 | 0 | 0 | 0 | 0 | 0 | 0 | 0 | 0 | 0 | 0 | 0 | 0 | 0 | 0 | 0 | 0 | 0 | 0 | 0 | 0 | 0 | 0 | 0 | 0 | 0 | 0 | 0 | 0 | 0 | 0 | 0 | 0 | 0 | 0 | 0 | 0 | 0 | 0 | 0 | 0 | 0 | 0 | 0 | 0 | 0 | 0 | 0 | 0 | 0 | 0 | 0 | 0 | 0 | 0 | 0 | 0 | 0 | 0 | 0 | 0 | 0 | 0 | 0 | 0 | 0 | 0 | 0 | 0 | 0 | 0 | 0 | 0 | 0 | 0 | 0 | 0 | 0 | 0 | 0 | 0
PG&E Kern Study Area | Cabrillo | 115 | 0 | 0 | 0 | 0 | 0 | 0 | 0 | 0 | 0 | 0 | 0 | 0 | 0 | 0 | 0 | 0 | 0 | 0 | 0 | 0 | 0 | 0 | 0 | 0 | 0 | 0 | 0 | 0 | 0 | 0 | 0 | 0 | 0 | 0 | 0 | 0 | 0 | 0 | 0 | 0 | 0 | 0 | 0 | 0 | 0 | 0 | 0 | 0 | 0 | 0 | 0 | 0 | 0 | 0 | 0 | 0 | 0 | 0 | 0 | 0 | 0 | 0 | 0 | 0 | 0 | 0 | 0 | 0 | 0 | 0 | 0 | 0 | 0 | 0 | 0 | 0 | 0 | 0 | 0 | 0 | 0 | 0 | 0 | 0
PG&E Fresno Study Area | Cal Flats | 230 | 0 | 0 | 0 | 0 | 0 | 0 | 0 | 0 | 0 | 0 | 0 | 0 | 0 | 0 | 0 | 0 | 0 | 0 | 0 | 0 | 0 | 0 | 0 | 0 | 0 | 0 | 0 | 0 | 0 | 0 | 0 | 0 | 0 | 0 | 0 | 0 | 30.22 | 0 | 0 | 0 | 60.6 | 0 | 0 | 0 | 0 | 0 | 0 | 0 | 0 | 0 | 0 | 0 | 0 | 0 | 0 | 0 | 0 | 0 | 0 | 0 | 0 | 0 | 0 | 0 | 0 | 0 | 0 | 0 | 0 | 0 | 0 | 0 | 30.22 | 0 | 0 | 0 | 60.6 | 0 | 0 | 0 | 0 | 0 | 0 | 0
PG&E Kern Study Area | Cal Water | 115 | 0 | 0 | 0 | 0 | 0 | 0 | 0 | 0 | 0 | 0 | 0 | 0 | 0 | 0 | 0 | 0 | 0 | 0 | 0 | 0 | 0 | 0 | 0 | 0 | 0 | 0 | 0 | 0 | 0 | 0 | 0 | 0 | 0 | 0 | 0 | 0 | 0 | 0 | 0 | 0 | 0 | 0 | 0 | 0 | 0 | 0 | 0 | 0 | 0 | 0 | 0 | 0 | 0 | 0 | 0 | 0 | 0 | 0 | 0 | 0 | 0 | 0 | 0 | 0 | 0 | 0 | 0 | 0 | 0 | 0 | 0 | 0 | 0 | 0 | 0 | 0 | 0 | 0 | 0 | 0 | 0 | 0 | 0 | 0
SCE North of Lugo Study Area | Calcite | 230 | 250 | 186 | 0 | 0 | 400 | 0 | 0 | 0 | 0 | 0 | 0 | 0 | 250 | 186 | 0 | 0 | 400 | 0 | 0 | 0 | 0 | 0 | 0 | 0 | 250 | 186 | 0 | 0 | 400 | 0 | 0 | 0 | 0 | 0 | 0 | 0 | 306 | 186 | 0 | 0 | 456 | 0 | 0 | 0 | 0 | 0 | 0 | 0 | 250 | 186 | 0 | 0 | 400 | 0 | 0 | 0 | 0 | 0 | 0 | 0 | 250 | 186 | 0 | 0 | 400 | 0 | 0 | 0 | 0 | 0 | 0 | 0 | 306 | 186 | 0 | 0 | 456 | 0 | 0 | 0 | 0 | 0 | 0 | 0
PG&E Kern Study Area | Caliente | 230 | 0 | 0 | 0 | 0 | 0 | 0 | 0 | 0 | 0 | 0 | 0 | 0 | 0 | 0 | 0 | 0 | 0 | 0 | 0 | 0 | 0 | 0 | 0 | 0 | 53.68 | 0 | 0 | 0 | 100.64 | 0 | 0 | 0 | 210 | 0 | 0 | 0 | 53.68 | 0 | 0 | 0 | 100.64 | 0 | 0 | 0 | 210 | 0 | 0 | 0 | 0 | 0 | 0 | 0 | 0 | 0 | 0 | 0 | 0 | 0 | 0 | 0 | 53.68 | 0 | 0 | 0 | 100.64 | 0 | 0 | 0 | 210 | 0 | 0 | 0 | 53.68 | 0 | 0 | 0 | 100.64 | 0 | 0 | 0 | 210 | 0 | 0 | 0
PG&E Kern Study Area | Callender SS | 115 | 0 | 0 | 0 | 0 | 0 | 0 | 0 | 0 | 0 | 0 | 0 | 0 | 0 | 0 | 0 | 0 | 0 | 0 | 0 | 0 | 0 | 0 | 0 | 0 | 0 | 0 | 0 | 0 | 0 | 0 | 0 | 0 | 0 | 0 | 0 | 0 | 0 | 0 | 0 | 0 | 0 | 0 | 0 | 0 | 0 | 0 | 0 | 0 | 0 | 0 | 0 | 0 | 0 | 0 | 0 | 0 | 0 | 0 | 0 | 0 | 0 | 0 | 0 | 0 | 0 | 0 | 0 | 0 | 0 | 0 | 0 | 0 | 0 | 0 | 0 | 0 | 0 | 0 | 0 | 0 | 0 | 0 | 0 | 0
PG&E North of Greater Bay Study Area | Calpella | 115 | 0 | 0 | 0 | 0 | 0 | 0 | 0 | 0 | 0 | 0 | 0 | 0 | 0 | 0 | 0 | 0 | 0 | 0 | 0 | 0 | 0 | 0 | 0 | 0 | 0 | 0 | 0 | 0 | 0 | 0 | 0 | 0 | 0 | 0 | 0 | 0 | 0 | 0 | 0 | 0 | 0 | 0 | 0 | 0 | 0 | 0 | 0 | 0 | 0 | 0 | 0 | 0 | 0 | 0 | 0 | 0 | 0 | 0 | 0 | 0 | 0 | 0 | 0 | 0 | 0 | 0 | 0 | 0 | 0 | 0 | 0 | 0 | 0 | 0 | 0 | 0 | 0 | 0 | 0 | 0 | 0 | 0 | 0 | 0
PG&E Greater Bay Study Area | Camanche | 230 | 0 | 0 | 0 | 0 | 0 | 0 | 0 | 0 | 0 | 0 | 0 | 0 | 0 | 0 | 0 | 0 | 0 | 0 | 0 | 0 | 0 | 0 | 0 | 0 | 0 | 0 | 0 | 0 | 0 | 0 | 0 | 0 | 0 | 0 | 0 | 0 | 0 | 0 | 0 | 0 | 0 | 0 | 0 | 0 | 0 | 0 | 0 | 0 | 0 | 0 | 0 | 0 | 0 | 0 | 0 | 0 | 0 | 0 | 0 | 0 | 0 | 0 | 0 | 0 | 0 | 0 | 0 | 0 | 0 | 0 | 0 | 0 | 0 | 0 | 0 | 0 | 0 | 0 | 0 | 0 | 0 | 0 | 0 | 0
PG&E Fresno Study Area | Cantua | 115 | 0 | 0 | 0 | 0 | 0 | 0 | 0 | 0 | 0 | 0 | 0 | 0 | 0 | 0 | 0 | 0 | 0 | 0 | 0 | 0 | 0 | 0 | 0 | 0 | 0 | 0 | 0 | 0 | 0 | 0 | 0 | 0 | 0 | 0 | 0 | 0 | 0 | 0 | 0 | 0 | 0 | 0 | 0 | 0 | 0 | 0 | 0 | 0 | 0 | 0 | 0 | 0 | 0 | 0 | 0 | 0 | 0 | 0 | 0 | 0 | 0 | 0 | 0 | 0 | 0 | 0 | 0 | 0 | 0 | 0 | 0 | 0 | 0 | 0 | 0 | 0 | 0 | 0 | 0 | 0 | 0 | 0 | 0 | 0
SDG&E Study Area | Capistrano | 230 | 0 | 0 | 0 | 0 | 0 | 0 | 0 | 0 | 0 | 0 | 0 | 0 | 0 | 0 | 0 | 0 | 0 | 0 | 0 | 0 | 0 | 0 | 0 | 0 | 0 | 0 | 0 | 0 | 0 | 0 | 0 | 0 | 0 | 0 | 0 | 0 | 0 | 0 | 0 | 0 | 0 | 0 | 0 | 0 | 0 | 0 | 0 | 0 | 0 | 0 | 0 | 0 | 0 | 0 | 0 | 0 | 0 | 0 | 0 | 0 | 0 | 0 | 0 | 0 | 0 | 0 | 0 | 0 | 0 | 0 | 0 | 0 | 0 | 0 | 0 | 0 | 0 | 0 | 0 | 0 | 0 | 0 | 0 | 0
SDG&E Study Area | Capistrano | 138 | 0 | 0 | 0 | 0 | 0 | 0 | 0 | 0 | 0 | 0 | 0 | 0 | 6.875 | 0 | 0 | 0 | 0 | 0 | 0 | 0 | 0 | 0 | 0 | 0 | 6.875 | 0 | 0 | 0 | 0 | 0 | 0 | 0 | 0 | 0 | 0 | 0 | 6.875 | 0 | 0 | 0 | 0 | 0 | 0 | 0 | 0 | 0 | 0 | 0 | 6.875 | 0 | 0 | 0 | 0 | 0 | 0 | 0 | 0 | 0 | 0 | 0 | 6.875 | 0 | 0 | 0 | 0 | 0 | 0 | 0 | 0 | 0 | 0 | 0 | 6.875 | 0 | 0 | 0 | 0 | 0 | 0 | 0 | 0 | 0 | 0 | 0
PG&E North of Greater Bay Study Area | Carberry | 230 | 0 | 0 | 0 | 0 | 0 | 0 | 0 | 0 | 0 | 0 | 0 | 0 | 0 | 0 | 0 | 0 | 0 | 0 | 0 | 0 | 0 | 0 | 0 | 0 | 0 | 0 | 0 | 0 | 0 | 0 | 0 | 0 | 0 | 0 | 0 | 0 | 0 | 0 | 0 | 0 | 0 | 0 | 0 | 0 | 0 | 0 | 0 | 0 | 0 | 0 | 0 | 0 | 0 | 0 | 0 | 0 | 0 | 0 | 0 | 0 | 0 | 0 | 0 | 0 | 0 | 0 | 0 | 0 | 0 | 0 | 0 | 0 | 0 | 0 | 0 | 0 | 0 | 0 | 0 | 0 | 0 | 0 | 0 | 0
PG&E North of Greater Bay Study Area | Caribou | 230 | 0 | 0 | 0 | 0 | 0 | 0 | 0 | 0 | 0 | 0 | 0 | 0 | 0 | 0 | 0 | 0 | 0 | 0 | 0 | 0 | 0 | 0 | 0 | 0 | 0 | 0 | 0 | 0 | 0 | 0 | 0 | 0 | 0 | 0 | 0 | 0 | 0 | 0 | 0 | 0 | 0 | 0 | 0 | 0 | 0 | 0 | 0 | 0 | 0 | 0 | 0 | 0 | 0 | 0 | 0 | 0 | 0 | 0 | 0 | 0 | 0 | 0 | 0 | 0 | 0 | 0 | 0 | 0 | 0 | 0 | 0 | 0 | 0 | 0 | 0 | 0 | 0 | 0 | 0 | 0 | 0 | 0 | 0 | 0
PG&E North of Greater Bay Study Area | Carquinez | 115 | 0 | 0 | 0 | 0 | 0 | 0 | 0 | 0 | 0 | 0 | 0 | 0 | 0 | 0 | 0 | 0 | 0 | 0 | 0 | 0 | 0 | 0 | 0 | 0 | 0 | 0 | 0 | 0 | 0 | 0 | 0 | 0 | 0 | 0 | 0 | 0 | 0 | 0 | 0 | 0 | 0 | 0 | 0 | 0 | 0 | 0 | 0 | 0 | 0 | 0 | 0 | 0 | 0 | 0 | 0 | 0 | 0 | 0 | 0 | 0 | 0 | 0 | 0 | 0 | 0 | 0 | 0 | 0 | 0 | 0 | 0 | 0 | 0 | 0 | 0 | 0 | 0 | 0 | 0 | 0 | 0 | 0 | 0 | 0
PG&E Kern Study Area | Carrizo Plains | 115 | 0 | 0 | 0 | 0 | 0 | 0 | 0 | 0 | 0 | 0 | 0 | 0 | 0 | 0 | 0 | 0 | 0 | 0 | 0 | 0 | 0 | 0 | 0 | 0 | 0 | 0 | 0 | 0 | 0 | 0 | 0 | 0 | 0 | 0 | 0 | 0 | 0 | 0 | 0 | 0 | 0 | 0 | 0 | 0 | 0 | 0 | 0 | 0 | 0 | 0 | 0 | 0 | 0 | 0 | 0 | 0 | 0 | 0 | 0 | 0 | 0 | 0 | 0 | 0 | 0 | 0 | 0 | 0 | 0 | 0 | 0 | 0 | 0 | 0 | 0 | 0 | 0 | 0 | 0 | 0 | 0 | 0 | 0 | 0
PG&E Greater Bay Study Area | Castro Valley | 230 | 0 | 0 | 0 | 0 | 0 | 0 | 0 | 0 | 0 | 0 | 0 | 0 | 0 | 0 | 0 | 0 | 0 | 0 | 0 | 0 | 0 | 0 | 0 | 0 | 0 | 0 | 0 | 0 | 0 | 0 | 0 | 0 | 0 | 0 | 0 | 0 | 0 | 0 | 0 | 0 | 0 | 0 | 0 | 0 | 0 | 0 | 0 | 0 | 0 | 0 | 0 | 0 | 0 | 0 | 0 | 0 | 0 | 0 | 0 | 0 | 0 | 0 | 0 | 0 | 0 | 0 | 0 | 0 | 0 | 0 | 0 | 0 | 0 | 0 | 0 | 0 | 0 | 0 | 0 | 0 | 0 | 0 | 0 | 0
PG&E Greater Bay Study Area | Cayetano | 230 | 1.3 | 0 | 0 | 0 | 1.4 | 0 | 0 | 0 | 0 | 0 | 0 | 0 | 1.3 | 0 | 0 | 0 | 1.4 | 0 | 0 | 0 | 0 | 0 | 0 | 0 | 1.3 | 0 | 0 | 0 | 1.4 | 0 | 0 | 0 | 0 | 0 | 0 | 0 | 1.3 | 0 | 0 | 0 | 1.4 | 0 | 0 | 0 | 0 | 0 | 0 | 0 | 1.3 | 0 | 0 | 0 | 1.4 | 0 | 0 | 0 | 0 | 0 | 0 | 0 | 1.3 | 0 | 0 | 0 | 1.4 | 0 | 0 | 0 | 0 | 0 | 0 | 0 | 1.3 | 0 | 0 | 0 | 1.4 | 0 | 0 | 0 | 0 | 0 | 0 | 0
SCE Metro Study Area | Center | 230 | 0 | 0 | 0 | 0 | 0 | 0 | 0 | 0 | 0 | 0 | 0 | 0 | 0 | 0 | 0 | 0 | 0 | 0 | 0 | 0 | 0 | 0 | 0 | 0 | 0 | 0 | 0 | 0 | 0 | 0 | 0 | 0 | 0 | 0 | 0 | 0 | 0 | 0 | 0 | 0 | 0 | 0 | 0 | 0 | 0 | 0 | 0 | 0 | 0 | 0 | 0 | 0 | 0 | 0 | 0 | 0 | 0 | 0 | 0 | 0 | 0 | 0 | 0 | 0 | 0 | 0 | 0 | 0 | 0 | 0 | 0 | 0 | 0 | 0 | 0 | 0 | 0 | 0 | 0 | 0 | 0 | 0 | 0 | 0
PG&E Kern Study Area | Charca | 115 | 0 | 0 | 0 | 0 | 0 | 0 | 0 | 0 | 0 | 0 | 0 | 0 | 0 | 0 | 0 | 0 | 0 | 0 | 0 | 0 | 0 | 0 | 0 | 0 | 0 | 0 | 0 | 0 | 0 | 0 | 0 | 0 | 0 | 0 | 0 | 0 | 0 | 0 | 0 | 0 | 0 | 0 | 0 | 0 | 0 | 0 | 0 | 0 | 0 | 0 | 0 | 0 | 0 | 0 | 0 | 0 | 0 | 0 | 0 | 0 | 0 | 0 | 0 | 0 | 0 | 0 | 0 | 0 | 0 | 0 | 0 | 0 | 0 | 0 | 0 | 0 | 0 | 0 | 0 | 0 | 0 | 0 | 0 | 0
East of Pisgah Study Area | Charleston | 138 | 0 | 0 | 0 | 0 | 0 | 0 | 0 | 0 | 0 | 0 | 0 | 0 | 0 | 0 | 0 | 0 | 0 | 0 | 0 | 0 | 0 | 0 | 0 | 0 | 0 | 0 | 0 | 0 | 0 | 0 | 0 | 0 | 0 | 0 | 0 | 0 | 0 | 0 | 0 | 0 | 0 | 0 | 0 | 0 | 0 | 0 | 0 | 0 | 0 | 0 | 0 | 0 | 0 | 0 | 0 | 0 | 0 | 0 | 0 | 0 | 0 | 0 | 0 | 0 | 0 | 0 | 0 | 0 | 0 | 0 | 0 | 0 | 0 | 0 | 0 | 0 | 0 | 0 | 0 | 0 | 0 | 0 | 0 | 0
SCE Metro Study Area | Chevmain | 230 | 0 | 0 | 0 | 0 | 0 | 0 | 0 | 0 | 0 | 0 | 0 | 0 | 0 | 0 | 0 | 0 | 0 | 0 | 0 | 0 | 0 | 0 | 0 | 0 | 0 | 0 | 0 | 0 | 0 | 0 | 0 | 0 | 0 | 0 | 0 | 0 | 0 | 0 | 0 | 0 | 0 | 0 | 0 | 0 | 0 | 0 | 0 | 0 | 0 | 0 | 0 | 0 | 0 | 0 | 0 | 0 | 0 | 0 | 0 | 0 | 0 | 0 | 0 | 0 | 0 | 0 | 0 | 0 | 0 | 0 | 0 | 0 | 0 | 0 | 0 | 0 | 0 | 0 | 0 | 0 | 0 | 0 | 0 | 0
SDG&E Study Area | Chicarita | 138 | 0 | 0 | 0 | 0 | 0 | 0 | 0 | 0 | 0 | 0 | 0 | 0 | 0 | 0 | 0 | 0 | 0 | 0 | 0 | 0 | 0 | 0 | 0 | 0 | 0 | 0 | 0 | 0 | 0 | 0 | 0 | 0 | 0 | 0 | 0 | 0 | 101.9 | 0 | 0 | 0 | 0 | 0 | 0 | 0 | 0 | 0 | 0 | 0 | 0 | 0 | 0 | 0 | 0 | 0 | 0 | 0 | 0 | 0 | 0 | 0 | 0 | 0 | 0 | 0 | 0 | 0 | 0 | 0 | 0 | 0 | 0 | 0 | 101.9 | 0 | 0 | 0 | 0 | 0 | 0 | 0 | 0 | 0 | 0 | 0
SCE Metro Study Area | Chino | 230 | 0 | 0 | 0 | 0 | 0 | 0 | 0 | 0 | 0 | 0 | 0 | 0 | 0 | 0 | 0 | 0 | 0 | 0 | 0 | 0 | 0 | 0 | 0 | 0 | 0 | 0 | 0 | 0 | 0 | 0 | 0 | 0 | 0 | 0 | 0 | 0 | 403.4 | 0 | 0 | 0 | 0 | 0 | 0 | 0 | 0 | 0 | 0 | 0 | 0 | 0 | 0 | 0 | 0 | 0 | 0 | 0 | 0 | 0 | 0 | 0 | 0 | 0 | 0 | 0 | 0 | 0 | 0 | 0 | 0 | 0 | 0 | 0 | 0 | 0 | 0 | 0 | 0 | 0 | 0 | 0 | 0 | 0 | 0 | 0
PG&E Fresno Study Area | Chowchilla | 115 | 0 | 0 | 0 | 0 | 0 | 0 | 0 | 0 | 0 | 0 | 0 | 0 | 0 | 0 | 0 | 0 | 0 | 0 | 0 | 0 | 0 | 0 | 0 | 0 | 0 | 0 | 0 | 0 | 0 | 0 | 0 | 0 | 0 | 0 | 0 | 0 | 79.5871 | 0 | 0 | 0 | 0 | 0 | 0 | 0 | 0 | 0 | 0 | 0 | 0 | 0 | 0 | 0 | 0 | 0 | 0 | 0 | 0 | 0 | 0 | 0 | 0 | 0 | 0 | 0 | 0 | 0 | 0 | 0 | 0 | 0 | 0 | 0 | 79.5871 | 0 | 0 | 0 | 0 | 0 | 0 | 0 | 0 | 0 | 0 | 0
PG&E Greater Bay Study Area | Christie | 115 | 0 | 0 | 0 | 0 | 0 | 0 | 0 | 0 | 0 | 0 | 0 | 0 | 0 | 0 | 0 | 0 | 0 | 0 | 0 | 0 | 0 | 0 | 0 | 0 | 0 | 0 | 0 | 0 | 0 | 0 | 0 | 0 | 0 | 0 | 0 | 0 | 0 | 0 | 0 | 0 | 0 | 0 | 0 | 0 | 0 | 0 | 0 | 0 | 0 | 0 | 0 | 0 | 0 | 0 | 0 | 0 | 0 | 0 | 0 | 0 | 0 | 0 | 0 | 0 | 0 | 0 | 0 | 0 | 0 | 0 | 0 | 0 | 0 | 0 | 0 | 0 | 0 | 0 | 0 | 0 | 0 | 0 | 0 | 0
SCE Eastern Study Area | Cielo Azul | 500 | 1920 | 982.4 | 0 | 0 | 3000 | 0 | 0 | 0 | 0 | 0 | 0 | 0 | 2177.28 | 1239.68 | 0 | 0 | 3514.55 | 95 | 0 | 0 | 0 | 0 | 0 | 0 | 2177.28 | 1239.68 | 0 | 0 | 3514.55 | 95 | 0 | 0 | 0 | 0 | 0 | 0 | 6373.2103 | 1239.68 | 0 | 0 | 7665.4105 | 95 | 0 | 0 | 0 | 0 | 0 | 0 | 2177.28 | 1239.68 | 0 | 0 | 3514.55 | 95 | 0 | 0 | 0 | 0 | 0 | 0 | 2177.28 | 1239.68 | 0 | 0 | 3514.55 | 95 | 0 | 0 | 0 | 0 | 0 | 0 | 6373.2103 | 1239.68 | 0 | 0 | 7665.4105 | 95 | 0 | 0 | 0 | 0 | 0 | 0
PG&E North of Greater Bay Study Area | Cloverdale | 115 | 0 | 0 | 0 | 0 | 0 | 0 | 0 | 0 | 0 | 0 | 0 | 0 | 0 | 0 | 0 | 0 | 0 | 0 | 0 | 0 | 0 | 0 | 0 | 0 | 0 | 0 | 0 | 0 | 0 | 0 | 0 | 0 | 0 | 0 | 0 | 0 | 0 | 0 | 0 | 0 | 0 | 0 | 32.2 | 0 | 0 | 0 | 0 | 0 | 0 | 0 | 0 | 0 | 0 | 0 | 0 | 0 | 0 | 0 | 0 | 0 | 0 | 0 | 0 | 0 | 0 | 0 | 0 | 0 | 0 | 0 | 0 | 0 | 0 | 0 | 0 | 0 | 0 | 0 | 32.2 | 0 | 0 | 0 | 0 | 0
PG&E Greater Bay Study Area | Coburn | 230 | 0 | 0 | 0 | 0 | 0 | 0 | 0 | 0 | 0 | 0 | 0 | 0 | 0 | 0 | 0 | 0 | 0 | 0 | 0 | 0 | 0 | 0 | 0 | 0 | 0 | 0 | 0 | 0 | 0 | 0 | 0 | 0 | 0 | 0 | 0 | 0 | 124.3 | 0 | 0 | 0 | 0 | 0 | 0 | 0 | 0 | 0 | 0 | 0 | 0 | 0 | 0 | 0 | 0 | 0 | 0 | 0 | 0 | 0 | 0 | 0 | 0 | 0 | 0 | 0 | 0 | 0 | 0 | 0 | 0 | 0 | 0 | 0 | 124.3 | 0 | 0 | 0 | 0 | 0 | 0 | 0 | 0 | 0 | 0 | 0
PG&E North of Greater Bay Study Area | Colgate | 230 | 0 | 0 | 0 | 0 | 0 | 0 | 0 | 0 | 0 | 0 | 0 | 0 | 0 | 0 | 0 | 0 | 0 | 0 | 0 | 0 | 0 | 0 | 0 | 0 | 0 | 0 | 0 | 0 | 0 | 0 | 0 | 0 | 0 | 0 | 0 | 0 | 0 | 0 | 0 | 0 | 0 | 0 | 0 | 0 | 0 | 0 | 0 | 0 | 0 | 0 | 0 | 0 | 0 | 0 | 0 | 0 | 0 | 0 | 0 | 0 | 0 | 0 | 0 | 0 | 0 | 0 | 0 | 0 | 0 | 0 | 0 | 0 | 0 | 0 | 0 | 0 | 0 | 0 | 0 | 0 | 0 | 0 | 0 | 0
PG&E Greater Bay Study Area | Collinsville | 500 | 0 | 0 | 0 | 0 | 0 | 0 | 0 | 0 | 0 | 0 | 0 | 0 | 0 | 0 | 0 | 0 | 0 | 0 | 0 | 0 | 0 | 0 | 0 | 0 | 0 | 0 | 0 | 0 | 0 | 0 | 0 | 0 | 0 | 0 | 0 | 0 | 0 | 0 | 0 | 0 | 0 | 0 | 0 | 0 | 0 | 0 | 0 | 0 | 0 | 0 | 0 | 0 | 0 | 0 | 0 | 0 | 0 | 0 | 0 | 0 | 0 | 0 | 0 | 0 | 0 | 0 | 0 | 0 | 0 | 0 | 0 | 0 | 0 | 0 | 0 | 0 | 0 | 0 | 0 | 0 | 0 | 0 | 0 | 0
PG&E Greater Bay Study Area | Collinsville | 230 | 0 | 0 | 0 | 0 | 0 | 0 | 0 | 0 | 0 | 0 | 0 | 0 | 0 | 0 | 0 | 0 | 0 | 0 | 0 | 0 | 0 | 0 | 0 | 0 | 0 | 0 | 0 | 0 | 0 | 0 | 0 | 0 | 0 | 0 | 0 | 0 | 0 | 0 | 0 | 0 | 0 | 0 | 0 | 0 | 0 | 0 | 0 | 0 | 0 | 0 | 0 | 0 | 0 | 0 | 0 | 0 | 0 | 0 | 0 | 0 | 0 | 0 | 0 | 0 | 0 | 0 | 0 | 0 | 0 | 0 | 0 | 0 | 0 | 0 | 0 | 0 | 0 | 0 | 0 | 0 | 0 | 0 | 0 | 0
SCE Eastern Study Area | Colorado River | 500 | 0 | 0 | 0 | 0 | 0 | 0 | 0 | 0 | 0 | 0 | 0 | 0 | 3.2 | 3.2 | 0 | 0 | 62.5 | 0 | 0 | 0 | 0 | 0 | 0 | 0 | 3.2 | 3.2 | 0 | 0 | 62.5 | 0 | 0 | 0 | 0 | 0 | 0 | 0 | 3.2 | 3.2 | 0 | 0 | 62.5 | 0 | 0 | 0 | 0 | 0 | 0 | 0 | 3.2 | 3.2 | 0 | 0 | 62.5 | 0 | 0 | 0 | 0 | 0 | 0 | 0 | 3.2 | 3.2 | 0 | 0 | 62.5 | 0 | 0 | 0 | 0 | 0 | 0 | 0 | 3.2 | 3.2 | 0 | 0 | 62.5 | 0 | 0 | 0 | 0 | 0 | 0 | 0
SCE Eastern Study Area | Colorado River | 230 | 415 | 0 | 0 | 0 | 410.5 | 0 | 0 | 0 | 0 | 0 | 0 | 0 | 1179.762 | 0 | 0 | 0 | 1180.9 | 5.43 | 0 | 0 | 0 | 0 | 0 | 0 | 1179.762 | 0 | 0 | 0 | 1180.9 | 5.43 | 0 | 0 | 0 | 0 | 0 | 0 | 2258.394 | 0 | 0 | 0 | 1899.092 | 5.43 | 0 | 0 | 0 | 0 | 0 | 0 | 1179.762 | 0 | 0 | 0 | 1180.9 | 5.43 | 0 | 0 | 0 | 0 | 0 | 0 | 1179.762 | 0 | 0 | 0 | 1180.9 | 5.43 | 0 | 0 | 0 | 0 | 0 | 0 | 2258.394 | 0 | 0 | 0 | 1899.092 | 5.43 | 0 | 0 | 0 | 0 | 0 | 0
PG&E Kern Study Area | Columbus | 115 | 0 | 0 | 0 | 0 | 0 | 0 | 0 | 0 | 0 | 0 | 0 | 0 | 0 | 0 | 0 | 0 | 0 | 0 | 0 | 0 | 0 | 0 | 0 | 0 | 0 | 0 | 0 | 0 | 0 | 0 | 0 | 0 | 0 | 0 | 0 | 0 | 0 | 0 | 0 | 0 | 0 | 0 | 0 | 0 | 0 | 0 | 0 | 0 | 0 | 0 | 0 | 0 | 0 | 0 | 0 | 0 | 0 | 0 | 0 | 0 | 0 | 0 | 0 | 0 | 0 | 0 | 0 | 0 | 0 | 0 | 0 | 0 | 0 | 0 | 0 | 0 | 0 | 0 | 0 | 0 | 0 | 0 | 0 | 0
PG&E Greater Bay Study Area | Contra Costa PP | 230 | 0 | 0 | 0 | 0 | 0 | 0 | 0 | 0 | 0 | 0 | 0 | 0 | 0 | 0 | 0 | 0 | 0 | 0 | 0 | 0 | 0 | 0 | 0 | 0 | 0 | 0 | 0 | 0 | 0 | 0 | 0 | 0 | 0 | 0 | 0 | 0 | 0 | 0 | 0 | 0 | 0 | 0 | 0 | 0 | 0 | 0 | 0 | 0 | 0 | 0 | 0 | 0 | 0 | 0 | 0 | 0 | 0 | 0 | 0 | 0 | 0 | 0 | 0 | 0 | 0 | 0 | 0 | 0 | 0 | 0 | 0 | 0 | 0 | 0 | 0 | 0 | 0 | 0 | 0 | 0 | 0 | 0 | 0 | 0
PG&E Greater Bay Study Area | Contra Costa | 230 | 0 | 0 | 0 | 0 | 0 | 0 | 0 | 0 | 0 | 0 | 0 | 0 | 0 | 0 | 0 | 0 | 0 | 0 | 0 | 0 | 0 | 0 | 0 | 0 | 0 | 0 | 0 | 0 | 0 | 0 | 0 | 0 | 0 | 0 | 0 | 0 | 564.168 | 0 | 0 | 0 | 0 | 0 | 0 | 0 | 0 | 0 | 0 | 0 | 0 | 0 | 0 | 0 | 0 | 0 | 0 | 0 | 0 | 0 | 0 | 0 | 0 | 0 | 0 | 0 | 0 | 0 | 0 | 0 | 0 | 0 | 0 | 0 | 564.168 | 0 | 0 | 0 | 0 | 0 | 0 | 0 | 0 | 0 | 0 | 0
SCE North of Lugo Study Area | Control | 115 | 0 | 0 | 0 | 0 | 0 | 0 | 0 | 0 | 0 | 0 | 0 | 0 | 0 | 0 | 0 | 0 | 0 | 0 | 0 | 0 | 0 | 0 | 0 | 0 | 0 | 0 | 0 | 0 | 0 | 0 | 0 | 0 | 0 | 0 | 0 | 0 | 0 | 0 | 0 | 0 | 0 | 0 | 0 | 0 | 0 | 0 | 0 | 0 | 0 | 0 | 0 | 0 | 0 | 0 | 0 | 0 | 0 | 0 | 0 | 0 | 0 | 0 | 0 | 0 | 0 | 0 | 0 | 0 | 0 | 0 | 0 | 0 | 0 | 0 | 0 | 0 | 0 | 0 | 0 | 0 | 0 | 0 | 0 | 0
SCE North of Lugo Study Area | Coolwater | 230 | 0 | 0 | 0 | 0 | 0 | 0 | 0 | 0 | 0 | 0 | 0 | 0 | 0 | 0 | 0 | 0 | 0 | 0 | 0 | 0 | 0 | 0 | 0 | 0 | 0 | 0 | 0 | 0 | 0 | 0 | 0 | 0 | 0 | 0 | 0 | 0 | 0 | 0 | 0 | 0 | 0 | 0 | 0 | 0 | 0 | 0 | 0 | 0 | 0 | 0 | 0 | 0 | 0 | 0 | 0 | 0 | 0 | 0 | 0 | 0 | 0 | 0 | 0 | 0 | 0 | 0 | 0 | 0 | 0 | 0 | 0 | 0 | 0 | 0 | 0 | 0 | 0 | 0 | 0 | 0 | 0 | 0 | 0 | 0
SCE North of Lugo Study Area | Coolwater | 115 | 118.5 | 118.5 | 0 | 0 | 148.96 | 148.96 | 0 | 0 | 0 | 0 | 0 | 0 | 118.5 | 118.5 | 0 | 0 | 148.96 | 148.96 | 0 | 0 | 0 | 0 | 0 | 0 | 322.66 | 118.5 | 0 | 0 | 355.55 | 148.96 | 0 | 0 | 212.18 | 0 | 0 | 0 | 322.66 | 118.5 | 0 | 0 | 355.55 | 148.96 | 0 | 0 | 212.18 | 0 | 0 | 0 | 118.5 | 118.5 | 0 | 0 | 148.96 | 148.96 | 0 | 0 | 0 | 0 | 0 | 0 | 322.66 | 118.5 | 0 | 0 | 355.55 | 148.96 | 0 | 0 | 212.18 | 0 | 0 | 0 | 322.66 | 118.5 | 0 | 0 | 355.55 | 148.96 | 0 | 0 | 212.18 | 0 | 0 | 0
PG&E Fresno Study Area | Corcoran | 115 | 0 | 0 | 0 | 0 | 0 | 0 | 0 | 0 | 0 | 0 | 0 | 0 | 0 | 0 | 0 | 0 | 0 | 0 | 0 | 0 | 0 | 0 | 0 | 0 | 0 | 0 | 0 | 0 | 0 | 0 | 0 | 0 | 0 | 0 | 0 | 0 | 87.5 | 0 | 0 | 0 | 87.5 | 0 | 0 | 0 | 0 | 0 | 0 | 0 | 0 | 0 | 0 | 0 | 0 | 0 | 0 | 0 | 0 | 0 | 0 | 0 | 0 | 0 | 0 | 0 | 0 | 0 | 0 | 0 | 0 | 0 | 0 | 0 | 87.5 | 0 | 0 | 0 | 87.5 | 0 | 0 | 0 | 0 | 0 | 0 | 0
PG&E North of Greater Bay Study Area | Corona | 115 | 0 | 0 | 0 | 0 | 0 | 0 | 0 | 0 | 0 | 0 | 0 | 0 | 0 | 0 | 0 | 0 | 0 | 0 | 0 | 0 | 0 | 0 | 0 | 0 | 0 | 0 | 0 | 0 | 0 | 0 | 0 | 0 | 0 | 0 | 0 | 0 | 0 | 0 | 0 | 0 | 0 | 0 | 0 | 0 | 0 | 0 | 0 | 0 | 0 | 0 | 0 | 0 | 0 | 0 | 0 | 0 | 0 | 0 | 0 | 0 | 0 | 0 | 0 | 0 | 0 | 0 | 0 | 0 | 0 | 0 | 0 | 0 | 0 | 0 | 0 | 0 | 0 | 0 | 0 | 0 | 0 | 0 | 0 | 0
PG&E North of Greater Bay Study Area | Cortina | 230 | 0 | 0 | 0 | 0 | 0 | 0 | 0 | 0 | 0 | 0 | 0 | 0 | 0 | 0 | 0 | 0 | 0 | 0 | 0 | 0 | 0 | 0 | 0 | 0 | 0 | 0 | 0 | 0 | 0 | 0 | 0 | 0 | 0 | 0 | 0 | 0 | 0 | 0 | 0 | 0 | 0 | 0 | 0 | 0 | 0 | 0 | 0 | 0 | 0 | 0 | 0 | 0 | 0 | 0 | 0 | 0 | 0 | 0 | 0 | 0 | 0 | 0 | 0 | 0 | 0 | 0 | 0 | 0 | 0 | 0 | 0 | 0 | 0 | 0 | 0 | 0 | 0 | 0 | 0 | 0 | 0 | 0 | 0 | 0
PG&E North of Greater Bay Study Area | Cortina | 115 | 80 | 20.8 | 0 | 0 | 83.54 | 80 | 0 | 0 | 0 | 0 | 0 | 0 | 230 | 170.8 | 0 | 0 | 233.54 | 80 | 0 | 0 | 0 | 0 | 0 | 0 | 230 | 170.8 | 0 | 0 | 233.54 | 80 | 0 | 0 | 0 | 0 | 0 | 0 | 230 | 170.8 | 0 | 0 | 233.54 | 80 | 0 | 0 | 0 | 0 | 0 | 0 | 230 | 170.8 | 0 | 0 | 233.54 | 80 | 0 | 0 | 0 | 0 | 0 | 0 | 230 | 170.8 | 0 | 0 | 233.54 | 80 | 0 | 0 | 0 | 0 | 0 | 0 | 230 | 170.8 | 0 | 0 | 233.54 | 80 | 0 | 0 | 0 | 0 | 0 | 0
PG&E Greater Bay Study Area | Cottle | 230 | 0 | 0 | 0 | 0 | 0 | 0 | 0 | 0 | 0 | 0 | 0 | 0 | 0 | 0 | 0 | 0 | 0 | 0 | 0 | 0 | 0 | 0 | 0 | 0 | 0 | 0 | 0 | 0 | 0 | 0 | 0 | 0 | 0 | 0 | 0 | 0 | 102.672 | 0 | 0 | 0 | 0 | 0 | 0 | 0 | 0 | 0 | 0 | 0 | 0 | 0 | 0 | 0 | 0 | 0 | 0 | 0 | 0 | 0 | 0 | 0 | 0 | 0 | 0 | 0 | 0 | 0 | 0 | 0 | 0 | 0 | 0 | 0 | 102.672 | 0 | 0 | 0 | 0 | 0 | 0 | 0 | 0 | 0 | 0 | 0
PG&E North of Greater Bay Study Area | Cottonwood | 230 | 0 | 0 | 0 | 0 | 0 | 0 | 0 | 0 | 0 | 0 | 0 | 0 | 0 | 0 | 0 | 0 | 0 | 0 | 0 | 0 | 0 | 0 | 0 | 0 | 0 | 0 | 0 | 0 | 0 | 0 | 0 | 0 | 0 | 0 | 0 | 0 | 19.992 | 0 | 0 | 0 | 93.5 | 0 | 0 | 0 | 0 | 0 | 0 | 0 | 0 | 0 | 0 | 0 | 0 | 0 | 0 | 0 | 0 | 0 | 0 | 0 | 0 | 0 | 0 | 0 | 0 | 0 | 0 | 0 | 0 | 0 | 0 | 0 | 19.992 | 0 | 0 | 0 | 93.5 | 0 | 0 | 0 | 0 | 0 | 0 | 0
PG&E Greater Bay Study Area | Coyote | 230 | 0 | 0 | 0 | 0 | 0 | 0 | 0 | 0 | 0 | 0 | 0 | 0 | 0 | 0 | 0 | 0 | 0 | 0 | 0 | 0 | 0 | 0 | 0 | 0 | 0 | 0 | 0 | 0 | 0 | 0 | 0 | 0 | 0 | 0 | 0 | 0 | 0 | 0 | 0 | 0 | 0 | 0 | 0 | 0 | 0 | 0 | 0 | 0 | 0 | 0 | 0 | 0 | 0 | 0 | 0 | 0 | 0 | 0 | 0 | 0 | 0 | 0 | 0 | 0 | 0 | 0 | 0 | 0 | 0 | 0 | 0 | 0 | 0 | 0 | 0 | 0 | 0 | 0 | 0 | 0 | 0 | 0 | 0 | 0
SDG&E Study Area | Creelman | 69 | 103.275 | 0 | 0 | 0 | 0 | 0 | 0 | 0 | 0 | 0 | 0 | 0 | 0 | 0 | 0 | 0 | 0 | 0 | 0 | 0 | 0 | 0 | 0 | 0 | 155.275 | 0 | 0 | 0 | 0 | 0 | 0 | 0 | 0 | 0 | 0 | 0 | 155.275 | 0 | 0 | 0 | 0 | 0 | 0 | 0 | 0 | 0 | 0 | 0 | 0 | 0 | 0 | 0 | 0 | 0 | 0 | 0 | 0 | 0 | 0 | 0 | 155.275 | 0 | 0 | 0 | 0 | 0 | 0 | 0 | 0 | 0 | 0 | 0 | 155.275 | 0 | 0 | 0 | 0 | 0 | 0 | 0 | 0 | 0 | 0 | 0
PG&E Greater Bay Study Area | Crow Creek | 60 | 0 | 0 | 0 | 0 | 0 | 0 | 0 | 0 | 0 | 0 | 0 | 0 | 20 | 0 | 0 | 0 | 0.02 | 0 | 0 | 0 | 0 | 0 | 0 | 0 | 20 | 0 | 0 | 0 | 0.02 | 0 | 0 | 0 | 0 | 0 | 0 | 0 | 20 | 0 | 0 | 0 | 0.02 | 0 | 0 | 0 | 0 | 0 | 0 | 0 | 20 | 0 | 0 | 0 | 0.02 | 0 | 0 | 0 | 0 | 0 | 0 | 0 | 20 | 0 | 0 | 0 | 0.02 | 0 | 0 | 0 | 0 | 0 | 0 | 0 | 20 | 0 | 0 | 0 | 0.02 | 0 | 0 | 0 | 0 | 0 | 0 | 0
PG&E Greater Bay Study Area | Curtis | 115 | 0 | 0 | 0 | 0 | 0 | 0 | 0 | 0 | 0 | 0 | 0 | 0 | 0 | 0 | 0 | 0 | 0 | 0 | 0 | 0 | 0 | 0 | 0 | 0 | 0 | 0 | 0 | 0 | 0 | 0 | 0 | 0 | 0 | 0 | 0 | 0 | 0 | 0 | 0 | 0 | 0 | 0 | 0 | 0 | 0 | 0 | 0 | 0 | 0 | 0 | 0 | 0 | 0 | 0 | 0 | 0 | 0 | 0 | 0 | 0 | 0 | 0 | 0 | 0 | 0 | 0 | 0 | 0 | 0 | 0 | 0 | 0 | 0 | 0 | 0 | 0 | 0 | 0 | 0 | 0 | 0 | 0 | 0 | 0
PG&E Fresno Study Area | Dairyland | 115 | 0 | 0 | 0 | 0 | 0 | 0 | 0 | 0 | 0 | 0 | 0 | 0 | 0 | 0 | 0 | 0 | 0 | 0 | 0 | 0 | 0 | 0 | 0 | 0 | 0 | 0 | 0 | 0 | 0 | 0 | 0 | 0 | 0 | 0 | 0 | 0 | 0 | 0 | 0 | 0 | 0 | 0 | 0 | 0 | 0 | 0 | 0 | 0 | 0 | 0 | 0 | 0 | 0 | 0 | 0 | 0 | 0 | 0 | 0 | 0 | 0 | 0 | 0 | 0 | 0 | 0 | 0 | 0 | 0 | 0 | 0 | 0 | 0 | 0 | 0 | 0 | 0 | 0 | 0 | 0 | 0 | 0 | 0 | 0
PG&E North of Greater Bay Study Area | Davis | 115 | 0 | 0 | 0 | 0 | 0 | 0 | 0 | 0 | 0 | 0 | 0 | 0 | 12.1 | 0 | 0 | 0 | 0 | 0 | 0 | 0 | 0 | 0 | 0 | 0 | 96.9117 | 0 | 0 | 0 | 84.9957 | 0 | 0 | 0 | 0 | 0 | 0 | 0 | 96.9117 | 0 | 0 | 0 | 84.9957 | 0 | 0 | 0 | 0 | 0 | 0 | 0 | 12.1 | 0 | 0 | 0 | 0 | 0 | 0 | 0 | 0 | 0 | 0 | 0 | 96.9117 | 0 | 0 | 0 | 84.9957 | 0 | 0 | 0 | 0 | 0 | 0 | 0 | 96.9117 | 0 | 0 | 0 | 84.9957 | 0 | 0 | 0 | 0 | 0 | 0 | 0
SCE Metro Study Area | Del Amo | 230 | 0 | 0 | 0 | 0 | 0 | 0 | 0 | 0 | 0 | 0 | 0 | 0 | 0 | 0 | 0 | 0 | 0 | 0 | 0 | 0 | 0 | 0 | 0 | 0 | 0 | 0 | 0 | 0 | 0 | 0 | 0 | 0 | 0 | 0 | 0 | 0 | 0 | 0 | 0 | 0 | 0 | 0 | 0 | 0 | 0 | 0 | 0 | 0 | 0 | 0 | 0 | 0 | 0 | 0 | 0 | 0 | 0 | 0 | 0 | 0 | 0 | 0 | 0 | 0 | 0 | 0 | 0 | 0 | 0 | 0 | 0 | 0 | 0 | 0 | 0 | 0 | 0 | 0 | 0 | 0 | 0 | 0 | 0 | 0
SCE Eastern Study Area | Delaney | 500 | 0 | 0 | 0 | 0 | 0 | 0 | 0 | 0 | 0 | 0 | 0 | 0 | 0 | 0 | 0 | 0 | 0 | 0 | 0 | 0 | 0 | 0 | 0 | 0 | 308.926 | 0 | 0 | 0 | 158.926 | 0 | 0 | 0 | 0 | 0 | 0 | 0 | 880.666 | 0 | 0 | 0 | 738.886 | 0 | 0 | 0 | 0 | 0 | 0 | 0 | 0 | 0 | 0 | 0 | 0 | 0 | 0 | 0 | 0 | 0 | 0 | 0 | 308.926 | 0 | 0 | 0 | 158.926 | 0 | 0 | 0 | 0 | 0 | 0 | 0 | 880.666 | 0 | 0 | 0 | 738.886 | 0 | 0 | 0 | 0 | 0 | 0 | 0
PG&E North of Greater Bay Study Area | Delevan | 230 | 0 | 0 | 0 | 0 | 0 | 0 | 0 | 0 | 0 | 0 | 0 | 0 | 510 | 48 | 0 | 0 | 513.5 | 0 | 0 | 0 | 0 | 0 | 0 | 0 | 510 | 48 | 0 | 0 | 513.5 | 0 | 0 | 0 | 0 | 0 | 0 | 0 | 669.418 | 48 | 0 | 0 | 673.8789 | 0 | 0 | 0 | 0 | 0 | 0 | 0 | 510 | 48 | 0 | 0 | 513.5 | 0 | 0 | 0 | 0 | 0 | 0 | 0 | 510 | 48 | 0 | 0 | 513.5 | 0 | 0 | 0 | 0 | 0 | 0 | 0 | 669.418 | 48 | 0 | 0 | 673.8789 | 0 | 0 | 0 | 0 | 0 | 0 | 0
PG&E Greater Bay Study Area | Delta PP | 230 | 0 | 0 | 0 | 0 | 0 | 0 | 0 | 0 | 0 | 0 | 0 | 0 | 0 | 0 | 0 | 0 | 0 | 0 | 0 | 0 | 0 | 0 | 0 | 0 | 102.25 | 0 | 0 | 0 | 0 | 0 | 0 | 0 | 0 | 0 | 0 | 0 | 606.25 | 0 | 0 | 0 | 0 | 0 | 0 | 0 | 0 | 0 | 0 | 0 | 0 | 0 | 0 | 0 | 0 | 0 | 0 | 0 | 0 | 0 | 0 | 0 | 102.25 | 0 | 0 | 0 | 0 | 0 | 0 | 0 | 0 | 0 | 0 | 0 | 606.25 | 0 | 0 | 0 | 0 | 0 | 0 | 0 | 0 | 0 | 0 | 0
East of Pisgah Study Area | Desert View | 230 | 0 | 0 | 0 | 0 | 0 | 0 | 0 | 0 | 0 | 0 | 0 | 0 | 0 | 0 | 0 | 0 | 0 | 0 | 0 | 0 | 0 | 0 | 0 | 0 | 0 | 0 | 0 | 0 | 0 | 0 | 0 | 0 | 0 | 0 | 0 | 0 | 350 | 0 | 0 | 0 | 350 | 0 | 0 | 0 | 0 | 0 | 0 | 0 | 0 | 0 | 0 | 0 | 0 | 0 | 0 | 0 | 0 | 0 | 0 | 0 | 0 | 0 | 0 | 0 | 0 | 0 | 0 | 0 | 0 | 0 | 0 | 0 | 350 | 0 | 0 | 0 | 350 | 0 | 0 | 0 | 0 | 0 | 0 | 0
SCE Eastern Study Area | Devers | 500 | 0 | 0 | 0 | 0 | 0 | 0 | 0 | 0 | 0 | 0 | 0 | 0 | 0 | 0 | 0 | 0 | 0 | 0 | 0 | 0 | 0 | 0 | 0 | 0 | 0 | 0 | 0 | 0 | 0 | 0 | 0 | 0 | 0 | 0 | 0 | 0 | 0 | 0 | 0 | 0 | 0 | 0 | 0 | 0 | 0 | 0 | 0 | 0 | 0 | 0 | 0 | 0 | 0 | 0 | 0 | 0 | 0 | 0 | 0 | 0 | 0 | 0 | 0 | 0 | 0 | 0 | 0 | 0 | 0 | 0 | 0 | 0 | 0 | 0 | 0 | 0 | 0 | 0 | 0 | 0 | 0 | 0 | 0 | 0
SCE Eastern Study Area | Devers | 230 | 95.85 | 45.66 | 0 | 0 | 0 | 0 | 0 | 0 | 60 | 0 | 0 | 0 | 95.85 | 45.66 | 0 | 0 | 0 | 0 | 0 | 0 | 60 | 0 | 0 | 0 | 537.97 | 45.66 | 0 | 0 | 595.72 | 0 | 0 | 0 | 267.2 | 0 | 0 | 0 | 1209.73 | 45.66 | 0 | 0 | 595.72 | 0 | 0 | 0 | 267.2 | 0 | 0 | 0 | 95.85 | 45.66 | 0 | 0 | 0 | 0 | 0 | 0 | 60 | 0 | 0 | 0 | 537.97 | 45.66 | 0 | 0 | 595.72 | 0 | 0 | 0 | 267.2 | 0 | 0 | 0 | 798.97 | 45.66 | 0 | 0 | 595.72 | 0 | 0 | 0 | 267.2 | 0 | 0 | 0
PG&E Kern Study Area | Diablo | 500 | 0 | 0 | 0 | 0 | 0 | 0 | 0 | 0 | 0 | 0 | 0 | 0 | 0 | 0 | 0 | 0 | 0 | 0 | 0 | 0 | 0 | 0 | 1028.94 | 1000 | 0 | 0 | 0 | 0 | 0 | 0 | 0 | 0 | 0 | 0 | 1028.94 | 1000 | 756.054 | 0 | 0 | 0 | 0 | 0 | 0 | 0 | 0 | 0 | 4012.012 | 1000 | 0 | 0 | 0 | 0 | 0 | 0 | 0 | 0 | 0 | 0 | 1028.94 | 1000 | 0 | 0 | 0 | 0 | 0 | 0 | 0 | 0 | 0 | 0 | 1028.94 | 1000 | 756.054 | 0 | 0 | 0 | 0 | 0 | 0 | 0 | 0 | 0 | 4012.012 | 1000
PG&E Kern Study Area | Diablo | 230 | 0 | 0 | 0 | 0 | 0 | 0 | 0 | 0 | 0 | 0 | 0 | 0 | 0 | 0 | 0 | 0 | 0 | 0 | 0 | 0 | 0 | 0 | 0 | 0 | 0 | 0 | 0 | 0 | 0 | 0 | 0 | 0 | 0 | 0 | 0 | 0 | 0 | 0 | 0 | 0 | 0 | 0 | 0 | 0 | 0 | 0 | 0 | 0 | 0 | 0 | 0 | 0 | 0 | 0 | 0 | 0 | 0 | 0 | 0 | 0 | 0 | 0 | 0 | 0 | 0 | 0 | 0 | 0 | 0 | 0 | 0 | 0 | 0 | 0 | 0 | 0 | 0 | 0 | 0 | 0 | 0 | 0 | 0 | 0
PG&E Greater Bay Study Area | Dixon Landing | 115 | 0 | 0 | 0 | 0 | 0 | 0 | 0 | 0 | 0 | 0 | 0 | 0 | 0 | 0 | 0 | 0 | 0 | 0 | 0 | 0 | 0 | 0 | 0 | 0 | 0 | 0 | 0 | 0 | 0 | 0 | 0 | 0 | 0 | 0 | 0 | 0 | 0 | 0 | 0 | 0 | 0 | 0 | 0 | 0 | 0 | 0 | 0 | 0 | 0 | 0 | 0 | 0 | 0 | 0 | 0 | 0 | 0 | 0 | 0 | 0 | 0 | 0 | 0 | 0 | 0 | 0 | 0 | 0 | 0 | 0 | 0 | 0 | 0 | 0 | 0 | 0 | 0 | 0 | 0 | 0 | 0 | 0 | 0 | 0
PG&E Greater Bay Study Area | Donnells PH | 115 | 0 | 0 | 0 | 0 | 0 | 0 | 0 | 0 | 0 | 0 | 0 | 0 | 0 | 0 | 0 | 0 | 0 | 0 | 0 | 0 | 0 | 0 | 0 | 0 | 0 | 0 | 0 | 0 | 0 | 0 | 0 | 0 | 0 | 0 | 0 | 0 | 0 | 0 | 0 | 0 | 0 | 0 | 0 | 0 | 0 | 0 | 0 | 0 | 0 | 0 | 0 | 0 | 0 | 0 | 0 | 0 | 0 | 0 | 0 | 0 | 0 | 0 | 0 | 0 | 0 | 0 | 0 | 0 | 0 | 0 | 0 | 0 | 0 | 0 | 0 | 0 | 0 | 0 | 0 | 0 | 0 | 0 | 0 | 0
PG&E Fresno Study Area | Dos Amigos | 230 | 0 | 0 | 0 | 0 | 0 | 0 | 0 | 0 | 0 | 0 | 0 | 0 | 0 | 0 | 0 | 0 | 0 | 0 | 0 | 0 | 0 | 0 | 0 | 0 | 0 | 0 | 0 | 0 | 0 | 0 | 0 | 0 | 0 | 0 | 0 | 0 | 0 | 0 | 0 | 0 | 0 | 0 | 0 | 0 | 0 | 0 | 0 | 0 | 0 | 0 | 0 | 0 | 0 | 0 | 0 | 0 | 0 | 0 | 0 | 0 | 0 | 0 | 0 | 0 | 0 | 0 | 0 | 0 | 0 | 0 | 0 | 0 | 0 | 0 | 0 | 0 | 0 | 0 | 0 | 0 | 0 | 0 | 0 | 0
PG&E North of Greater Bay Study Area | Drum | 115 | 0 | 0 | 0 | 0 | 0 | 0 | 0 | 0 | 0 | 0 | 0 | 0 | 0 | 0 | 0 | 0 | 0 | 0 | 0 | 0 | 0 | 0 | 0 | 0 | 0 | 0 | 0 | 0 | 0 | 0 | 0 | 0 | 0 | 0 | 0 | 0 | 0 | 0 | 0 | 0 | 0 | 0 | 0 | 0 | 0 | 0 | 0 | 0 | 0 | 0 | 0 | 0 | 0 | 0 | 0 | 0 | 0 | 0 | 0 | 0 | 0 | 0 | 0 | 0 | 0 | 0 | 0 | 0 | 0 | 0 | 0 | 0 | 0 | 0 | 0 | 0 | 0 | 0 | 0 | 0 | 0 | 0 | 0 | 0
PG&E Greater Bay Study Area | Dumbarton | 115 | 0 | 0 | 0 | 0 | 0 | 0 | 0 | 0 | 0 | 0 | 0 | 0 | 0 | 0 | 0 | 0 | 0 | 0 | 0 | 0 | 0 | 0 | 0 | 0 | 0 | 0 | 0 | 0 | 0 | 0 | 0 | 0 | 0 | 0 | 0 | 0 | 62.6 | 0 | 0 | 0 | 0 | 0 | 0 | 0 | 0 | 0 | 0 | 0 | 0 | 0 | 0 | 0 | 0 | 0 | 0 | 0 | 0 | 0 | 0 | 0 | 0 | 0 | 0 | 0 | 0 | 0 | 0 | 0 | 0 | 0 | 0 | 0 | 62.6 | 0 | 0 | 0 | 0 | 0 | 0 | 0 | 0 | 0 | 0 | 0
SCE Eastern Study Area | Eagle Mountain | 230 | 0 | 0 | 0 | 0 | 0 | 0 | 0 | 0 | 0 | 0 | 0 | 0 | 0 | 0 | 0 | 0 | 0 | 0 | 0 | 0 | 0 | 0 | 0 | 0 | 0 | 0 | 0 | 0 | 0 | 0 | 0 | 0 | 0 | 0 | 0 | 0 | 0 | 0 | 0 | 0 | 0 | 0 | 0 | 0 | 0 | 0 | 0 | 0 | 0 | 0 | 0 | 0 | 0 | 0 | 0 | 0 | 0 | 0 | 0 | 0 | 0 | 0 | 0 | 0 | 0 | 0 | 0 | 0 | 0 | 0 | 0 | 0 | 0 | 0 | 0 | 0 | 0 | 0 | 0 | 0 | 0 | 0 | 0 | 0
PG&E North of Greater Bay Study Area | Eagle Rock (PGE) | 115 | 0 | 0 | 0 | 0 | 0 | 0 | 0 | 0 | 0 | 0 | 0 | 0 | 0 | 0 | 0 | 0 | 0 | 0 | 0 | 0 | 0 | 0 | 0 | 0 | 0 | 0 | 0 | 0 | 0 | 0 | 0 | 0 | 0 | 0 | 0 | 0 | 0 | 0 | 0 | 0 | 0 | 0 | 0 | 0 | 0 | 0 | 0 | 0 | 0 | 0 | 0 | 0 | 0 | 0 | 0 | 0 | 0 | 0 | 0 | 0 | 0 | 0 | 0 | 0 | 0 | 0 | 0 | 0 | 0 | 0 | 0 | 0 | 0 | 0 | 0 | 0 | 0 | 0 | 0 | 0 | 0 | 0 | 0 | 0
SCE Metro Study Area | Eagle Rock (SCE) | 230 | 0 | 0 | 0 | 0 | 0 | 0 | 0 | 0 | 0 | 0 | 0 | 0 | 0 | 0 | 0 | 0 | 0 | 0 | 0 | 0 | 0 | 0 | 0 | 0 | 0 | 0 | 0 | 0 | 0 | 0 | 0 | 0 | 0 | 0 | 0 | 0 | 0 | 0 | 0 | 0 | 0 | 0 | 0 | 0 | 0 | 0 | 0 | 0 | 0 | 0 | 0 | 0 | 0 | 0 | 0 | 0 | 0 | 0 | 0 | 0 | 0 | 0 | 0 | 0 | 0 | 0 | 0 | 0 | 0 | 0 | 0 | 0 | 0 | 0 | 0 | 0 | 0 | 0 | 0 | 0 | 0 | 0 | 0 | 0
PG&E North of Greater Bay Study Area | East Nicolaus | 115 | 0 | 0 | 0 | 0 | 0 | 0 | 0 | 0 | 0 | 0 | 0 | 0 | 0 | 0 | 0 | 0 | 0 | 0 | 0 | 0 | 0 | 0 | 0 | 0 | 0 | 0 | 0 | 0 | 0 | 0 | 0 | 0 | 0 | 0 | 0 | 0 | 0 | 0 | 0 | 0 | 0 | 0 | 0 | 0 | 0 | 0 | 0 | 0 | 0 | 0 | 0 | 0 | 0 | 0 | 0 | 0 | 0 | 0 | 0 | 0 | 0 | 0 | 0 | 0 | 0 | 0 | 0 | 0 | 0 | 0 | 0 | 0 | 0 | 0 | 0 | 0 | 0 | 0 | 0 | 0 | 0 | 0 | 0 | 0
PG&E Greater Bay Study Area | East Shore | 230 | 0 | 0 | 0 | 0 | 0 | 0 | 0 | 0 | 0 | 0 | 0 | 0 | 0 | 0 | 0 | 0 | 0 | 0 | 0 | 0 | 0 | 0 | 0 | 0 | 0 | 0 | 0 | 0 | 0 | 0 | 0 | 0 | 0 | 0 | 0 | 0 | 0 | 0 | 0 | 0 | 0 | 0 | 0 | 0 | 0 | 0 | 0 | 0 | 0 | 0 | 0 | 0 | 0 | 0 | 0 | 0 | 0 | 0 | 0 | 0 | 0 | 0 | 0 | 0 | 0 | 0 | 0 | 0 | 0 | 0 | 0 | 0 | 0 | 0 | 0 | 0 | 0 | 0 | 0 | 0 | 0 | 0 | 0 | 0
PG&E Greater Bay Study Area | East Shore | 115 | 0 | 0 | 0 | 0 | 0 | 0 | 0 | 0 | 0 | 0 | 0 | 0 | 0 | 0 | 0 | 0 | 0 | 0 | 0 | 0 | 0 | 0 | 0 | 0 | 0 | 0 | 0 | 0 | 0 | 0 | 0 | 0 | 0 | 0 | 0 | 0 | 252 | 0 | 0 | 0 | 0 | 0 | 0 | 0 | 0 | 0 | 0 | 0 | 0 | 0 | 0 | 0 | 0 | 0 | 0 | 0 | 0 | 0 | 0 | 0 | 0 | 0 | 0 | 0 | 0 | 0 | 0 | 0 | 0 | 0 | 0 | 0 | 252 | 0 | 0 | 0 | 0 | 0 | 0 | 0 | 0 | 0 | 0 | 0
SDG&E Study Area | ECO | 500 | 0 | 0 | 0 | 0 | 0 | 0 | 0 | 0 | 0 | 0 | 0 | 0 | 0 | 0 | 0 | 0 | 0 | 0 | 0 | 0 | 0 | 0 | 0 | 0 | 0 | 0 | 0 | 0 | 0 | 0 | 0 | 0 | 1001 | 0 | 0 | 0 | 0 | 0 | 0 | 0 | 0 | 0 | 0 | 0 | 1941.8 | 0 | 0 | 0 | 0 | 0 | 0 | 0 | 0 | 0 | 0 | 0 | 0 | 0 | 0 | 0 | 0 | 0 | 0 | 0 | 0 | 0 | 0 | 0 | 0 | 0 | 0 | 0 | 0 | 0 | 0 | 0 | 0 | 0 | 0 | 0 | 0 | 0 | 0 | 0
SDG&E Study Area | ECO | 230 | 0 | 0 | 0 | 0 | 0 | 0 | 0 | 0 | 652.5 | 0 | 0 | 0 | 0 | 0 | 0 | 0 | 0 | 0 | 0 | 0 | 0 | 0 | 0 | 0 | 0 | 0 | 0 | 0 | 0 | 0 | 0 | 0 | 652.5 | 0 | 0 | 0 | 0 | 0 | 0 | 0 | 0 | 0 | 0 | 0 | 652.5 | 0 | 0 | 0 | 0 | 0 | 0 | 0 | 0 | 0 | 0 | 0 | 0 | 0 | 0 | 0 | 0 | 0 | 0 | 0 | 0 | 0 | 0 | 0 | 652.5 | 0 | 0 | 0 | 0 | 0 | 0 | 0 | 0 | 0 | 0 | 0 | 652.5 | 0 | 0 | 0
SDG&E Study Area | ECO | 138 | 0 | 0 | 0 | 0 | 71.88 | 0 | 0 | 0 | 0 | 0 | 0 | 0 | 0 | 0 | 0 | 0 | 71.88 | 0 | 0 | 0 | 63.3 | 0.5 | 0 | 0 | 0 | 0 | 0 | 0 | 71.88 | 0 | 0 | 0 | 63.3 | 0.5 | 0 | 0 | 356.831 | 0 | 0 | 0 | 71.88 | 0 | 0 | 0 | 63.3 | 0.5 | 0 | 0 | 0 | 0 | 0 | 0 | 71.88 | 0 | 0 | 0 | 63.3 | 0.5 | 0 | 0 | 0 | 0 | 0 | 0 | 71.88 | 0 | 0 | 0 | 63.3 | 0.5 | 0 | 0 | 356.831 | 0 | 0 | 0 | 71.88 | 0 | 0 | 0 | 63.3 | 0.5 | 0 | 0
PG&E Greater Bay Study Area | Edes | 115 | 0 | 0 | 0 | 0 | 0 | 0 | 0 | 0 | 0 | 0 | 0 | 0 | 0 | 0 | 0 | 0 | 0 | 0 | 0 | 0 | 0 | 0 | 0 | 0 | 0 | 0 | 0 | 0 | 0 | 0 | 0 | 0 | 0 | 0 | 0 | 0 | 0 | 0 | 0 | 0 | 0 | 0 | 0 | 0 | 0 | 0 | 0 | 0 | 0 | 0 | 0 | 0 | 0 | 0 | 0 | 0 | 0 | 0 | 0 | 0 | 0 | 0 | 0 | 0 | 0 | 0 | 0 | 0 | 0 | 0 | 0 | 0 | 0 | 0 | 0 | 0 | 0 | 0 | 0 | 0 | 0 | 0 | 0 | 0
PG&E Greater Bay Study Area | Eight Mile | 230 | 0 | 0 | 0 | 0 | 0 | 0 | 0 | 0 | 0 | 0 | 0 | 0 | 0 | 0 | 0 | 0 | 0 | 0 | 0 | 0 | 0 | 0 | 0 | 0 | 0 | 0 | 0 | 0 | 0 | 0 | 0 | 0 | 0 | 0 | 0 | 0 | 0 | 0 | 0 | 0 | 0 | 0 | 0 | 0 | 0 | 0 | 0 | 0 | 0 | 0 | 0 | 0 | 0 | 0 | 0 | 0 | 0 | 0 | 0 | 0 | 0 | 0 | 0 | 0 | 0 | 0 | 0 | 0 | 0 | 0 | 0 | 0 | 0 | 0 | 0 | 0 | 0 | 0 | 0 | 0 | 0 | 0 | 0 | 0
SDG&E Study Area | El Cajon | 69 | 0.774 | 0 | 0 | 0 | 0 | 0 | 0 | 0 | 0 | 0 | 0 | 0 | 0.774 | 0 | 0 | 0 | 0 | 0 | 0 | 0 | 0 | 0 | 0 | 0 | 0.774 | 0 | 0 | 0 | 0 | 0 | 0 | 0 | 0 | 0 | 0 | 0 | 0.774 | 0 | 0 | 0 | 0 | 0 | 0 | 0 | 0 | 0 | 0 | 0 | 0.774 | 0 | 0 | 0 | 0 | 0 | 0 | 0 | 0 | 0 | 0 | 0 | 0.774 | 0 | 0 | 0 | 0 | 0 | 0 | 0 | 0 | 0 | 0 | 0 | 0.774 | 0 | 0 | 0 | 0 | 0 | 0 | 0 | 0 | 0 | 0 | 0
SCE Eastern Study Area | El Casco | 230 | 0 | 0 | 0 | 0 | 0 | 0 | 0 | 0 | 0 | 0 | 0 | 0 | 0 | 0 | 0 | 0 | 0 | 0 | 0 | 0 | 0 | 0 | 0 | 0 | 0 | 0 | 0 | 0 | 0 | 0 | 0 | 0 | 0 | 0 | 0 | 0 | 0 | 0 | 0 | 0 | 0 | 0 | 0 | 0 | 0 | 0 | 0 | 0 | 0 | 0 | 0 | 0 | 0 | 0 | 0 | 0 | 0 | 0 | 0 | 0 | 0 | 0 | 0 | 0 | 0 | 0 | 0 | 0 | 0 | 0 | 0 | 0 | 0 | 0 | 0 | 0 | 0 | 0 | 0 | 0 | 0 | 0 | 0 | 0
PG&E Fresno Study Area | El Nido (PGE) | 115 | 0 | 0 | 0 | 0 | 0 | 0 | 0 | 0 | 0 | 0 | 0 | 0 | 0 | 0 | 0 | 0 | 0 | 0 | 0 | 0 | 0 | 0 | 0 | 0 | 0 | 0 | 0 | 0 | 0 | 0 | 0 | 0 | 0 | 0 | 0 | 0 | 0 | 0 | 0 | 0 | 0 | 0 | 0 | 0 | 0 | 0 | 0 | 0 | 0 | 0 | 0 | 0 | 0 | 0 | 0 | 0 | 0 | 0 | 0 | 0 | 0 | 0 | 0 | 0 | 0 | 0 | 0 | 0 | 0 | 0 | 0 | 0 | 0 | 0 | 0 | 0 | 0 | 0 | 0 | 0 | 0 | 0 | 0 | 0
SCE Metro Study Area | El Nido (SCE) | 230 | 0 | 0 | 0 | 0 | 0 | 0 | 0 | 0 | 0 | 0 | 0 | 0 | 0 | 0 | 0 | 0 | 0 | 0 | 0 | 0 | 0 | 0 | 0 | 0 | 0 | 0 | 0 | 0 | 0 | 0 | 0 | 0 | 0 | 0 | 0 | 0 | 405.6634 | 0 | 0 | 0 | 0 | 0 | 0 | 0 | 0 | 0 | 0 | 0 | 0 | 0 | 0 | 0 | 0 | 0 | 0 | 0 | 0 | 0 | 0 | 0 | 0 | 0 | 0 | 0 | 0 | 0 | 0 | 0 | 0 | 0 | 0 | 0 | 0 | 0 | 0 | 0 | 0 | 0 | 0 | 0 | 0 | 0 | 0 | 0
PG&E Greater Bay Study Area | El Patio | 115 | 0 | 0 | 0 | 0 | 0 | 0 | 0 | 0 | 0 | 0 | 0 | 0 | 0 | 0 | 0 | 0 | 0 | 0 | 0 | 0 | 0 | 0 | 0 | 0 | 0 | 0 | 0 | 0 | 0 | 0 | 0 | 0 | 0 | 0 | 0 | 0 | 0 | 0 | 0 | 0 | 0 | 0 | 0 | 0 | 0 | 0 | 0 | 0 | 0 | 0 | 0 | 0 | 0 | 0 | 0 | 0 | 0 | 0 | 0 | 0 | 0 | 0 | 0 | 0 | 0 | 0 | 0 | 0 | 0 | 0 | 0 | 0 | 0 | 0 | 0 | 0 | 0 | 0 | 0 | 0 | 0 | 0 | 0 | 0
SCE Metro Study Area | El Segundo | 230 | 0 | 0 | 0 | 0 | 0 | 0 | 0 | 0 | 0 | 0 | 0 | 0 | 0 | 0 | 0 | 0 | 0 | 0 | 0 | 0 | 0 | 0 | 0 | 0 | 0 | 0 | 0 | 0 | 0 | 0 | 0 | 0 | 0 | 0 | 0 | 0 | 0 | 0 | 0 | 0 | 0 | 0 | 0 | 0 | 0 | 0 | 0 | 0 | 0 | 0 | 0 | 0 | 0 | 0 | 0 | 0 | 0 | 0 | 0 | 0 | 0 | 0 | 0 | 0 | 0 | 0 | 0 | 0 | 0 | 0 | 0 | 0 | 0 | 0 | 0 | 0 | 0 | 0 | 0 | 0 | 0 | 0 | 0 | 0
East of Pisgah Study Area | Eldorado | 500 | 0 | 0 | 0 | 0 | 0 | 0 | 0 | 0 | 0 | 0 | 0 | 0 | 0 | 0 | 0 | 0 | 0 | 0 | 0 | 0 | 0 | 0 | 0 | 0 | 0 | 0 | 0 | 0 | 0 | 0 | 0 | 0 | 0 | 0 | 0 | 0 | 0 | 0 | 0 | 0 | 0 | 0 | 0 | 0 | 0 | 0 | 0 | 0 | 0 | 0 | 0 | 0 | 0 | 0 | 0 | 0 | 0 | 0 | 0 | 0 | 0 | 0 | 0 | 0 | 0 | 0 | 0 | 0 | 0 | 0 | 0 | 0 | 0 | 0 | 0 | 0 | 0 | 0 | 0 | 0 | 0 | 0 | 0 | 0
East of Pisgah Study Area | Eldorado | 230 | 0 | 0 | 0 | 0 | 0 | 0 | 0 | 0 | 0 | 0 | 0 | 0 | 256.29 | 250 | 0 | 0 | 0 | 0 | 0 | 0 | 0 | 0 | 0 | 0 | 256.29 | 250 | 0 | 0 | 0 | 0 | 0 | 0 | 0 | 0 | 0 | 0 | 512.58 | 250 | 0 | 0 | 0 | 0 | 0 | 0 | 0 | 0 | 0 | 0 | 256.29 | 250 | 0 | 0 | 0 | 0 | 0 | 0 | 0 | 0 | 0 | 0 | 256.29 | 250 | 0 | 0 | 0 | 0 | 0 | 0 | 0 | 0 | 0 | 0 | 256.29 | 250 | 0 | 0 | 0 | 0 | 0 | 0 | 0 | 0 | 0 | 0
PG&E Kern Study Area | Elk Hills | 230 | 0 | 0 | 0 | 0 | 0 | 0 | 0 | 0 | 0 | 0 | 0 | 0 | 0 | 0 | 0 | 0 | 0 | 0 | 0 | 0 | 0 | 0 | 0 | 0 | 0 | 0 | 0 | 0 | 0 | 0 | 0 | 0 | 0 | 0 | 0 | 0 | 0 | 0 | 0 | 0 | 0 | 0 | 0 | 0 | 0 | 0 | 0 | 0 | 0 | 0 | 0 | 0 | 0 | 0 | 0 | 0 | 0 | 0 | 0 | 0 | 0 | 0 | 0 | 0 | 0 | 0 | 0 | 0 | 0 | 0 | 0 | 0 | 0 | 0 | 0 | 0 | 0 | 0 | 0 | 0 | 0 | 0 | 0 | 0
SDG&E Study Area | Elliot | 69 | 0 | 0 | 0 | 0 | 0 | 0 | 0 | 0 | 0 | 0 | 0 | 0 | 0 | 0 | 0 | 0 | 0 | 0 | 0 | 0 | 0 | 0 | 0 | 0 | 0 | 0 | 0 | 0 | 0 | 0 | 0 | 0 | 0 | 0 | 0 | 0 | 0 | 0 | 0 | 0 | 0 | 0 | 0 | 0 | 0 | 0 | 0 | 0 | 0 | 0 | 0 | 0 | 0 | 0 | 0 | 0 | 0 | 0 | 0 | 0 | 0 | 0 | 0 | 0 | 0 | 0 | 0 | 0 | 0 | 0 | 0 | 0 | 0 | 0 | 0 | 0 | 0 | 0 | 0 | 0 | 0 | 0 | 0 | 0
SCE Metro Study Area | Ellis | 230 | 0 | 0 | 0 | 0 | 0 | 0 | 0 | 0 | 0 | 0 | 0 | 0 | 0 | 0 | 0 | 0 | 0 | 0 | 0 | 0 | 0 | 0 | 0 | 0 | 0 | 0 | 0 | 0 | 0 | 0 | 0 | 0 | 0 | 0 | 0 | 0 | 0 | 0 | 0 | 0 | 0 | 0 | 0 | 0 | 0 | 0 | 0 | 0 | 0 | 0 | 0 | 0 | 0 | 0 | 0 | 0 | 0 | 0 | 0 | 0 | 0 | 0 | 0 | 0 | 0 | 0 | 0 | 0 | 0 | 0 | 0 | 0 | 0 | 0 | 0 | 0 | 0 | 0 | 0 | 0 | 0 | 0 | 0 | 0
SDG&E Study Area | Encina | 230 | 0 | 0 | 0 | 0 | 0 | 0 | 0 | 0 | 0 | 0 | 0 | 0 | 0 | 0 | 0 | 0 | 0 | 0 | 0 | 0 | 0 | 0 | 0 | 0 | 160 | 0 | 0 | 0 | 0 | 0 | 0 | 0 | 0 | 0 | 0 | 0 | 464.3999 | 0 | 0 | 0 | 0 | 0 | 0 | 0 | 0 | 0 | 0 | 0 | 0 | 0 | 0 | 0 | 0 | 0 | 0 | 0 | 0 | 0 | 0 | 0 | 160 | 0 | 0 | 0 | 0 | 0 | 0 | 0 | 0 | 0 | 0 | 0 | 464.3999 | 0 | 0 | 0 | 0 | 0 | 0 | 0 | 0 | 0 | 0 | 0
SDG&E Study Area | Escondido | 230 | 50 | 0 | 0 | 0 | 0 | 0 | 0 | 0 | 0 | 0 | 0 | 0 | 0 | 0 | 0 | 0 | 0 | 0 | 0 | 0 | 0 | 0 | 0 | 0 | 457 | 0 | 0 | 0 | 0 | 0 | 0 | 0 | 0 | 0 | 0 | 0 | 458.375 | 0 | 0 | 0 | 0 | 0 | 0 | 0 | 0 | 0 | 0 | 0 | 0 | 0 | 0 | 0 | 0 | 0 | 0 | 0 | 0 | 0 | 0 | 0 | 457 | 0 | 0 | 0 | 0 | 0 | 0 | 0 | 0 | 0 | 0 | 0 | 458.375 | 0 | 0 | 0 | 0 | 0 | 0 | 0 | 0 | 0 | 0 | 0
SCE Eastern Study Area | Etiwanda | 230 | 0.98 | 0 | 0 | 0 | 0 | 0 | 0 | 0 | 0 | 0 | 0 | 0 | 0.98 | 0 | 0 | 0 | 0 | 0 | 0 | 0 | 0 | 0 | 0 | 0 | 0.98 | 0 | 0 | 0 | 0 | 0 | 0 | 0 | 0 | 0 | 0 | 0 | 658.6434 | 0 | 0 | 0 | 0 | 0 | 0 | 0 | 0 | 0 | 0 | 0 | 0.98 | 0 | 0 | 0 | 0 | 0 | 0 | 0 | 0 | 0 | 0 | 0 | 0.98 | 0 | 0 | 0 | 0 | 0 | 0 | 0 | 0 | 0 | 0 | 0 | 252.98 | 0 | 0 | 0 | 0 | 0 | 0 | 0 | 0 | 0 | 0 | 0
PG&E Greater Bay Study Area | Evergreen | 115 | 0 | 0 | 0 | 0 | 0 | 0 | 0 | 0 | 0 | 0 | 0 | 0 | 0 | 0 | 0 | 0 | 0 | 0 | 0 | 0 | 0 | 0 | 0 | 0 | 0 | 0 | 0 | 0 | 0 | 0 | 0 | 0 | 0 | 0 | 0 | 0 | 100.9 | 0 | 0 | 0 | 0 | 0 | 0 | 0 | 0 | 0 | 0 | 0 | 0 | 0 | 0 | 0 | 0 | 0 | 0 | 0 | 0 | 0 | 0 | 0 | 0 | 0 | 0 | 0 | 0 | 0 | 0 | 0 | 0 | 0 | 0 | 0 | 100.9 | 0 | 0 | 0 | 0 | 0 | 0 | 0 | 0 | 0 | 0 | 0
PG&E Fresno Study Area | Excelsior | 115 | 0 | 0 | 0 | 0 | 0 | 0 | 0 | 0 | 0 | 0 | 0 | 0 | 0 | 0 | 0 | 0 | 0 | 0 | 0 | 0 | 0 | 0 | 0 | 0 | 0 | 0 | 0 | 0 | 0 | 0 | 0 | 0 | 0 | 0 | 0 | 0 | 127.37 | 0 | 0 | 0 | 127.57 | 0 | 0 | 0 | 0 | 0 | 0 | 0 | 0 | 0 | 0 | 0 | 0 | 0 | 0 | 0 | 0 | 0 | 0 | 0 | 0 | 0 | 0 | 0 | 0 | 0 | 0 | 0 | 0 | 0 | 0 | 0 | 127.37 | 0 | 0 | 0 | 127.57 | 0 | 0 | 0 | 0 | 0 | 0 | 0
PG&E Kern Study Area | Fairway | 115 | 0 | 0 | 0 | 0 | 0 | 0 | 0 | 0 | 0 | 0 | 0 | 0 | 0 | 0 | 0 | 0 | 0 | 0 | 0 | 0 | 0 | 0 | 0 | 0 | 0 | 0 | 0 | 0 | 0 | 0 | 0 | 0 | 0 | 0 | 0 | 0 | 0 | 0 | 0 | 0 | 0 | 0 | 0 | 0 | 0 | 0 | 0 | 0 | 0 | 0 | 0 | 0 | 0 | 0 | 0 | 0 | 0 | 0 | 0 | 0 | 0 | 0 | 0 | 0 | 0 | 0 | 0 | 0 | 0 | 0 | 0 | 0 | 0 | 0 | 0 | 0 | 0 | 0 | 0 | 0 | 0 | 0 | 0 | 0
PG&E Kern Study Area | Famoso | 115 | 0 | 0 | 0 | 0 | 0 | 0 | 0 | 0 | 0 | 0 | 0 | 0 | 0 | 0 | 0 | 0 | 0 | 0 | 0 | 0 | 0 | 0 | 0 | 0 | 0 | 0 | 0 | 0 | 0 | 0 | 0 | 0 | 0 | 0 | 0 | 0 | 0 | 0 | 0 | 0 | 0 | 0 | 0 | 0 | 0 | 0 | 0 | 0 | 0 | 0 | 0 | 0 | 0 | 0 | 0 | 0 | 0 | 0 | 0 | 0 | 0 | 0 | 0 | 0 | 0 | 0 | 0 | 0 | 0 | 0 | 0 | 0 | 0 | 0 | 0 | 0 | 0 | 0 | 0 | 0 | 0 | 0 | 0 | 0
PG&E Greater Bay Study Area | Fibreboard (SPI Sonora) | 115 | 0 | 0 | 0 | 0 | 0 | 0 | 0 | 0 | 0 | 0 | 0 | 0 | 0 | 0 | 0 | 0 | 0 | 0 | 0 | 0 | 0 | 0 | 0 | 0 | 0 | 0 | 0 | 0 | 0 | 0 | 0 | 0 | 0 | 0 | 0 | 0 | 0 | 0 | 0 | 0 | 0 | 0 | 0 | 0 | 0 | 0 | 0 | 0 | 0 | 0 | 0 | 0 | 0 | 0 | 0 | 0 | 0 | 0 | 0 | 0 | 0 | 0 | 0 | 0 | 0 | 0 | 0 | 0 | 0 | 0 | 0 | 0 | 0 | 0 | 0 | 0 | 0 | 0 | 0 | 0 | 0 | 0 | 0 | 0
PG&E Fresno Study Area | Figarden | 230 | 0 | 0 | 0 | 0 | 0 | 0 | 0 | 0 | 0 | 0 | 0 | 0 | 0 | 0 | 0 | 0 | 0 | 0 | 0 | 0 | 0 | 0 | 0 | 0 | 0 | 0 | 0 | 0 | 0 | 0 | 0 | 0 | 0 | 0 | 0 | 0 | 0 | 0 | 0 | 0 | 0 | 0 | 0 | 0 | 0 | 0 | 0 | 0 | 0 | 0 | 0 | 0 | 0 | 0 | 0 | 0 | 0 | 0 | 0 | 0 | 0 | 0 | 0 | 0 | 0 | 0 | 0 | 0 | 0 | 0 | 0 | 0 | 0 | 0 | 0 | 0 | 0 | 0 | 0 | 0 | 0 | 0 | 0 | 0
PG&E Fresno Study Area | Fink (Proposed) | 230 | 92.5 | 92.5 | 0 | 0 | 30 | 30 | 0 | 0 | 0 | 0 | 0 | 0 | 92.5 | 92.5 | 0 | 0 | 30 | 30 | 0 | 0 | 0 | 0 | 0 | 0 | 92.5 | 92.5 | 0 | 0 | 30 | 30 | 0 | 0 | 0 | 0 | 0 | 0 | 92.5 | 92.5 | 0 | 0 | 30 | 30 | 0 | 0 | 0 | 0 | 0 | 0 | 92.5 | 92.5 | 0 | 0 | 30 | 30 | 0 | 0 | 0 | 0 | 0 | 0 | 92.5 | 92.5 | 0 | 0 | 30 | 30 | 0 | 0 | 0 | 0 | 0 | 0 | 92.5 | 92.5 | 0 | 0 | 30 | 30 | 0 | 0 | 0 | 0 | 0 | 0
PG&E Greater Bay Study Area | FMC | 115 | 0 | 0 | 0 | 0 | 0 | 0 | 0 | 0 | 0 | 0 | 0 | 0 | 0 | 0 | 0 | 0 | 0 | 0 | 0 | 0 | 0 | 0 | 0 | 0 | 0 | 0 | 0 | 0 | 0 | 0 | 0 | 0 | 0 | 0 | 0 | 0 | 0 | 0 | 0 | 0 | 0 | 0 | 0 | 0 | 0 | 0 | 0 | 0 | 0 | 0 | 0 | 0 | 0 | 0 | 0 | 0 | 0 | 0 | 0 | 0 | 0 | 0 | 0 | 0 | 0 | 0 | 0 | 0 | 0 | 0 | 0 | 0 | 0 | 0 | 0 | 0 | 0 | 0 | 0 | 0 | 0 | 0 | 0 | 0
PG&E Greater Bay Study Area | Frogtown | 115 | 0 | 0 | 0 | 0 | 0 | 0 | 0 | 0 | 0 | 0 | 0 | 0 | 0 | 0 | 0 | 0 | 0 | 0 | 0 | 0 | 0 | 0 | 0 | 0 | 0 | 0 | 0 | 0 | 0 | 0 | 0 | 0 | 0 | 0 | 0 | 0 | 0 | 0 | 0 | 0 | 0 | 0 | 0 | 0 | 0 | 0 | 0 | 0 | 0 | 0 | 0 | 0 | 0 | 0 | 0 | 0 | 0 | 0 | 0 | 0 | 0 | 0 | 0 | 0 | 0 | 0 | 0 | 0 | 0 | 0 | 0 | 0 | 0 | 0 | 0 | 0 | 0 | 0 | 0 | 0 | 0 | 0 | 0 | 0
PG&E North of Greater Bay Study Area | Fulton | 230 | 1.25 | 0 | 0 | 0 | 0 | 0 | 0 | 0 | 0 | 0 | 0 | 0 | 214.8 | 0 | 0 | 0 | 0 | 0 | 0 | 0 | 0 | 0 | 0 | 0 | 214.8 | 0 | 0 | 0 | 0 | 0 | 0 | 0 | 0 | 0 | 0 | 0 | 336.35 | 0 | 0 | 0 | 0 | 0 | 0 | 0 | 0 | 0 | 0 | 0 | 214.8 | 0 | 0 | 0 | 0 | 0 | 0 | 0 | 0 | 0 | 0 | 0 | 214.8 | 0 | 0 | 0 | 0 | 0 | 0 | 0 | 0 | 0 | 0 | 0 | 336.35 | 0 | 0 | 0 | 0 | 0 | 0 | 0 | 0 | 0 | 0 | 0
PG&E North of Greater Bay Study Area | Fulton | 115 | 0 | 0 | 0 | 0 | 0 | 0 | 0 | 0 | 0 | 0 | 0 | 0 | 0 | 0 | 0 | 0 | 0 | 0 | 0 | 0 | 0 | 0 | 0 | 0 | 0 | 0 | 0 | 0 | 0 | 0 | 0 | 0 | 0 | 0 | 0 | 0 | 213.55 | 0 | 0 | 0 | 0 | 0 | 0 | 0 | 0 | 0 | 0 | 0 | 0 | 0 | 0 | 0 | 0 | 0 | 0 | 0 | 0 | 0 | 0 | 0 | 0 | 0 | 0 | 0 | 0 | 0 | 0 | 0 | 0 | 0 | 0 | 0 | 213.55 | 0 | 0 | 0 | 0 | 0 | 0 | 0 | 0 | 0 | 0 | 0
East of Pisgah Study Area | Carpenter Canyon (fka Gamebird) | 230 | 0 | 0 | 0 | 0 | 0 | 0 | 0 | 0 | 0 | 0 | 0 | 0 | 0 | 0 | 0 | 0 | 0 | 0 | 0 | 0 | 0 | 0 | 0 | 0 | 210.23 | 200 | 0 | 0 | 210.23 | 0 | 0 | 0 | 0 | 0 | 0 | 0 | 726.9938 | 200 | 0 | 0 | 726.9938 | 0 | 0 | 0 | 0 | 0 | 0 | 0 | 0 | 0 | 0 | 0 | 0 | 0 | 0 | 0 | 0 | 0 | 0 | 0 | 210.23 | 200 | 0 | 0 | 210.23 | 0 | 0 | 0 | 0 | 0 | 0 | 0 | 726.9938 | 200 | 0 | 0 | 726.9938 | 0 | 0 | 0 | 0 | 0 | 0 | 0
East of Pisgah Study Area | Carpenter Canyon (fka Gamebird) | 138 | 0 | 0 | 0 | 0 | 0 | 0 | 0 | 0 | 0 | 0 | 0 | 0 | 0 | 0 | 0 | 0 | 0 | 0 | 0 | 0 | 0 | 0 | 0 | 0 | 0 | 0 | 0 | 0 | 0 | 0 | 0 | 0 | 0 | 0 | 0 | 0 | 0 | 0 | 0 | 0 | 0 | 0 | 0 | 0 | 0 | 0 | 0 | 0 | 0 | 0 | 0 | 0 | 0 | 0 | 0 | 0 | 0 | 0 | 0 | 0 | 0 | 0 | 0 | 0 | 0 | 0 | 0 | 0 | 0 | 0 | 0 | 0 | 0 | 0 | 0 | 0 | 0 | 0 | 0 | 0 | 0 | 0 | 0 | 0
PG&E Kern Study Area | Ganso | 115 | 0 | 0 | 0 | 0 | 0 | 0 | 0 | 0 | 0 | 0 | 0 | 0 | 0 | 0 | 0 | 0 | 0 | 0 | 0 | 0 | 0 | 0 | 0 | 0 | 0 | 0 | 0 | 0 | 0 | 0 | 0 | 0 | 0 | 0 | 0 | 0 | 0 | 0 | 0 | 0 | 0 | 0 | 0 | 0 | 0 | 0 | 0 | 0 | 0 | 0 | 0 | 0 | 0 | 0 | 0 | 0 | 0 | 0 | 0 | 0 | 0 | 0 | 0 | 0 | 0 | 0 | 0 | 0 | 0 | 0 | 0 | 0 | 0 | 0 | 0 | 0 | 0 | 0 | 0 | 0 | 0 | 0 | 0 | 0
PG&E Fresno Study Area | Gates | 500 | 309.3 | 300.1 | 0 | 0 | 0 | 0 | 0 | 0 | 0 | 0 | 0 | 0 | 309.3 | 300.1 | 0 | 0 | 0 | 0 | 0 | 0 | 0 | 0 | 0 | 0 | 309.3 | 300.1 | 0 | 0 | 0 | 0 | 0 | 0 | 0 | 0 | 0 | 0 | 817.3 | 300.1 | 0 | 0 | 0 | 0 | 0 | 0 | 0 | 0 | 0 | 0 | 309.3 | 300.1 | 0 | 0 | 0 | 0 | 0 | 0 | 0 | 0 | 0 | 0 | 309.3 | 300.1 | 0 | 0 | 0 | 0 | 0 | 0 | 0 | 0 | 0 | 0 | 817.3 | 300.1 | 0 | 0 | 0 | 0 | 0 | 0 | 0 | 0 | 0 | 0
PG&E Fresno Study Area | Gates | 230 | 0 | 0 | 0 | 0 | 7.28 | 3.24 | 0 | 0 | 0 | 0 | 0 | 0 | 225 | 225 | 0 | 0 | 262.04 | 214 | 0 | 0 | 0 | 0 | 0 | 0 | 225 | 225 | 0 | 0 | 265.28 | 217.24 | 0 | 0 | 0 | 0 | 0 | 0 | 846.83 | 225 | 0 | 0 | 1407.38 | 217.24 | 0 | 0 | 0 | 0 | 0 | 0 | 225 | 225 | 0 | 0 | 262.04 | 214 | 0 | 0 | 0 | 0 | 0 | 0 | 225 | 225 | 0 | 0 | 265.28 | 217.24 | 0 | 0 | 0 | 0 | 0 | 0 | 846.83 | 225 | 0 | 0 | 1407.38 | 217.24 | 0 | 0 | 0 | 0 | 0 | 0
PG&E Fresno Study Area | New Sub - Gates - Midway (Proposed) | 230 | 0 | 0 | 0 | 0 | 0 | 0 | 0 | 0 | 0 | 0 | 0 | 0 | 500 | 477.75 | 0 | 0 | 500 | 0 | 0 | 0 | 0 | 0 | 0 | 0 | 500 | 477.75 | 0 | 0 | 500 | 0 | 0 | 0 | 0 | 0 | 0 | 0 | 911.3018 | 477.75 | 0 | 0 | 910 | 0 | 0 | 0 | 0 | 0 | 0 | 0 | 500 | 477.75 | 0 | 0 | 500 | 0 | 0 | 0 | 0 | 0 | 0 | 0 | 500 | 477.75 | 0 | 0 | 500 | 0 | 0 | 0 | 0 | 0 | 0 | 0 | 911.3018 | 477.75 | 0 | 0 | 910 | 0 | 0 | 0 | 0 | 0 | 0 | 0
PG&E Kern Study Area | New Sub - Gates - Templeton (Proposed) | 230 | 0 | 0 | 0 | 0 | 0 | 0 | 0 | 0 | 0 | 0 | 0 | 0 | 0 | 0 | 0 | 0 | 0 | 0 | 0 | 0 | 0 | 0 | 0 | 0 | 0 | 0 | 0 | 0 | 0 | 0 | 0 | 0 | 0 | 0 | 0 | 0 | 300.951 | 0 | 0 | 0 | 303.678 | 0 | 0 | 0 | 0 | 0 | 0 | 0 | 0 | 0 | 0 | 0 | 0 | 0 | 0 | 0 | 0 | 0 | 0 | 0 | 0 | 0 | 0 | 0 | 0 | 0 | 0 | 0 | 0 | 0 | 0 | 0 | 300.951 | 0 | 0 | 0 | 303.678 | 0 | 0 | 0 | 0 | 0 | 0 | 0
PG&E North of Greater Bay Study Area | Geysers 12 | 230 | 0.25 | 0 | 0 | 0 | 0 | 0 | 0 | 0 | 0 | 0 | 0 | 0 | 0.25 | 0 | 0 | 0 | 0 | 0 | 0 | 0 | 0 | 0 | 0 | 0 | 0.25 | 0 | 0 | 0 | 0 | 0 | 0 | 0 | 0 | 0 | 0 | 0 | 0.25 | 0 | 0 | 0 | 0 | 0 | 0 | 0 | 0 | 0 | 0 | 0 | 0.25 | 0 | 0 | 0 | 0 | 0 | 0 | 0 | 0 | 0 | 0 | 0 | 0.25 | 0 | 0 | 0 | 0 | 0 | 0 | 0 | 0 | 0 | 0 | 0 | 0.25 | 0 | 0 | 0 | 0 | 0 | 0 | 0 | 0 | 0 | 0 | 0
PG&E North of Greater Bay Study Area | Geysers 17 | 230 | 0 | 0 | 0 | 0 | 0 | 0 | 0 | 0 | 0 | 0 | 0 | 0 | 0 | 0 | 0 | 0 | 0 | 0 | 0 | 0 | 0 | 0 | 0 | 0 | 0 | 0 | 0 | 0 | 0 | 0 | 0 | 0 | 0 | 0 | 0 | 0 | 0 | 0 | 0 | 0 | 0 | 0 | 0 | 0 | 0 | 0 | 0 | 0 | 0 | 0 | 0 | 0 | 0 | 0 | 0 | 0 | 0 | 0 | 0 | 0 | 0 | 0 | 0 | 0 | 0 | 0 | 0 | 0 | 0 | 0 | 0 | 0 | 0 | 0 | 0 | 0 | 0 | 0 | 0 | 0 | 0 | 0 | 0 | 0
PG&E North of Greater Bay Study Area | Geysers 5&6 | 115 | 0 | 0 | 0 | 0 | 0 | 0 | 0 | 0 | 0 | 0 | 0 | 0 | 0 | 0 | 0 | 0 | 0 | 0 | 0 | 0 | 0 | 0 | 0 | 0 | 0 | 0 | 0 | 0 | 0 | 0 | 0 | 0 | 0 | 0 | 0 | 0 | 0 | 0 | 0 | 0 | 0 | 0 | 0 | 0 | 0 | 0 | 0 | 0 | 0 | 0 | 0 | 0 | 0 | 0 | 0 | 0 | 0 | 0 | 0 | 0 | 0 | 0 | 0 | 0 | 0 | 0 | 0 | 0 | 0 | 0 | 0 | 0 | 0 | 0 | 0 | 0 | 0 | 0 | 0 | 0 | 0 | 0 | 0 | 0
PG&E North of Greater Bay Study Area | Geysers 9&10 Sonoma | 230 | 0 | 0 | 0 | 0 | 0 | 0 | 0 | 0 | 0 | 0 | 0 | 0 | 0 | 0 | 0 | 0 | 0 | 0 | 0 | 0 | 0 | 0 | 0 | 0 | 0 | 0 | 0 | 0 | 0 | 0 | 0 | 0 | 0 | 0 | 0 | 0 | 0 | 0 | 0 | 0 | 0 | 0 | 0 | 0 | 0 | 0 | 0 | 0 | 0 | 0 | 0 | 0 | 0 | 0 | 0 | 0 | 0 | 0 | 0 | 0 | 0 | 0 | 0 | 0 | 0 | 0 | 0 | 0 | 0 | 0 | 0 | 0 | 0 | 0 | 0 | 0 | 0 | 0 | 0 | 0 | 0 | 0 | 0 | 0
PG&E Fresno Study Area | Giffen | 70 | 0 | 0 | 0 | 0 | 0 | 0 | 0 | 0 | 0 | 0 | 0 | 0 | 0 | 0 | 0 | 0 | 0 | 0 | 0 | 0 | 0 | 0 | 0 | 0 | 0 | 0 | 0 | 0 | 0 | 0 | 0 | 0 | 0 | 0 | 0 | 0 | 25.54 | 0 | 0 | 0 | 25.54 | 0 | 0 | 0 | 0 | 0 | 0 | 0 | 0 | 0 | 0 | 0 | 0 | 0 | 0 | 0 | 0 | 0 | 0 | 0 | 0 | 0 | 0 | 0 | 0 | 0 | 0 | 0 | 0 | 0 | 0 | 0 | 25.54 | 0 | 0 | 0 | 25.54 | 0 | 0 | 0 | 0 | 0 | 0 | 0
PG&E North of Greater Bay Study Area | Glenn | 230 | 0 | 0 | 0 | 0 | 0 | 0 | 0 | 0 | 0 | 0 | 0 | 0 | 0 | 0 | 0 | 0 | 0 | 0 | 0 | 0 | 0 | 0 | 0 | 0 | 0 | 0 | 0 | 0 | 0 | 0 | 0 | 0 | 0 | 0 | 0 | 0 | 251.9 | 0 | 0 | 0 | 142.85 | 0 | 0 | 0 | 0 | 0 | 0 | 0 | 0 | 0 | 0 | 0 | 0 | 0 | 0 | 0 | 0 | 0 | 0 | 0 | 0 | 0 | 0 | 0 | 0 | 0 | 0 | 0 | 0 | 0 | 0 | 0 | 251.9 | 0 | 0 | 0 | 142.85 | 0 | 0 | 0 | 0 | 0 | 0 | 0
PG&E North of Greater Bay Study Area | Gold Hill | 230 | 58.75 | 49.9 | 0 | 0 | 0 | 0 | 0 | 0 | 0 | 0 | 0 | 0 | 0 | 0 | 0 | 0 | 0 | 0 | 0 | 0 | 0 | 0 | 0 | 0 | 58.75 | 49.9 | 0 | 0 | 0 | 0 | 0 | 0 | 0 | 0 | 0 | 0 | 58.75 | 49.9 | 0 | 0 | 0 | 0 | 0 | 0 | 0 | 0 | 0 | 0 | 0 | 0 | 0 | 0 | 0 | 0 | 0 | 0 | 0 | 0 | 0 | 0 | 58.75 | 49.9 | 0 | 0 | 0 | 0 | 0 | 0 | 0 | 0 | 0 | 0 | 58.75 | 49.9 | 0 | 0 | 0 | 0 | 0 | 0 | 0 | 0 | 0 | 0
SCE Northern Area | Goleta | 230 | 0 | 0 | 0 | 0 | 0 | 0 | 0 | 0 | 0 | 0 | 0 | 0 | 0 | 0 | 0 | 0 | 0 | 0 | 0 | 0 | 0 | 0 | 0 | 0 | 0 | 0 | 0 | 0 | 0 | 0 | 0 | 0 | 0 | 0 | 0 | 0 | 0 | 0 | 0 | 0 | 0 | 0 | 0 | 0 | 0 | 0 | 0 | 0 | 0 | 0 | 0 | 0 | 0 | 0 | 0 | 0 | 0 | 0 | 0 | 0 | 0 | 0 | 0 | 0 | 0 | 0 | 0 | 0 | 0 | 0 | 0 | 0 | 0 | 0 | 0 | 0 | 0 | 0 | 0 | 0 | 0 | 0 | 0 | 0
SCE Metro Study Area | Goodrich | 230 | 0 | 0 | 0 | 0 | 0 | 0 | 0 | 0 | 0 | 0 | 0 | 0 | 0 | 0 | 0 | 0 | 0 | 0 | 0 | 0 | 0 | 0 | 0 | 0 | 0 | 0 | 0 | 0 | 0 | 0 | 0 | 0 | 0 | 0 | 0 | 0 | 0 | 0 | 0 | 0 | 0 | 0 | 0 | 0 | 0 | 0 | 0 | 0 | 0 | 0 | 0 | 0 | 0 | 0 | 0 | 0 | 0 | 0 | 0 | 0 | 0 | 0 | 0 | 0 | 0 | 0 | 0 | 0 | 0 | 0 | 0 | 0 | 0 | 0 | 0 | 0 | 0 | 0 | 0 | 0 | 0 | 0 | 0 | 0
PG&E Kern Study Area | Goose Lake | 115 | 0 | 0 | 0 | 0 | 0 | 0 | 0 | 0 | 0 | 0 | 0 | 0 | 0 | 0 | 0 | 0 | 0 | 0 | 0 | 0 | 0 | 0 | 0 | 0 | 0 | 0 | 0 | 0 | 0 | 0 | 0 | 0 | 0 | 0 | 0 | 0 | 0 | 0 | 0 | 0 | 0 | 0 | 0 | 0 | 0 | 0 | 0 | 0 | 0 | 0 | 0 | 0 | 0 | 0 | 0 | 0 | 0 | 0 | 0 | 0 | 0 | 0 | 0 | 0 | 0 | 0 | 0 | 0 | 0 | 0 | 0 | 0 | 0 | 0 | 0 | 0 | 0 | 0 | 0 | 0 | 0 | 0 | 0 | 0
SCE Metro Study Area | Gould | 230 | 0 | 0 | 0 | 0 | 0 | 0 | 0 | 0 | 0 | 0 | 0 | 0 | 0 | 0 | 0 | 0 | 0 | 0 | 0 | 0 | 0 | 0 | 0 | 0 | 0 | 0 | 0 | 0 | 0 | 0 | 0 | 0 | 0 | 0 | 0 | 0 | 0 | 0 | 0 | 0 | 0 | 0 | 0 | 0 | 0 | 0 | 0 | 0 | 0 | 0 | 0 | 0 | 0 | 0 | 0 | 0 | 0 | 0 | 0 | 0 | 0 | 0 | 0 | 0 | 0 | 0 | 0 | 0 | 0 | 0 | 0 | 0 | 0 | 0 | 0 | 0 | 0 | 0 | 0 | 0 | 0 | 0 | 0 | 0
PG&E Greater Bay Study Area | Grant | 115 | 0 | 0 | 0 | 0 | 0 | 0 | 0 | 0 | 0 | 0 | 0 | 0 | 0 | 0 | 0 | 0 | 0 | 0 | 0 | 0 | 0 | 0 | 0 | 0 | 0 | 0 | 0 | 0 | 0 | 0 | 0 | 0 | 0 | 0 | 0 | 0 | 0 | 0 | 0 | 0 | 0 | 0 | 0 | 0 | 0 | 0 | 0 | 0 | 0 | 0 | 0 | 0 | 0 | 0 | 0 | 0 | 0 | 0 | 0 | 0 | 0 | 0 | 0 | 0 | 0 | 0 | 0 | 0 | 0 | 0 | 0 | 0 | 0 | 0 | 0 | 0 | 0 | 0 | 0 | 0 | 0 | 0 | 0 | 0
PG&E Greater Bay Study Area | Green Valley | 115 | 0 | 0 | 0 | 0 | 0 | 0 | 0 | 0 | 0 | 0 | 0 | 0 | 0 | 0 | 0 | 0 | 0 | 0 | 0 | 0 | 0 | 0 | 0 | 0 | 0 | 0 | 0 | 0 | 0 | 0 | 0 | 0 | 0 | 0 | 0 | 0 | 203.699 | 0 | 0 | 0 | 0 | 0 | 0 | 0 | 0 | 0 | 0 | 0 | 0 | 0 | 0 | 0 | 0 | 0 | 0 | 0 | 0 | 0 | 0 | 0 | 0 | 0 | 0 | 0 | 0 | 0 | 0 | 0 | 0 | 0 | 0 | 0 | 203.699 | 0 | 0 | 0 | 0 | 0 | 0 | 0 | 0 | 0 | 0 | 0
PG&E North of Greater Bay Study Area | Greenleaf 1 | 115 | 0 | 0 | 0 | 0 | 0 | 0 | 0 | 0 | 0 | 0 | 0 | 0 | 0 | 0 | 0 | 0 | 0 | 0 | 0 | 0 | 0 | 0 | 0 | 0 | 0 | 0 | 0 | 0 | 0 | 0 | 0 | 0 | 0 | 0 | 0 | 0 | 61.8 | 0 | 0 | 0 | 0 | 0 | 0 | 0 | 0 | 0 | 0 | 0 | 0 | 0 | 0 | 0 | 0 | 0 | 0 | 0 | 0 | 0 | 0 | 0 | 0 | 0 | 0 | 0 | 0 | 0 | 0 | 0 | 0 | 0 | 0 | 0 | 61.8 | 0 | 0 | 0 | 0 | 0 | 0 | 0 | 0 | 0 | 0 | 0
PG&E Fresno Study Area | Gregg | 230 | 0 | 0 | 0 | 0 | 0 | 0 | 0 | 0 | 0 | 0 | 0 | 0 | 0 | 0 | 0 | 0 | 0 | 0 | 0 | 0 | 0 | 0 | 0 | 0 | 0 | 0 | 0 | 0 | 0 | 0 | 0 | 0 | 0 | 0 | 0 | 0 | 151.7416 | 0 | 0 | 0 | 0 | 0 | 0 | 0 | 0 | 0 | 0 | 0 | 0 | 0 | 0 | 0 | 0 | 0 | 0 | 0 | 0 | 0 | 0 | 0 | 0 | 0 | 0 | 0 | 0 | 0 | 0 | 0 | 0 | 0 | 0 | 0 | 151.7416 | 0 | 0 | 0 | 0 | 0 | 0 | 0 | 0 | 0 | 0 | 0
PG&E Kern Study Area | Grimmway-Malaga | 115 | 0 | 0 | 0 | 0 | 0 | 0 | 0 | 0 | 0 | 0 | 0 | 0 | 0 | 0 | 0 | 0 | 0 | 0 | 0 | 0 | 0 | 0 | 0 | 0 | 0 | 0 | 0 | 0 | 0 | 0 | 0 | 0 | 0 | 0 | 0 | 0 | 0 | 0 | 0 | 0 | 0 | 0 | 0 | 0 | 0 | 0 | 0 | 0 | 0 | 0 | 0 | 0 | 0 | 0 | 0 | 0 | 0 | 0 | 0 | 0 | 0 | 0 | 0 | 0 | 0 | 0 | 0 | 0 | 0 | 0 | 0 | 0 | 0 | 0 | 0 | 0 | 0 | 0 | 0 | 0 | 0 | 0 | 0 | 0
PG&E Fresno Study Area | GWF Hanford | 115 | 1.3216 | 0 | 0 | 0 | 0 | 0 | 0 | 0 | 0 | 0 | 0 | 0 | 1.3216 | 0 | 0 | 0 | 0 | 0 | 0 | 0 | 0 | 0 | 0 | 0 | 1.3216 | 0 | 0 | 0 | 0 | 0 | 0 | 0 | 0 | 0 | 0 | 0 | 1.3216 | 0 | 0 | 0 | 0 | 0 | 0 | 0 | 0 | 0 | 0 | 0 | 1.3216 | 0 | 0 | 0 | 0 | 0 | 0 | 0 | 0 | 0 | 0 | 0 | 1.3216 | 0 | 0 | 0 | 0 | 0 | 0 | 0 | 0 | 0 | 0 | 0 | 1.3216 | 0 | 0 | 0 | 0 | 0 | 0 | 0 | 0 | 0 | 0 | 0
SCE Metro Study Area | HarborGen | 230 | 0 | 0 | 0 | 0 | 0 | 0 | 0 | 0 | 0 | 0 | 0 | 0 | 0 | 0 | 0 | 0 | 0 | 0 | 0 | 0 | 0 | 0 | 0 | 0 | 0 | 0 | 0 | 0 | 0 | 0 | 0 | 0 | 0 | 0 | 0 | 0 | 0 | 0 | 0 | 0 | 0 | 0 | 0 | 0 | 0 | 0 | 0 | 0 | 0 | 0 | 0 | 0 | 0 | 0 | 0 | 0 | 0 | 0 | 0 | 0 | 0 | 0 | 0 | 0 | 0 | 0 | 0 | 0 | 0 | 0 | 0 | 0 | 0 | 0 | 0 | 0 | 0 | 0 | 0 | 0 | 0 | 0 | 0 | 0
East of Pisgah Study Area | Harry Allen | 500 | 0 | 0 | 0 | 0 | 0 | 0 | 0 | 0 | 0 | 0 | 0 | 0 | 0 | 0 | 0 | 0 | 0 | 0 | 0 | 0 | 0 | 0 | 0 | 0 | 0 | 0 | 0 | 0 | 0 | 0 | 0 | 0 | 0 | 0 | 0 | 0 | 0 | 0 | 0 | 0 | 0 | 0 | 0 | 0 | 0 | 0 | 0 | 0 | 0 | 0 | 0 | 0 | 0 | 0 | 0 | 0 | 0 | 0 | 0 | 0 | 0 | 0 | 0 | 0 | 0 | 0 | 0 | 0 | 0 | 0 | 0 | 0 | 0 | 0 | 0 | 0 | 0 | 0 | 0 | 0 | 0 | 0 | 0 | 0
SDG&E Study Area | Hassayampa | 500 | 481.26 | 7.5 | 0 | 0 | 721.26 | 247.5 | 0 | 0 | 0 | 0 | 0 | 0 | 7.5 | 7.5 | 0 | 0 | 247.5 | 247.5 | 0 | 0 | 0 | 0 | 0 | 0 | 797.2 | 7.5 | 0 | 0 | 1298.2 | 247.5 | 0 | 0 | 0 | 0 | 0 | 0 | 797.2 | 7.5 | 0 | 0 | 1298.2 | 247.5 | 0 | 0 | 0 | 0 | 0 | 0 | 7.5 | 7.5 | 0 | 0 | 247.5 | 247.5 | 0 | 0 | 0 | 0 | 0 | 0 | 797.2 | 7.5 | 0 | 0 | 1298.2 | 247.5 | 0 | 0 | 0 | 0 | 0 | 0 | 797.2 | 7.5 | 0 | 0 | 1298.2 | 247.5 | 0 | 0 | 0 | 0 | 0 | 0
PG&E Fresno Study Area | Helm | 230 | 0 | 0 | 0 | 0 | 0 | 0 | 0 | 0 | 0 | 0 | 0 | 0 | 18.5 | 0 | 0 | 0 | 0 | 0 | 0 | 0 | 0 | 0 | 0 | 0 | 54.6746 | 35 | 0 | 0 | 36.1746 | 0 | 0 | 0 | 0 | 0 | 0 | 0 | 90.6256 | 35 | 0 | 0 | 72.1536 | 0 | 0 | 0 | 0 | 0 | 0 | 0 | 18.5 | 0 | 0 | 0 | 0 | 0 | 0 | 0 | 0 | 0 | 0 | 0 | 54.6746 | 35 | 0 | 0 | 36.1746 | 0 | 0 | 0 | 0 | 0 | 0 | 0 | 90.6256 | 35 | 0 | 0 | 72.1536 | 0 | 0 | 0 | 0 | 0 | 0 | 0
PG&E Fresno Study Area | Henrietta | 230 | 20 | 0 | 0 | 0 | 0 | 0 | 0 | 0 | 0 | 0 | 0 | 0 | 20 | 0 | 0 | 0 | 0 | 0 | 0 | 0 | 0 | 0 | 0 | 0 | 41.05 | 0 | 0 | 0 | 21.05 | 0 | 0 | 0 | 0 | 0 | 0 | 0 | 41.05 | 0 | 0 | 0 | 21.05 | 0 | 0 | 0 | 0 | 0 | 0 | 0 | 20 | 0 | 0 | 0 | 0 | 0 | 0 | 0 | 0 | 0 | 0 | 0 | 41.05 | 0 | 0 | 0 | 21.05 | 0 | 0 | 0 | 0 | 0 | 0 | 0 | 41.05 | 0 | 0 | 0 | 21.05 | 0 | 0 | 0 | 0 | 0 | 0 | 0
PG&E Fresno Study Area | Herndon | 230 | 0 | 0 | 0 | 0 | 0 | 0 | 0 | 0 | 0 | 0 | 0 | 0 | 0 | 0 | 0 | 0 | 0 | 0 | 0 | 0 | 0 | 0 | 0 | 0 | 0 | 0 | 0 | 0 | 0 | 0 | 0 | 0 | 0 | 0 | 0 | 0 | 0 | 0 | 0 | 0 | 0 | 0 | 0 | 0 | 0 | 0 | 0 | 0 | 0 | 0 | 0 | 0 | 0 | 0 | 0 | 0 | 0 | 0 | 0 | 0 | 0 | 0 | 0 | 0 | 0 | 0 | 0 | 0 | 0 | 0 | 0 | 0 | 0 | 0 | 0 | 0 | 0 | 0 | 0 | 0 | 0 | 0 | 0 | 0
PG&E Greater Bay Study Area | Hicks | 230 | 0 | 0 | 0 | 0 | 0 | 0 | 0 | 0 | 0 | 0 | 0 | 0 | 0 | 0 | 0 | 0 | 0 | 0 | 0 | 0 | 0 | 0 | 0 | 0 | 0 | 0 | 0 | 0 | 0 | 0 | 0 | 0 | 0 | 0 | 0 | 0 | 0 | 0 | 0 | 0 | 0 | 0 | 0 | 0 | 0 | 0 | 0 | 0 | 0 | 0 | 0 | 0 | 0 | 0 | 0 | 0 | 0 | 0 | 0 | 0 | 0 | 0 | 0 | 0 | 0 | 0 | 0 | 0 | 0 | 0 | 0 | 0 | 0 | 0 | 0 | 0 | 0 | 0 | 0 | 0 | 0 | 0 | 0 | 0
PG&E North of Greater Bay Study Area | Higgins | 115 | 0 | 0 | 0 | 0 | 0 | 0 | 0 | 0 | 0 | 0 | 0 | 0 | 0 | 0 | 0 | 0 | 0 | 0 | 0 | 0 | 0 | 0 | 0 | 0 | 0 | 0 | 0 | 0 | 0 | 0 | 0 | 0 | 0 | 0 | 0 | 0 | 0 | 0 | 0 | 0 | 0 | 0 | 0 | 0 | 0 | 0 | 0 | 0 | 0 | 0 | 0 | 0 | 0 | 0 | 0 | 0 | 0 | 0 | 0 | 0 | 0 | 0 | 0 | 0 | 0 | 0 | 0 | 0 | 0 | 0 | 0 | 0 | 0 | 0 | 0 | 0 | 0 | 0 | 0 | 0 | 0 | 0 | 0 | 0
SCE Metro Study Area | Hinson | 230 | 0 | 0 | 0 | 0 | 0 | 0 | 0 | 0 | 0 | 0 | 0 | 0 | 0 | 0 | 0 | 0 | 0 | 0 | 0 | 0 | 0 | 0 | 0 | 0 | 0 | 0 | 0 | 0 | 0 | 0 | 0 | 0 | 0 | 0 | 0 | 0 | 605.6634 | 0 | 0 | 0 | 0 | 0 | 0 | 0 | 0 | 0 | 0 | 0 | 0 | 0 | 0 | 0 | 0 | 0 | 0 | 0 | 0 | 0 | 0 | 0 | 0 | 0 | 0 | 0 | 0 | 0 | 0 | 0 | 0 | 0 | 0 | 0 | 200 | 0 | 0 | 0 | 0 | 0 | 0 | 0 | 0 | 0 | 0 | 0
PG&E Greater Bay Study Area | Hollister | 115 | 0 | 0 | 0 | 0 | 0 | 0 | 0 | 0 | 0 | 0 | 0 | 0 | 0 | 0 | 0 | 0 | 0 | 0 | 0 | 0 | 0 | 0 | 0 | 0 | 0 | 0 | 0 | 0 | 0 | 0 | 0 | 0 | 0 | 0 | 0 | 0 | 112.386 | 0 | 0 | 0 | 112.491 | 0 | 0 | 0 | 0 | 0 | 0 | 0 | 0 | 0 | 0 | 0 | 0 | 0 | 0 | 0 | 0 | 0 | 0 | 0 | 0 | 0 | 0 | 0 | 0 | 0 | 0 | 0 | 0 | 0 | 0 | 0 | 112.386 | 0 | 0 | 0 | 112.491 | 0 | 0 | 0 | 0 | 0 | 0 | 0
PG&E North of Greater Bay Study Area | Homestake | 115 | 0 | 0 | 0 | 0 | 0 | 0 | 0 | 0 | 0 | 0 | 0 | 0 | 0 | 0 | 0 | 0 | 0 | 0 | 0 | 0 | 0 | 0 | 0 | 0 | 0 | 0 | 0 | 0 | 0 | 0 | 0 | 0 | 0 | 0 | 0 | 0 | 0 | 0 | 0 | 0 | 0 | 0 | 0 | 0 | 0 | 0 | 0 | 0 | 0 | 0 | 0 | 0 | 0 | 0 | 0 | 0 | 0 | 0 | 0 | 0 | 0 | 0 | 0 | 0 | 0 | 0 | 0 | 0 | 0 | 0 | 0 | 0 | 0 | 0 | 0 | 0 | 0 | 0 | 0 | 0 | 0 | 0 | 0 | 0
PG&E North of Greater Bay Study Area | Honcut | 115 | 0 | 0 | 0 | 0 | 0 | 0 | 0 | 0 | 0 | 0 | 0 | 0 | 0 | 0 | 0 | 0 | 0 | 0 | 0 | 0 | 0 | 0 | 0 | 0 | 0 | 0 | 0 | 0 | 0 | 0 | 0 | 0 | 0 | 0 | 0 | 0 | 0 | 0 | 0 | 0 | 0 | 0 | 0 | 0 | 0 | 0 | 0 | 0 | 0 | 0 | 0 | 0 | 0 | 0 | 0 | 0 | 0 | 0 | 0 | 0 | 0 | 0 | 0 | 0 | 0 | 0 | 0 | 0 | 0 | 0 | 0 | 0 | 0 | 0 | 0 | 0 | 0 | 0 | 0 | 0 | 0 | 0 | 0 | 0
SDG&E Study Area | Hoodoo Wash | 500 | 385 | 185 | 0 | 0 | 200 | 0 | 0 | 0 | 0 | 0 | 0 | 0 | 635 | 297.5 | 0 | 0 | 450 | 250 | 0 | 0 | 0 | 0 | 0 | 0 | 1058.15 | 297.5 | 0 | 0 | 1294.62 | 250 | 0 | 0 | 0 | 0 | 0 | 0 | 2398.964 | 297.5 | 0 | 0 | 2634.964 | 250 | 0 | 0 | 0 | 0 | 0 | 0 | 635 | 297.5 | 0 | 0 | 450 | 250 | 0 | 0 | 0 | 0 | 0 | 0 | 1058.15 | 297.5 | 0 | 0 | 1294.62 | 250 | 0 | 0 | 0 | 0 | 0 | 0 | 2398.964 | 297.5 | 0 | 0 | 2634.964 | 250 | 0 | 0 | 0 | 0 | 0 | 0
PG&E North of Greater Bay Study Area | Hopland | 115 | 0 | 0 | 0 | 0 | 0 | 0 | 0 | 0 | 0 | 0 | 0 | 0 | 0 | 0 | 0 | 0 | 0 | 0 | 0 | 0 | 0 | 0 | 0 | 0 | 0 | 0 | 0 | 0 | 0 | 0 | 0 | 0 | 0 | 0 | 0 | 0 | 0 | 0 | 0 | 0 | 0 | 0 | 0 | 0 | 0 | 0 | 0 | 0 | 0 | 0 | 0 | 0 | 0 | 0 | 0 | 0 | 0 | 0 | 0 | 0 | 0 | 0 | 0 | 0 | 0 | 0 | 0 | 0 | 0 | 0 | 0 | 0 | 0 | 0 | 0 | 0 | 0 | 0 | 0 | 0 | 0 | 0 | 0 | 0
PG&E North of Greater Bay Study Area | Humboldt | 115 | 0 | 0 | 0 | 0 | 0 | 0 | 0 | 0 | 0 | 0 | 161.925 | 0 | 0 | 0 | 0 | 0 | 0 | 0 | 0 | 0 | 0 | 0 | 0 | 0 | 0 | 0 | 0 | 0 | 0 | 0 | 0 | 0 | 0 | 0 | 161.925 | 0 | 0 | 0 | 0 | 0 | 0 | 0 | 0 | 0 | 0 | 0 | 161.925 | 0 | 0 | 0 | 0 | 0 | 0 | 0 | 0 | 0 | 0 | 0 | 0 | 0 | 0 | 0 | 0 | 0 | 0 | 0 | 0 | 0 | 0 | 0 | 161.925 | 0 | 0 | 0 | 0 | 0 | 0 | 0 | 0 | 0 | 0 | 0 | 161.925 | 0
PG&E North of Greater Bay Study Area | Humboldt (Proposed) | 500 | 0 | 0 | 0 | 0 | 0 | 0 | 0 | 0 | 0 | 0 | 0 | 0 | 0 | 0 | 0 | 0 | 0 | 0 | 0 | 0 | 0 | 0 | 0 | 0 | 0 | 0 | 0 | 0 | 0 | 0 | 0 | 0 | 0 | 0 | 0 | 0 | 0 | 0 | 0 | 0 | 0 | 0 | 0 | 0 | 0 | 0 | 0 | 0 | 0 | 0 | 0 | 0 | 0 | 0 | 0 | 0 | 0 | 0 | 0 | 0 | 0 | 0 | 0 | 0 | 0 | 0 | 0 | 0 | 0 | 0 | 0 | 0 | 0 | 0 | 0 | 0 | 0 | 0 | 0 | 0 | 0 | 0 | 0 | 0
SCE Metro Study Area | Huntington Beach | 230 | 0 | 0 | 0 | 0 | 0 | 0 | 0 | 0 | 0 | 0 | 0 | 0 | 0 | 0 | 0 | 0 | 0 | 0 | 0 | 0 | 0 | 0 | 0 | 0 | 0 | 0 | 0 | 0 | 0 | 0 | 0 | 0 | 0 | 0 | 0 | 0 | 0 | 0 | 0 | 0 | 0 | 0 | 0 | 0 | 0 | 0 | 0 | 0 | 0 | 0 | 0 | 0 | 0 | 0 | 0 | 0 | 0 | 0 | 0 | 0 | 0 | 0 | 0 | 0 | 0 | 0 | 0 | 0 | 0 | 0 | 0 | 0 | 0 | 0 | 0 | 0 | 0 | 0 | 0 | 0 | 0 | 0 | 0 | 0
PG&E North of Greater Bay Study Area | Ignacio | 230 | 0 | 0 | 0 | 0 | 0 | 0 | 0 | 0 | 0 | 0 | 0 | 0 | 0 | 0 | 0 | 0 | 0 | 0 | 0 | 0 | 0 | 0 | 0 | 0 | 0 | 0 | 0 | 0 | 0 | 0 | 0 | 0 | 0 | 0 | 0 | 0 | 0 | 0 | 0 | 0 | 0 | 0 | 0 | 0 | 0 | 0 | 0 | 0 | 0 | 0 | 0 | 0 | 0 | 0 | 0 | 0 | 0 | 0 | 0 | 0 | 0 | 0 | 0 | 0 | 0 | 0 | 0 | 0 | 0 | 0 | 0 | 0 | 0 | 0 | 0 | 0 | 0 | 0 | 0 | 0 | 0 | 0 | 0 | 0
PG&E North of Greater Bay Study Area | Ignacio | 115 | 0 | 0 | 0 | 0 | 0 | 0 | 0 | 0 | 0 | 0 | 0 | 0 | 0 | 0 | 0 | 0 | 0 | 0 | 0 | 0 | 0 | 0 | 0 | 0 | 0 | 0 | 0 | 0 | 0 | 0 | 0 | 0 | 0 | 0 | 0 | 0 | 313.7932 | 0 | 0 | 0 | 0 | 0 | 0 | 0 | 0 | 0 | 0 | 0 | 0 | 0 | 0 | 0 | 0 | 0 | 0 | 0 | 0 | 0 | 0 | 0 | 0 | 0 | 0 | 0 | 0 | 0 | 0 | 0 | 0 | 0 | 0 | 0 | 313.7932 | 0 | 0 | 0 | 0 | 0 | 0 | 0 | 0 | 0 | 0 | 0
SDG&E Study Area | Imperial Valley | 500 | 0 | 0 | 0 | 0 | 0 | 0 | 0 | 0 | 0 | 0 | 0 | 0 | 0 | 0 | 0 | 0 | 0 | 0 | 0 | 0 | 0 | 0 | 0 | 0 | 0 | 0 | 0 | 0 | 0 | 0 | 0 | 0 | 0 | 0 | 0 | 0 | 0 | 0 | 0 | 0 | 0 | 0 | 0 | 0 | 0 | 0 | 0 | 0 | 0 | 0 | 0 | 0 | 0 | 0 | 0 | 0 | 0 | 0 | 0 | 0 | 0 | 0 | 0 | 0 | 0 | 0 | 0 | 0 | 0 | 0 | 0 | 0 | 0 | 0 | 0 | 0 | 0 | 0 | 0 | 0 | 0 | 0 | 0 | 0
SDG&E Study Area | Imperial Valley | 230 | 1340 | 0.41 | 0 | 0 | 560 | 0 | 0 | 0 | 0 | 0 | 0 | 0 | 330 | 0.41 | 0 | 0 | 200 | 0 | 0 | 0 | 0 | 0 | 0 | 0 | 1340 | 0.41 | 0 | 0 | 560 | 0 | 0 | 0 | 0 | 0 | 0 | 0 | 2259.23 | 0.41 | 0 | 0 | 846.13 | 0 | 0 | 0 | 0 | 0 | 0 | 0 | 330 | 0.41 | 0 | 0 | 200 | 0 | 0 | 0 | 0 | 0 | 0 | 0 | 840 | 0.41 | 0 | 0 | 560 | 0 | 0 | 0 | 0 | 0 | 0 | 0 | 840 | 0.41 | 0 | 0 | 560 | 0 | 0 | 0 | 0 | 0 | 0 | 0
East of Pisgah Study Area | Innovation | 230 | 0 | 0 | 0 | 0 | 0 | 0 | 0 | 0 | 0 | 0 | 0 | 0 | 150 | 97.59 | 0 | 0 | 300 | 300 | 0 | 0 | 0 | 0 | 0 | 0 | 150 | 97.59 | 0 | 0 | 300 | 300 | 0 | 0 | 0 | 0 | 0 | 0 | 150 | 97.59 | 0 | 0 | 300 | 300 | 0 | 0 | 0 | 0 | 0 | 0 | 150 | 97.59 | 0 | 0 | 300 | 300 | 0 | 0 | 0 | 0 | 0 | 0 | 150 | 97.59 | 0 | 0 | 300 | 300 | 0 | 0 | 0 | 0 | 0 | 0 | 150 | 97.59 | 0 | 0 | 300 | 300 | 0 | 0 | 0 | 0 | 0 | 0
East of Pisgah Study Area | Innovation | 138 | 0 | 0 | 0 | 0 | 0 | 0 | 0 | 0 | 0 | 0 | 0 | 0 | 0 | 0 | 0 | 0 | 0 | 0 | 0 | 0 | 0 | 0 | 0 | 0 | 0 | 0 | 0 | 0 | 0 | 0 | 0 | 0 | 0 | 0 | 0 | 0 | 0 | 0 | 0 | 0 | 0 | 0 | 0 | 0 | 0 | 0 | 0 | 0 | 0 | 0 | 0 | 0 | 0 | 0 | 0 | 0 | 0 | 0 | 0 | 0 | 0 | 0 | 0 | 0 | 0 | 0 | 0 | 0 | 0 | 0 | 0 | 0 | 0 | 0 | 0 | 0 | 0 | 0 | 0 | 0 | 0 | 0 | 0 | 0
SCE North of Lugo Study Area | Inyokern | 115 | 0 | 0 | 0 | 0 | 0 | 0 | 0 | 0 | 0 | 0 | 0 | 0 | 0 | 0 | 0 | 0 | 0 | 0 | 0 | 0 | 0 | 0 | 0 | 0 | 0 | 0 | 0 | 0 | 0 | 0 | 0 | 0 | 0 | 0 | 0 | 0 | 0 | 0 | 0 | 0 | 0 | 0 | 0 | 0 | 0 | 0 | 0 | 0 | 0 | 0 | 0 | 0 | 0 | 0 | 0 | 0 | 0 | 0 | 0 | 0 | 0 | 0 | 0 | 0 | 0 | 0 | 0 | 0 | 0 | 0 | 0 | 0 | 0 | 0 | 0 | 0 | 0 | 0 | 0 | 0 | 0 | 0 | 0 | 0
East of Pisgah Study Area | IS Tap | 138 | 0 | 0 | 0 | 0 | 0 | 0 | 0 | 0 | 0 | 0 | 0 | 0 | 0 | 0 | 0 | 0 | 0 | 0 | 0 | 0 | 0 | 0 | 0 | 0 | 0 | 0 | 0 | 0 | 0 | 0 | 0 | 0 | 0 | 0 | 0 | 0 | 0 | 0 | 0 | 0 | 0 | 0 | 0 | 0 | 0 | 0 | 0 | 0 | 0 | 0 | 0 | 0 | 0 | 0 | 0 | 0 | 0 | 0 | 0 | 0 | 0 | 0 | 0 | 0 | 0 | 0 | 0 | 0 | 0 | 0 | 0 | 0 | 0 | 0 | 0 | 0 | 0 | 0 | 0 | 0 | 0 | 0 | 0 | 0
East of Pisgah Study Area | Ivanpah | 230 | 0 | 0 | 0 | 0 | 0 | 0 | 0 | 0 | 0 | 0 | 0 | 0 | 0 | 0 | 0 | 0 | 0 | 0 | 0 | 0 | 0 | 0 | 0 | 0 | 0 | 0 | 0 | 0 | 0 | 0 | 0 | 0 | 0 | 0 | 0 | 0 | 0 | 0 | 0 | 0 | 0 | 0 | 0 | 0 | 0 | 0 | 0 | 0 | 0 | 0 | 0 | 0 | 0 | 0 | 0 | 0 | 0 | 0 | 0 | 0 | 0 | 0 | 0 | 0 | 0 | 0 | 0 | 0 | 0 | 0 | 0 | 0 | 0 | 0 | 0 | 0 | 0 | 0 | 0 | 0 | 0 | 0 | 0 | 0
East of Pisgah Study Area | Jackass (DOE) | 138 | 0 | 0 | 0 | 0 | 0 | 0 | 0 | 0 | 0 | 0 | 0 | 0 | 0 | 0 | 0 | 0 | 0 | 0 | 0 | 0 | 0 | 0 | 0 | 0 | 0 | 0 | 0 | 0 | 0 | 0 | 0 | 0 | 0 | 0 | 0 | 0 | 0 | 0 | 0 | 0 | 0 | 0 | 0 | 0 | 0 | 0 | 0 | 0 | 0 | 0 | 0 | 0 | 0 | 0 | 0 | 0 | 0 | 0 | 0 | 0 | 0 | 0 | 0 | 0 | 0 | 0 | 0 | 0 | 0 | 0 | 0 | 0 | 0 | 0 | 0 | 0 | 0 | 0 | 0 | 0 | 0 | 0 | 0 | 0
PG&E Fresno Study Area | Jackson Swt | 115 | 0 | 0 | 0 | 0 | 0 | 0 | 0 | 0 | 0 | 0 | 0 | 0 | 0 | 0 | 0 | 0 | 0 | 0 | 0 | 0 | 0 | 0 | 0 | 0 | 0 | 0 | 0 | 0 | 0 | 0 | 0 | 0 | 0 | 0 | 0 | 0 | 0 | 0 | 0 | 0 | 0 | 0 | 0 | 0 | 0 | 0 | 0 | 0 | 0 | 0 | 0 | 0 | 0 | 0 | 0 | 0 | 0 | 0 | 0 | 0 | 0 | 0 | 0 | 0 | 0 | 0 | 0 | 0 | 0 | 0 | 0 | 0 | 0 | 0 | 0 | 0 | 0 | 0 | 0 | 0 | 0 | 0 | 0 | 0
PG&E North of Greater Bay Study Area | Jessup | 115 | 0 | 0 | 0 | 0 | 0 | 0 | 0 | 0 | 0 | 0 | 0 | 0 | 0 | 0 | 0 | 0 | 0 | 0 | 0 | 0 | 0 | 0 | 0 | 0 | 0 | 0 | 0 | 0 | 0 | 0 | 0 | 0 | 0 | 0 | 0 | 0 | 0 | 0 | 0 | 0 | 0 | 0 | 0 | 0 | 0 | 0 | 0 | 0 | 0 | 0 | 0 | 0 | 0 | 0 | 0 | 0 | 0 | 0 | 0 | 0 | 0 | 0 | 0 | 0 | 0 | 0 | 0 | 0 | 0 | 0 | 0 | 0 | 0 | 0 | 0 | 0 | 0 | 0 | 0 | 0 | 0 | 0 | 0 | 0
SCE Metro Study Area | Johanna | 230 | 0 | 0 | 0 | 0 | 0 | 0 | 0 | 0 | 0 | 0 | 0 | 0 | 0 | 0 | 0 | 0 | 0 | 0 | 0 | 0 | 0 | 0 | 0 | 0 | 0 | 0 | 0 | 0 | 0 | 0 | 0 | 0 | 0 | 0 | 0 | 0 | 102.26 | 0 | 0 | 0 | 0 | 0 | 0 | 0 | 0 | 0 | 0 | 0 | 0 | 0 | 0 | 0 | 0 | 0 | 0 | 0 | 0 | 0 | 0 | 0 | 0 | 0 | 0 | 0 | 0 | 0 | 0 | 0 | 0 | 0 | 0 | 0 | 102.26 | 0 | 0 | 0 | 0 | 0 | 0 | 0 | 0 | 0 | 0 | 0
SCE Eastern Study Area | Julian Hinds | 230 | 0 | 0 | 0 | 0 | 0 | 0 | 0 | 0 | 0 | 0 | 0 | 0 | 0 | 0 | 0 | 0 | 0 | 0 | 0 | 0 | 0 | 0 | 0 | 0 | 0 | 0 | 0 | 0 | 0 | 0 | 0 | 0 | 0 | 0 | 0 | 0 | 0 | 0 | 0 | 0 | 0 | 0 | 0 | 0 | 0 | 0 | 0 | 0 | 0 | 0 | 0 | 0 | 0 | 0 | 0 | 0 | 0 | 0 | 0 | 0 | 0 | 0 | 0 | 0 | 0 | 0 | 0 | 0 | 0 | 0 | 0 | 0 | 0 | 0 | 0 | 0 | 0 | 0 | 0 | 0 | 0 | 0 | 0 | 0
PG&E Greater Bay Study Area | Kasson | 115 | 0 | 0 | 0 | 0 | 0 | 0 | 0 | 0 | 0 | 0 | 0 | 0 | 0 | 0 | 0 | 0 | 0 | 0 | 0 | 0 | 0 | 0 | 0 | 0 | 0 | 0 | 0 | 0 | 0 | 0 | 0 | 0 | 0 | 0 | 0 | 0 | 0 | 0 | 0 | 0 | 0 | 0 | 0 | 0 | 0 | 0 | 0 | 0 | 0 | 0 | 0 | 0 | 0 | 0 | 0 | 0 | 0 | 0 | 0 | 0 | 0 | 0 | 0 | 0 | 0 | 0 | 0 | 0 | 0 | 0 | 0 | 0 | 0 | 0 | 0 | 0 | 0 | 0 | 0 | 0 | 0 | 0 | 0 | 0
PG&E Fresno Study Area | Kearney | 230 | 0 | 0 | 0 | 0 | 0 | 0 | 0 | 0 | 0 | 0 | 0 | 0 | 0 | 0 | 0 | 0 | 0 | 0 | 0 | 0 | 0 | 0 | 0 | 0 | 0 | 0 | 0 | 0 | 0 | 0 | 0 | 0 | 0 | 0 | 0 | 0 | 0 | 0 | 0 | 0 | 0 | 0 | 0 | 0 | 0 | 0 | 0 | 0 | 0 | 0 | 0 | 0 | 0 | 0 | 0 | 0 | 0 | 0 | 0 | 0 | 0 | 0 | 0 | 0 | 0 | 0 | 0 | 0 | 0 | 0 | 0 | 0 | 0 | 0 | 0 | 0 | 0 | 0 | 0 | 0 | 0 | 0 | 0 | 0
PG&E Greater Bay Study Area | Kelso | 230 | 0 | 0 | 0 | 0 | 0 | 0 | 0 | 0 | 84.25 | 80.8 | 0 | 0 | 0 | 0 | 0 | 0 | 0 | 0 | 0 | 0 | 196.45 | 127.6919 | 0 | 0 | 0 | 0 | 0 | 0 | 0 | 0 | 0 | 0 | 196.45 | 127.6919 | 0 | 0 | 27 | 0 | 0 | 0 | 0 | 0 | 0 | 0 | 196.45 | 127.6919 | 0 | 0 | 0 | 0 | 0 | 0 | 0 | 0 | 0 | 0 | 196.45 | 127.6919 | 0 | 0 | 0 | 0 | 0 | 0 | 0 | 0 | 0 | 0 | 196.45 | 127.6919 | 0 | 0 | 27 | 0 | 0 | 0 | 0 | 0 | 0 | 0 | 196.45 | 127.6919 | 0 | 0
PG&E Kern Study Area | Kern Oil | 115 | 0 | 0 | 0 | 0 | 0 | 0 | 0 | 0 | 0 | 0 | 0 | 0 | 0 | 0 | 0 | 0 | 0 | 0 | 0 | 0 | 0 | 0 | 0 | 0 | 0 | 0 | 0 | 0 | 0 | 0 | 0 | 0 | 0 | 0 | 0 | 0 | 0 | 0 | 0 | 0 | 0 | 0 | 0 | 0 | 0 | 0 | 0 | 0 | 0 | 0 | 0 | 0 | 0 | 0 | 0 | 0 | 0 | 0 | 0 | 0 | 0 | 0 | 0 | 0 | 0 | 0 | 0 | 0 | 0 | 0 | 0 | 0 | 0 | 0 | 0 | 0 | 0 | 0 | 0 | 0 | 0 | 0 | 0 | 0
PG&E Kern Study Area | Kern PP | 230 | 0 | 0 | 0 | 0 | 0 | 0 | 0 | 0 | 0 | 0 | 0 | 0 | 0 | 0 | 0 | 0 | 0 | 0 | 0 | 0 | 0 | 0 | 0 | 0 | 0 | 0 | 0 | 0 | 0 | 0 | 0 | 0 | 0 | 0 | 0 | 0 | 0 | 0 | 0 | 0 | 0 | 0 | 0 | 0 | 0 | 0 | 0 | 0 | 0 | 0 | 0 | 0 | 0 | 0 | 0 | 0 | 0 | 0 | 0 | 0 | 0 | 0 | 0 | 0 | 0 | 0 | 0 | 0 | 0 | 0 | 0 | 0 | 0 | 0 | 0 | 0 | 0 | 0 | 0 | 0 | 0 | 0 | 0 | 0
PG&E Kern Study Area | Kern PP | 115 | 0 | 0 | 0 | 0 | 0 | 0 | 0 | 0 | 0 | 0 | 0 | 0 | 0 | 0 | 0 | 0 | 0 | 0 | 0 | 0 | 0 | 0 | 0 | 0 | 0 | 0 | 0 | 0 | 0 | 0 | 0 | 0 | 0 | 0 | 0 | 0 | 316.064 | 0 | 0 | 0 | 0 | 0 | 0 | 0 | 0 | 0 | 0 | 0 | 0 | 0 | 0 | 0 | 0 | 0 | 0 | 0 | 0 | 0 | 0 | 0 | 0 | 0 | 0 | 0 | 0 | 0 | 0 | 0 | 0 | 0 | 0 | 0 | 316.064 | 0 | 0 | 0 | 0 | 0 | 0 | 0 | 0 | 0 | 0 | 0
PG&E Kern Study Area | Kernridge | 115 | 0 | 0 | 0 | 0 | 0 | 0 | 0 | 0 | 0 | 0 | 0 | 0 | 0 | 0 | 0 | 0 | 0 | 0 | 0 | 0 | 0 | 0 | 0 | 0 | 0 | 0 | 0 | 0 | 0 | 0 | 0 | 0 | 0 | 0 | 0 | 0 | 0 | 0 | 0 | 0 | 0 | 0 | 0 | 0 | 0 | 0 | 0 | 0 | 0 | 0 | 0 | 0 | 0 | 0 | 0 | 0 | 0 | 0 | 0 | 0 | 0 | 0 | 0 | 0 | 0 | 0 | 0 | 0 | 0 | 0 | 0 | 0 | 0 | 0 | 0 | 0 | 0 | 0 | 0 | 0 | 0 | 0 | 0 | 0
PG&E Greater Bay Study Area | Kirker | 115 | 20 | 20 | 0 | 0 | 1 | 0 | 0 | 0 | 0 | 0 | 0 | 0 | 20 | 20 | 0 | 0 | 1 | 0 | 0 | 0 | 0 | 0 | 0 | 0 | 20 | 20 | 0 | 0 | 1 | 0 | 0 | 0 | 0 | 0 | 0 | 0 | 20 | 20 | 0 | 0 | 1 | 0 | 0 | 0 | 0 | 0 | 0 | 0 | 20 | 20 | 0 | 0 | 1 | 0 | 0 | 0 | 0 | 0 | 0 | 0 | 20 | 20 | 0 | 0 | 1 | 0 | 0 | 0 | 0 | 0 | 0 | 0 | 20 | 20 | 0 | 0 | 1 | 0 | 0 | 0 | 0 | 0 | 0 | 0
PG&E North of Greater Bay Study Area | Knights Landing | 115 | 0 | 0 | 0 | 0 | 0 | 0 | 0 | 0 | 0 | 0 | 0 | 0 | 0 | 0 | 0 | 0 | 0 | 0 | 0 | 0 | 0 | 0 | 0 | 0 | 0 | 0 | 0 | 0 | 0 | 0 | 0 | 0 | 0 | 0 | 0 | 0 | 0 | 0 | 0 | 0 | 0 | 0 | 0 | 0 | 0 | 0 | 0 | 0 | 0 | 0 | 0 | 0 | 0 | 0 | 0 | 0 | 0 | 0 | 0 | 0 | 0 | 0 | 0 | 0 | 0 | 0 | 0 | 0 | 0 | 0 | 0 | 0 | 0 | 0 | 0 | 0 | 0 | 0 | 0 | 0 | 0 | 0 | 0 | 0
SCE North of Lugo Study Area | Kramer | 230 | 378.76 | 66.76 | 0 | 0 | 171.1742 | 21.1742 | 0 | 0 | 0 | 0 | 0 | 0 | 283.3514 | 121.3514 | 0 | 0 | 75.7657 | 53.3307 | 0 | 0 | 0 | 0 | 0 | 0 | 433.3514 | 121.3514 | 0 | 0 | 225.7657 | 53.3307 | 0 | 0 | 0 | 0 | 0 | 0 | 646.9471 | 121.3514 | 0 | 0 | 225.7657 | 53.3307 | 0 | 0 | 0 | 0 | 0 | 0 | 283.3514 | 121.3514 | 0 | 0 | 75.7657 | 53.3307 | 0 | 0 | 0 | 0 | 0 | 0 | 433.3514 | 121.3514 | 0 | 0 | 225.7657 | 53.3307 | 0 | 0 | 0 | 0 | 0 | 0 | 646.9471 | 121.3514 | 0 | 0 | 225.7657 | 53.3307 | 0 | 0 | 0 | 0 | 0 | 0
SCE North of Lugo Study Area | Kramer | 115 | 0 | 0 | 0 | 0 | 0 | 0 | 0 | 0 | 0 | 0 | 0 | 0 | 0 | 0 | 0 | 0 | 0 | 0 | 0 | 0 | 0 | 0 | 0 | 0 | 0 | 0 | 0 | 0 | 0 | 0 | 0 | 0 | 0 | 0 | 0 | 0 | 0 | 0 | 0 | 0 | 0 | 0 | 0 | 0 | 0 | 0 | 0 | 0 | 0 | 0 | 0 | 0 | 0 | 0 | 0 | 0 | 0 | 0 | 0 | 0 | 0 | 0 | 0 | 0 | 0 | 0 | 0 | 0 | 0 | 0 | 0 | 0 | 0 | 0 | 0 | 0 | 0 | 0 | 0 | 0 | 0 | 0 | 0 | 0
SCE North of Lugo Study Area | New Sub - Kramer - Lugo (Proposed) | 230 | 0 | 0 | 0 | 0 | 0 | 0 | 0 | 0 | 0 | 0 | 0 | 0 | 0 | 0 | 0 | 0 | 0 | 0 | 0 | 0 | 0 | 0 | 0 | 0 | 0 | 0 | 0 | 0 | 0 | 0 | 0 | 0 | 0 | 0 | 0 | 0 | 408.12 | 0 | 0 | 0 | 0 | 0 | 0 | 0 | 0 | 0 | 0 | 0 | 0 | 0 | 0 | 0 | 0 | 0 | 0 | 0 | 0 | 0 | 0 | 0 | 0 | 0 | 0 | 0 | 0 | 0 | 0 | 0 | 0 | 0 | 0 | 0 | 408.12 | 0 | 0 | 0 | 0 | 0 | 0 | 0 | 0 | 0 | 0 | 0
SCE Metro Study Area | La Cienega | 230 | 0 | 0 | 0 | 0 | 0 | 0 | 0 | 0 | 0 | 0 | 0 | 0 | 0 | 0 | 0 | 0 | 0 | 0 | 0 | 0 | 0 | 0 | 0 | 0 | 0 | 0 | 0 | 0 | 0 | 0 | 0 | 0 | 0 | 0 | 0 | 0 | 405.7509 | 0 | 0 | 0 | 0 | 0 | 0 | 0 | 0 | 0 | 0 | 0 | 0 | 0 | 0 | 0 | 0 | 0 | 0 | 0 | 0 | 0 | 0 | 0 | 0 | 0 | 0 | 0 | 0 | 0 | 0 | 0 | 0 | 0 | 0 | 0 | 0 | 0 | 0 | 0 | 0 | 0 | 0 | 0 | 0 | 0 | 0 | 0
SCE Metro Study Area | La Fresa | 230 | 0 | 0 | 0 | 0 | 0 | 0 | 0 | 0 | 0 | 0 | 0 | 0 | 0 | 0 | 0 | 0 | 0 | 0 | 0 | 0 | 0 | 0 | 0 | 0 | 0 | 0 | 0 | 0 | 0 | 0 | 0 | 0 | 0 | 0 | 0 | 0 | 0 | 0 | 0 | 0 | 0 | 0 | 0 | 0 | 0 | 0 | 0 | 0 | 0 | 0 | 0 | 0 | 0 | 0 | 0 | 0 | 0 | 0 | 0 | 0 | 0 | 0 | 0 | 0 | 0 | 0 | 0 | 0 | 0 | 0 | 0 | 0 | 0 | 0 | 0 | 0 | 0 | 0 | 0 | 0 | 0 | 0 | 0 | 0
SCE Metro Study Area | Laguna Bell | 230 | 500 | 500 | 0 | 0 | 0 | 0 | 0 | 0 | 0 | 0 | 0 | 0 | 250 | 250 | 0 | 0 | 0 | 0 | 0 | 0 | 0 | 0 | 0 | 0 | 500 | 500 | 0 | 0 | 0 | 0 | 0 | 0 | 0 | 0 | 0 | 0 | 756.29 | 500 | 0 | 0 | 0 | 0 | 0 | 0 | 0 | 0 | 0 | 0 | 250 | 250 | 0 | 0 | 0 | 0 | 0 | 0 | 0 | 0 | 0 | 0 | 500 | 500 | 0 | 0 | 0 | 0 | 0 | 0 | 0 | 0 | 0 | 0 | 500 | 500 | 0 | 0 | 0 | 0 | 0 | 0 | 0 | 0 | 0 | 0
PG&E Kern Study Area | Lakeview | 70 | 0 | 0 | 0 | 0 | 0 | 0 | 0 | 0 | 0 | 0 | 0 | 0 | 0 | 0 | 0 | 0 | 0 | 0 | 0 | 0 | 0 | 0 | 0 | 0 | 0 | 0 | 0 | 0 | 0 | 0 | 0 | 0 | 0 | 0 | 0 | 0 | 0 | 0 | 0 | 0 | 0 | 0 | 0 | 0 | 0 | 0 | 0 | 0 | 0 | 0 | 0 | 0 | 0 | 0 | 0 | 0 | 0 | 0 | 0 | 0 | 0 | 0 | 0 | 0 | 0 | 0 | 0 | 0 | 0 | 0 | 0 | 0 | 0 | 0 | 0 | 0 | 0 | 0 | 0 | 0 | 0 | 0 | 0 | 0
PG&E North of Greater Bay Study Area | Lakeville | 230 | 0 | 0 | 0 | 0 | 0 | 0 | 0 | 0 | 0 | 0 | 0 | 0 | 0 | 0 | 0 | 0 | 0 | 0 | 0 | 0 | 0 | 0 | 0 | 0 | 69.75 | 0 | 0 | 0 | 0 | 0 | 0 | 0 | 0 | 0 | 0 | 0 | 485.7544 | 0 | 0 | 0 | 0 | 0 | 0 | 0 | 0 | 0 | 0 | 0 | 0 | 0 | 0 | 0 | 0 | 0 | 0 | 0 | 0 | 0 | 0 | 0 | 69.75 | 0 | 0 | 0 | 0 | 0 | 0 | 0 | 0 | 0 | 0 | 0 | 485.7544 | 0 | 0 | 0 | 0 | 0 | 0 | 0 | 0 | 0 | 0 | 0
PG&E North of Greater Bay Study Area | Lakeville | 115 | 0 | 0 | 0 | 0 | 0 | 0 | 0 | 0 | 0 | 0 | 0 | 0 | 0 | 0 | 0 | 0 | 0 | 0 | 0 | 0 | 0 | 0 | 0 | 0 | 0 | 0 | 0 | 0 | 0 | 0 | 0 | 0 | 0 | 0 | 0 | 0 | 0 | 0 | 0 | 0 | 0 | 0 | 0 | 0 | 0 | 0 | 0 | 0 | 0 | 0 | 0 | 0 | 0 | 0 | 0 | 0 | 0 | 0 | 0 | 0 | 0 | 0 | 0 | 0 | 0 | 0 | 0 | 0 | 0 | 0 | 0 | 0 | 0 | 0 | 0 | 0 | 0 | 0 | 0 | 0 | 0 | 0 | 0 | 0
PG&E North of Greater Bay Study Area | Lambie | 230 | 0 | 0 | 0 | 0 | 0 | 0 | 0 | 0 | 0 | 0 | 0 | 0 | 0 | 0 | 0 | 0 | 0 | 0 | 0 | 0 | 0 | 0 | 0 | 0 | 0 | 0 | 0 | 0 | 0 | 0 | 0 | 0 | 0 | 0 | 0 | 0 | 817.3487 | 0 | 0 | 0 | 0 | 0 | 0 | 0 | 0 | 0 | 0 | 0 | 0 | 0 | 0 | 0 | 0 | 0 | 0 | 0 | 0 | 0 | 0 | 0 | 0 | 0 | 0 | 0 | 0 | 0 | 0 | 0 | 0 | 0 | 0 | 0 | 817.3487 | 0 | 0 | 0 | 0 | 0 | 0 | 0 | 0 | 0 | 0 | 0
PG&E Greater Bay Study Area | Lammers | 115 | 0 | 0 | 0 | 0 | 0 | 0 | 0 | 0 | 0 | 0 | 0 | 0 | 0 | 0 | 0 | 0 | 0 | 0 | 0 | 0 | 0 | 0 | 0 | 0 | 0 | 0 | 0 | 0 | 0 | 0 | 0 | 0 | 0 | 0 | 0 | 0 | 151.3 | 0 | 0 | 0 | 0 | 0 | 0 | 0 | 0 | 0 | 0 | 0 | 0 | 0 | 0 | 0 | 0 | 0 | 0 | 0 | 0 | 0 | 0 | 0 | 0 | 0 | 0 | 0 | 0 | 0 | 0 | 0 | 0 | 0 | 0 | 0 | 151.3 | 0 | 0 | 0 | 0 | 0 | 0 | 0 | 0 | 0 | 0 | 0
PG&E Kern Study Area | Lamont | 115 | 0 | 0 | 0 | 0 | 0 | 0 | 0 | 0 | 0 | 0 | 0 | 0 | 0 | 0 | 0 | 0 | 0 | 0 | 0 | 0 | 0 | 0 | 0 | 0 | 51.401 | 0 | 0 | 0 | 103.455 | 0 | 0 | 0 | 0 | 0 | 0 | 0 | 152.301 | 0 | 0 | 0 | 103.455 | 0 | 0 | 0 | 0 | 0 | 0 | 0 | 0 | 0 | 0 | 0 | 0 | 0 | 0 | 0 | 0 | 0 | 0 | 0 | 51.401 | 0 | 0 | 0 | 103.455 | 0 | 0 | 0 | 0 | 0 | 0 | 0 | 152.301 | 0 | 0 | 0 | 103.455 | 0 | 0 | 0 | 0 | 0 | 0 | 0
PG&E Fresno Study Area | Las Aguilas | 230 | 0 | 0 | 0 | 0 | 0 | 0 | 0 | 0 | 0 | 0 | 0 | 0 | 0 | 0 | 0 | 0 | 0 | 0 | 0 | 0 | 0 | 0 | 0 | 0 | 0 | 0 | 0 | 0 | 0 | 0 | 0 | 0 | 0 | 0 | 0 | 0 | 0 | 0 | 0 | 0 | 0 | 0 | 0 | 0 | 0 | 0 | 0 | 0 | 0 | 0 | 0 | 0 | 0 | 0 | 0 | 0 | 0 | 0 | 0 | 0 | 0 | 0 | 0 | 0 | 0 | 0 | 0 | 0 | 0 | 0 | 0 | 0 | 0 | 0 | 0 | 0 | 0 | 0 | 0 | 0 | 0 | 0 | 0 | 0
East of Pisgah Study Area | Lathrop | 138 | 0 | 0 | 0 | 0 | 0 | 0 | 0 | 0 | 0 | 0 | 0 | 0 | 0 | 0 | 0 | 0 | 0 | 0 | 0 | 0 | 0 | 0 | 0 | 0 | 0 | 0 | 0 | 0 | 0 | 0 | 0 | 0 | 0 | 0 | 0 | 0 | 516.7638 | 0 | 0 | 0 | 516.7638 | 0 | 0 | 0 | 0 | 0 | 0 | 0 | 0 | 0 | 0 | 0 | 0 | 0 | 0 | 0 | 0 | 0 | 0 | 0 | 0 | 0 | 0 | 0 | 0 | 0 | 0 | 0 | 0 | 0 | 0 | 0 | 516.7638 | 0 | 0 | 0 | 516.7638 | 0 | 0 | 0 | 0 | 0 | 0 | 0
PG&E Fresno Study Area | Le Grand | 115 | 0 | 0 | 0 | 0 | 0 | 0 | 0 | 0 | 0 | 0 | 0 | 0 | 0 | 0 | 0 | 0 | 0 | 0 | 0 | 0 | 0 | 0 | 0 | 0 | 0 | 0 | 0 | 0 | 0 | 0 | 0 | 0 | 0 | 0 | 0 | 0 | 65.47 | 0 | 0 | 0 | 131.43 | 0 | 0 | 0 | 0 | 0 | 0 | 0 | 0 | 0 | 0 | 0 | 0 | 0 | 0 | 0 | 0 | 0 | 0 | 0 | 0 | 0 | 0 | 0 | 0 | 0 | 0 | 0 | 0 | 0 | 0 | 0 | 65.47 | 0 | 0 | 0 | 131.43 | 0 | 0 | 0 | 0 | 0 | 0 | 0
PG&E Kern Study Area | Lerdo | 115 | 0 | 0 | 0 | 0 | 0 | 0 | 0 | 0 | 0 | 0 | 0 | 0 | 0 | 0 | 0 | 0 | 0 | 0 | 0 | 0 | 0 | 0 | 0 | 0 | 0 | 0 | 0 | 0 | 0 | 0 | 0 | 0 | 0 | 0 | 0 | 0 | 0 | 0 | 0 | 0 | 0 | 0 | 0 | 0 | 0 | 0 | 0 | 0 | 0 | 0 | 0 | 0 | 0 | 0 | 0 | 0 | 0 | 0 | 0 | 0 | 0 | 0 | 0 | 0 | 0 | 0 | 0 | 0 | 0 | 0 | 0 | 0 | 0 | 0 | 0 | 0 | 0 | 0 | 0 | 0 | 0 | 0 | 0 | 0
SCE Metro Study Area | Lewis | 230 | 0 | 0 | 0 | 0 | 0 | 0 | 0 | 0 | 0 | 0 | 0 | 0 | 0 | 0 | 0 | 0 | 0 | 0 | 0 | 0 | 0 | 0 | 0 | 0 | 0 | 0 | 0 | 0 | 0 | 0 | 0 | 0 | 0 | 0 | 0 | 0 | 0 | 0 | 0 | 0 | 0 | 0 | 0 | 0 | 0 | 0 | 0 | 0 | 0 | 0 | 0 | 0 | 0 | 0 | 0 | 0 | 0 | 0 | 0 | 0 | 0 | 0 | 0 | 0 | 0 | 0 | 0 | 0 | 0 | 0 | 0 | 0 | 0 | 0 | 0 | 0 | 0 | 0 | 0 | 0 | 0 | 0 | 0 | 0
SCE Metro Study Area | Lighthipe | 230 | 0 | 0 | 0 | 0 | 0 | 0 | 0 | 0 | 0 | 0 | 0 | 0 | 0 | 0 | 0 | 0 | 0 | 0 | 0 | 0 | 0 | 0 | 0 | 0 | 0 | 0 | 0 | 0 | 0 | 0 | 0 | 0 | 0 | 0 | 0 | 0 | 405.5148 | 0 | 0 | 0 | 0 | 0 | 0 | 0 | 0 | 0 | 0 | 0 | 0 | 0 | 0 | 0 | 0 | 0 | 0 | 0 | 0 | 0 | 0 | 0 | 0 | 0 | 0 | 0 | 0 | 0 | 0 | 0 | 0 | 0 | 0 | 0 | 0 | 0 | 0 | 0 | 0 | 0 | 0 | 0 | 0 | 0 | 0 | 0
PG&E North of Greater Bay Study Area | Lincoln | 115 | 0 | 0 | 0 | 0 | 0 | 0 | 0 | 0 | 0 | 0 | 0 | 0 | 0 | 0 | 0 | 0 | 0 | 0 | 0 | 0 | 0 | 0 | 0 | 0 | 0 | 0 | 0 | 0 | 0 | 0 | 0 | 0 | 0 | 0 | 0 | 0 | 0 | 0 | 0 | 0 | 0 | 0 | 0 | 0 | 0 | 0 | 0 | 0 | 0 | 0 | 0 | 0 | 0 | 0 | 0 | 0 | 0 | 0 | 0 | 0 | 0 | 0 | 0 | 0 | 0 | 0 | 0 | 0 | 0 | 0 | 0 | 0 | 0 | 0 | 0 | 0 | 0 | 0 | 0 | 0 | 0 | 0 | 0 | 0
PG&E Kern Study Area | Live Oak | 115 | 0 | 0 | 0 | 0 | 0 | 0 | 0 | 0 | 0 | 0 | 0 | 0 | 0 | 0 | 0 | 0 | 0 | 0 | 0 | 0 | 0 | 0 | 0 | 0 | 0 | 0 | 0 | 0 | 0 | 0 | 0 | 0 | 0 | 0 | 0 | 0 | 0 | 0 | 0 | 0 | 0 | 0 | 0 | 0 | 0 | 0 | 0 | 0 | 0 | 0 | 0 | 0 | 0 | 0 | 0 | 0 | 0 | 0 | 0 | 0 | 0 | 0 | 0 | 0 | 0 | 0 | 0 | 0 | 0 | 0 | 0 | 0 | 0 | 0 | 0 | 0 | 0 | 0 | 0 | 0 | 0 | 0 | 0 | 0
PG&E Greater Bay Study Area | Llagas | 115 | 0 | 0 | 0 | 0 | 0 | 0 | 0 | 0 | 0 | 0 | 0 | 0 | 124.3 | 120 | 0 | 0 | 0 | 0 | 0 | 0 | 0 | 0 | 0 | 0 | 124.3 | 120 | 0 | 0 | 0 | 0 | 0 | 0 | 0 | 0 | 0 | 0 | 124.3 | 120 | 0 | 0 | 0 | 0 | 0 | 0 | 0 | 0 | 0 | 0 | 124.3 | 120 | 0 | 0 | 0 | 0 | 0 | 0 | 0 | 0 | 0 | 0 | 124.3 | 120 | 0 | 0 | 0 | 0 | 0 | 0 | 0 | 0 | 0 | 0 | 124.3 | 120 | 0 | 0 | 0 | 0 | 0 | 0 | 0 | 0 | 0 | 0
PG&E Greater Bay Study Area | Lockeford | 230 | 0 | 0 | 0 | 0 | 0 | 0 | 0 | 0 | 0 | 0 | 0 | 0 | 0 | 0 | 0 | 0 | 0 | 0 | 0 | 0 | 0 | 0 | 0 | 0 | 0 | 0 | 0 | 0 | 0 | 0 | 0 | 0 | 0 | 0 | 0 | 0 | 0 | 0 | 0 | 0 | 0 | 0 | 0 | 0 | 0 | 0 | 0 | 0 | 0 | 0 | 0 | 0 | 0 | 0 | 0 | 0 | 0 | 0 | 0 | 0 | 0 | 0 | 0 | 0 | 0 | 0 | 0 | 0 | 0 | 0 | 0 | 0 | 0 | 0 | 0 | 0 | 0 | 0 | 0 | 0 | 0 | 0 | 0 | 0
PG&E North of Greater Bay Study Area | Logan Creek | 230 | 0 | 0 | 0 | 0 | 0 | 0 | 0 | 0 | 0 | 0 | 0 | 0 | 0 | 0 | 0 | 0 | 0 | 0 | 0 | 0 | 0 | 0 | 0 | 0 | 0 | 0 | 0 | 0 | 0 | 0 | 0 | 0 | 0 | 0 | 0 | 0 | 0 | 0 | 0 | 0 | 0 | 0 | 0 | 0 | 0 | 0 | 0 | 0 | 0 | 0 | 0 | 0 | 0 | 0 | 0 | 0 | 0 | 0 | 0 | 0 | 0 | 0 | 0 | 0 | 0 | 0 | 0 | 0 | 0 | 0 | 0 | 0 | 0 | 0 | 0 | 0 | 0 | 0 | 0 | 0 | 0 | 0 | 0 | 0
PG&E Greater Bay Study Area | Lonetree | 230 | 0 | 0 | 0 | 0 | 0 | 0 | 0 | 0 | 0 | 0 | 0 | 0 | 0 | 0 | 0 | 0 | 0 | 0 | 0 | 0 | 0 | 0 | 0 | 0 | 0 | 0 | 0 | 0 | 0 | 0 | 0 | 0 | 0 | 0 | 0 | 0 | 0 | 0 | 0 | 0 | 0 | 0 | 0 | 0 | 0 | 0 | 0 | 0 | 0 | 0 | 0 | 0 | 0 | 0 | 0 | 0 | 0 | 0 | 0 | 0 | 0 | 0 | 0 | 0 | 0 | 0 | 0 | 0 | 0 | 0 | 0 | 0 | 0 | 0 | 0 | 0 | 0 | 0 | 0 | 0 | 0 | 0 | 0 | 0
PG&E Fresno Study Area | Los Banos | 500 | 0 | 0 | 0 | 0 | 0 | 0 | 0 | 0 | 0 | 0 | 0 | 0 | 0 | 0 | 0 | 0 | 0 | 0 | 0 | 0 | 0 | 0 | 0 | 0 | 0 | 0 | 0 | 0 | 0 | 0 | 0 | 0 | 0 | 0 | 0 | 0 | 1176.1 | 0 | 0 | 0 | 1176.1 | 0 | 0 | 0 | 0 | 0 | 0 | 0 | 0 | 0 | 0 | 0 | 0 | 0 | 0 | 0 | 0 | 0 | 0 | 0 | 0 | 0 | 0 | 0 | 0 | 0 | 0 | 0 | 0 | 0 | 0 | 0 | 1176.1 | 0 | 0 | 0 | 1176.1 | 0 | 0 | 0 | 0 | 0 | 0 | 0
PG&E Fresno Study Area | Los Banos | 230 | 50 | 25.544 | 0 | 0 | 102.5 | 100 | 0 | 0 | 3.6 | 0 | 0 | 0 | 104.94 | 80.484 | 0 | 0 | 233.35 | 200 | 0 | 0 | 64.05 | 60.45 | 0 | 0 | 182.4174 | 155.484 | 0 | 0 | 310.8274 | 200 | 0 | 0 | 64.05 | 60.45 | 0 | 0 | 590.4174 | 155.484 | 0 | 0 | 617.8274 | 200 | 0 | 0 | 64.05 | 60.45 | 0 | 0 | 104.94 | 80.484 | 0 | 0 | 233.35 | 200 | 0 | 0 | 64.05 | 60.45 | 0 | 0 | 182.4174 | 155.484 | 0 | 0 | 310.8274 | 200 | 0 | 0 | 64.05 | 60.45 | 0 | 0 | 590.4174 | 155.484 | 0 | 0 | 617.8274 | 200 | 0 | 0 | 64.05 | 60.45 | 0 | 0
PG&E Fresno Study Area | New Sub - Los Banos - Midway (Proposed) | 500 | 0 | 0 | 0 | 0 | 0 | 0 | 0 | 0 | 0 | 0 | 0 | 0 | 0 | 0 | 0 | 0 | 0 | 0 | 0 | 0 | 0 | 0 | 0 | 0 | 0 | 0 | 0 | 0 | 0 | 0 | 0 | 0 | 0 | 0 | 0 | 0 | 1182.384 | 0 | 0 | 0 | 1182.384 | 0 | 0 | 0 | 0 | 0 | 0 | 0 | 0 | 0 | 0 | 0 | 0 | 0 | 0 | 0 | 0 | 0 | 0 | 0 | 0 | 0 | 0 | 0 | 0 | 0 | 0 | 0 | 0 | 0 | 0 | 0 | 1182.384 | 0 | 0 | 0 | 1182.384 | 0 | 0 | 0 | 0 | 0 | 0 | 0
PG&E Greater Bay Study Area | Los Esteros | 230 | 0 | 0 | 0 | 0 | 0 | 0 | 0 | 0 | 0 | 0 | 0 | 0 | 0 | 0 | 0 | 0 | 0 | 0 | 0 | 0 | 0 | 0 | 0 | 0 | 0 | 0 | 0 | 0 | 0 | 0 | 0 | 0 | 0 | 0 | 0 | 0 | 0 | 0 | 0 | 0 | 0 | 0 | 0 | 0 | 0 | 0 | 0 | 0 | 0 | 0 | 0 | 0 | 0 | 0 | 0 | 0 | 0 | 0 | 0 | 0 | 0 | 0 | 0 | 0 | 0 | 0 | 0 | 0 | 0 | 0 | 0 | 0 | 0 | 0 | 0 | 0 | 0 | 0 | 0 | 0 | 0 | 0 | 0 | 0
PG&E Greater Bay Study Area | Los Esteros | 115 | 3 | 0 | 0 | 0 | 0 | 0 | 0 | 0 | 0 | 0 | 0 | 0 | 203 | 200 | 0 | 0 | 0 | 0 | 0 | 0 | 0 | 0 | 0 | 0 | 206 | 203 | 0 | 0 | 0 | 0 | 0 | 0 | 0 | 0 | 0 | 0 | 512.29 | 203 | 0 | 0 | 0 | 0 | 0 | 0 | 0 | 0 | 0 | 0 | 203 | 200 | 0 | 0 | 0 | 0 | 0 | 0 | 0 | 0 | 0 | 0 | 206 | 203 | 0 | 0 | 0 | 0 | 0 | 0 | 0 | 0 | 0 | 0 | 512.29 | 203 | 0 | 0 | 0 | 0 | 0 | 0 | 0 | 0 | 0 | 0
PG&E Greater Bay Study Area | Los Positas | 230 | 0 | 0 | 0 | 0 | 0 | 0 | 0 | 0 | 0 | 0 | 0 | 0 | 0 | 0 | 0 | 0 | 0 | 0 | 0 | 0 | 0 | 0 | 0 | 0 | 0 | 0 | 0 | 0 | 0 | 0 | 0 | 0 | 0 | 0 | 0 | 0 | 0 | 0 | 0 | 0 | 0 | 0 | 0 | 0 | 0 | 0 | 0 | 0 | 0 | 0 | 0 | 0 | 0 | 0 | 0 | 0 | 0 | 0 | 0 | 0 | 0 | 0 | 0 | 0 | 0 | 0 | 0 | 0 | 0 | 0 | 0 | 0 | 0 | 0 | 0 | 0 | 0 | 0 | 0 | 0 | 0 | 0 | 0 | 0
SDG&E Study Area | Loveland | 69 | 0 | 0 | 0 | 0 | 0 | 0 | 0 | 0 | 0 | 0 | 0 | 0 | 0 | 0 | 0 | 0 | 0 | 0 | 0 | 0 | 0 | 0 | 0 | 0 | 0 | 0 | 0 | 0 | 0 | 0 | 0 | 0 | 0 | 0 | 0 | 0 | 0 | 0 | 0 | 0 | 0 | 0 | 0 | 0 | 0 | 0 | 0 | 0 | 0 | 0 | 0 | 0 | 0 | 0 | 0 | 0 | 0 | 0 | 0 | 0 | 0 | 0 | 0 | 0 | 0 | 0 | 0 | 0 | 0 | 0 | 0 | 0 | 0 | 0 | 0 | 0 | 0 | 0 | 0 | 0 | 0 | 0 | 0 | 0
SCE Metro Study Area | Lugo | 500 | 0 | 0 | 0 | 0 | 0 | 0 | 0 | 0 | 0 | 0 | 0 | 0 | 0 | 0 | 0 | 0 | 0 | 0 | 0 | 0 | 0 | 0 | 0 | 0 | 0 | 0 | 0 | 0 | 0 | 0 | 0 | 0 | 0 | 0 | 0 | 0 | 512.58 | 0 | 0 | 0 | 0 | 0 | 0 | 0 | 0 | 0 | 0 | 0 | 0 | 0 | 0 | 0 | 0 | 0 | 0 | 0 | 0 | 0 | 0 | 0 | 0 | 0 | 0 | 0 | 0 | 0 | 0 | 0 | 0 | 0 | 0 | 0 | 0 | 0 | 0 | 0 | 0 | 0 | 0 | 0 | 0 | 0 | 0 | 0
SCE North of Lugo Study Area | Lugo | 230 | 0 | 0 | 0 | 0 | 0 | 0 | 0 | 0 | 0 | 0 | 0 | 0 | 0 | 0 | 0 | 0 | 0 | 0 | 0 | 0 | 0 | 0 | 0 | 0 | 0 | 0 | 0 | 0 | 0 | 0 | 0 | 0 | 0 | 0 | 0 | 0 | 0 | 0 | 0 | 0 | 0 | 0 | 0 | 0 | 0 | 0 | 0 | 0 | 0 | 0 | 0 | 0 | 0 | 0 | 0 | 0 | 0 | 0 | 0 | 0 | 0 | 0 | 0 | 0 | 0 | 0 | 0 | 0 | 0 | 0 | 0 | 0 | 0 | 0 | 0 | 0 | 0 | 0 | 0 | 0 | 0 | 0 | 0 | 0
SCE North of Lugo Study Area | New Sub - Lugo - Pisgah (Proposed) | 230 | 0 | 0 | 0 | 0 | 0 | 0 | 0 | 0 | 0 | 0 | 0 | 0 | 0 | 0 | 0 | 0 | 0 | 0 | 0 | 0 | 0 | 0 | 0 | 0 | 0 | 0 | 0 | 0 | 0 | 0 | 0 | 0 | 0 | 0 | 0 | 0 | 0 | 0 | 0 | 0 | 0 | 0 | 0 | 0 | 150 | 0 | 0 | 0 | 0 | 0 | 0 | 0 | 0 | 0 | 0 | 0 | 0 | 0 | 0 | 0 | 0 | 0 | 0 | 0 | 0 | 0 | 0 | 0 | 0 | 0 | 0 | 0 | 0 | 0 | 0 | 0 | 0 | 0 | 0 | 0 | 150 | 0 | 0 | 0
PG&E North of Greater Bay Study Area | Madison | 115 | 0 | 0 | 0 | 0 | 0 | 0 | 0 | 0 | 0 | 0 | 0 | 0 | 0 | 0 | 0 | 0 | 0 | 0 | 0 | 0 | 0 | 0 | 0 | 0 | 0 | 0 | 0 | 0 | 0 | 0 | 0 | 0 | 0 | 0 | 0 | 0 | 0 | 0 | 0 | 0 | 0 | 0 | 0 | 0 | 0 | 0 | 0 | 0 | 0 | 0 | 0 | 0 | 0 | 0 | 0 | 0 | 0 | 0 | 0 | 0 | 0 | 0 | 0 | 0 | 0 | 0 | 0 | 0 | 0 | 0 | 0 | 0 | 0 | 0 | 0 | 0 | 0 | 0 | 0 | 0 | 0 | 0 | 0 | 0
SCE Northern Area | Magunden | 230 | 0 | 0 | 0 | 0 | 0 | 0 | 0 | 0 | 0 | 0 | 0 | 0 | 0 | 0 | 0 | 0 | 0 | 0 | 0 | 0 | 0 | 0 | 0 | 0 | 0 | 0 | 0 | 0 | 0 | 0 | 0 | 0 | 0 | 0 | 0 | 0 | 0 | 0 | 0 | 0 | 0 | 0 | 0 | 0 | 0 | 0 | 0 | 0 | 0 | 0 | 0 | 0 | 0 | 0 | 0 | 0 | 0 | 0 | 0 | 0 | 0 | 0 | 0 | 0 | 0 | 0 | 0 | 0 | 0 | 0 | 0 | 0 | 0 | 0 | 0 | 0 | 0 | 0 | 0 | 0 | 0 | 0 | 0 | 0
PG&E Kern Study Area | Magunden | 115 | 0 | 0 | 0 | 0 | 0 | 0 | 0 | 0 | 0 | 0 | 0 | 0 | 0 | 0 | 0 | 0 | 0 | 0 | 0 | 0 | 0 | 0 | 0 | 0 | 0 | 0 | 0 | 0 | 0 | 0 | 0 | 0 | 0 | 0 | 0 | 0 | 0 | 0 | 0 | 0 | 0 | 0 | 0 | 0 | 0 | 0 | 0 | 0 | 0 | 0 | 0 | 0 | 0 | 0 | 0 | 0 | 0 | 0 | 0 | 0 | 0 | 0 | 0 | 0 | 0 | 0 | 0 | 0 | 0 | 0 | 0 | 0 | 0 | 0 | 0 | 0 | 0 | 0 | 0 | 0 | 0 | 0 | 0 | 0
PG&E North of Greater Bay Study Area | Malin | 500 | 0 | 0 | 0 | 0 | 0 | 0 | 0 | 0 | 0 | 0 | 0 | 0 | 0 | 0 | 0 | 0 | 0 | 0 | 0 | 0 | 0 | 0 | 0 | 0 | 0 | 0 | 0 | 0 | 0 | 0 | 0 | 0 | 0 | 0 | 0 | 0 | 0 | 0 | 0 | 0 | 0 | 0 | 0 | 0 | 0 | 0 | 0 | 0 | 0 | 0 | 0 | 0 | 0 | 0 | 0 | 0 | 0 | 0 | 0 | 0 | 0 | 0 | 0 | 0 | 0 | 0 | 0 | 0 | 0 | 0 | 0 | 0 | 0 | 0 | 0 | 0 | 0 | 0 | 0 | 0 | 0 | 0 | 0 | 0
SCE Northern Area | Mandalay | 230 | 409 | 400 | 0 | 0 | 0 | 0 | 0 | 0 | 0 | 0 | 0 | 0 | 0 | 0 | 0 | 0 | 0 | 0 | 0 | 0 | 0 | 0 | 0 | 0 | 409 | 400 | 0 | 0 | 0 | 0 | 0 | 0 | 0 | 0 | 0 | 0 | 409 | 400 | 0 | 0 | 0 | 0 | 0 | 0 | 0 | 0 | 0 | 0 | 0 | 0 | 0 | 0 | 0 | 0 | 0 | 0 | 0 | 0 | 0 | 0 | 409 | 400 | 0 | 0 | 0 | 0 | 0 | 0 | 0 | 0 | 0 | 0 | 409 | 400 | 0 | 0 | 0 | 0 | 0 | 0 | 0 | 0 | 0 | 0
PG&E Fresno Study Area | Manning | 500 | 0 | 0 | 0 | 0 | 0 | 0 | 0 | 0 | 0 | 0 | 0 | 0 | 0 | 0 | 0 | 0 | 0 | 0 | 0 | 0 | 0 | 0 | 0 | 0 | 0 | 0 | 0 | 0 | 0 | 0 | 0 | 0 | 0 | 0 | 0 | 0 | 0 | 0 | 0 | 0 | 0 | 0 | 0 | 0 | 0 | 0 | 0 | 0 | 0 | 0 | 0 | 0 | 0 | 0 | 0 | 0 | 0 | 0 | 0 | 0 | 0 | 0 | 0 | 0 | 0 | 0 | 0 | 0 | 0 | 0 | 0 | 0 | 0 | 0 | 0 | 0 | 0 | 0 | 0 | 0 | 0 | 0 | 0 | 0
PG&E Fresno Study Area | Manning | 230 | 0 | 0 | 0 | 0 | 0 | 0 | 0 | 0 | 0 | 0 | 0 | 0 | 0 | 0 | 0 | 0 | 0 | 0 | 0 | 0 | 0 | 0 | 0 | 0 | 0 | 0 | 0 | 0 | 0 | 0 | 0 | 0 | 0 | 0 | 0 | 0 | 0 | 0 | 0 | 0 | 0 | 0 | 0 | 0 | 0 | 0 | 0 | 0 | 0 | 0 | 0 | 0 | 0 | 0 | 0 | 0 | 0 | 0 | 0 | 0 | 0 | 0 | 0 | 0 | 0 | 0 | 0 | 0 | 0 | 0 | 0 | 0 | 0 | 0 | 0 | 0 | 0 | 0 | 0 | 0 | 0 | 0 | 0 | 0
PG&E Greater Bay Study Area | Manteca | 115 | 0 | 0 | 0 | 0 | 0 | 0 | 0 | 0 | 0 | 0 | 0 | 0 | 0 | 0 | 0 | 0 | 0 | 0 | 0 | 0 | 0 | 0 | 0 | 0 | 0 | 0 | 0 | 0 | 0 | 0 | 0 | 0 | 0 | 0 | 0 | 0 | 0 | 0 | 0 | 0 | 0 | 0 | 0 | 0 | 0 | 0 | 0 | 0 | 0 | 0 | 0 | 0 | 0 | 0 | 0 | 0 | 0 | 0 | 0 | 0 | 0 | 0 | 0 | 0 | 0 | 0 | 0 | 0 | 0 | 0 | 0 | 0 | 0 | 0 | 0 | 0 | 0 | 0 | 0 | 0 | 0 | 0 | 0 | 0
SDG&E Study Area | Margarita | 138 | 0 | 0 | 0 | 0 | 0 | 0 | 0 | 0 | 0 | 0 | 0 | 0 | 0 | 0 | 0 | 0 | 0 | 0 | 0 | 0 | 0 | 0 | 0 | 0 | 0 | 0 | 0 | 0 | 0 | 0 | 0 | 0 | 0 | 0 | 0 | 0 | 0 | 0 | 0 | 0 | 0 | 0 | 0 | 0 | 0 | 0 | 0 | 0 | 0 | 0 | 0 | 0 | 0 | 0 | 0 | 0 | 0 | 0 | 0 | 0 | 0 | 0 | 0 | 0 | 0 | 0 | 0 | 0 | 0 | 0 | 0 | 0 | 0 | 0 | 0 | 0 | 0 | 0 | 0 | 0 | 0 | 0 | 0 | 0
PG&E Greater Bay Study Area | Mariposa | 230 | 0 | 0 | 0 | 0 | 0 | 0 | 0 | 0 | 0 | 0 | 0 | 0 | 0 | 0 | 0 | 0 | 0 | 0 | 0 | 0 | 0 | 0 | 0 | 0 | 0 | 0 | 0 | 0 | 0 | 0 | 0 | 0 | 0 | 0 | 0 | 0 | 0 | 0 | 0 | 0 | 0 | 0 | 0 | 0 | 0 | 0 | 0 | 0 | 0 | 0 | 0 | 0 | 0 | 0 | 0 | 0 | 0 | 0 | 0 | 0 | 0 | 0 | 0 | 0 | 0 | 0 | 0 | 0 | 0 | 0 | 0 | 0 | 0 | 0 | 0 | 0 | 0 | 0 | 0 | 0 | 0 | 0 | 0 | 0
PG&E Greater Bay Study Area | Martin | 115 | 0 | 0 | 0 | 0 | 0 | 0 | 0 | 0 | 0 | 0 | 0 | 0 | 250 | 250 | 0 | 0 | 0 | 0 | 0 | 0 | 0 | 0 | 0 | 0 | 250 | 250 | 0 | 0 | 0 | 0 | 0 | 0 | 0 | 0 | 0 | 0 | 555.5 | 250 | 0 | 0 | 0 | 0 | 0 | 0 | 0 | 0 | 0 | 0 | 250 | 250 | 0 | 0 | 0 | 0 | 0 | 0 | 0 | 0 | 0 | 0 | 250 | 250 | 0 | 0 | 0 | 0 | 0 | 0 | 0 | 0 | 0 | 0 | 555.5 | 250 | 0 | 0 | 0 | 0 | 0 | 0 | 0 | 0 | 0 | 0
PG&E Greater Bay Study Area | Martin | 230 | 0 | 0 | 0 | 0 | 0 | 0 | 0 | 0 | 0 | 0 | 0 | 0 | 0 | 0 | 0 | 0 | 0 | 0 | 0 | 0 | 0 | 0 | 0 | 0 | 0 | 0 | 0 | 0 | 0 | 0 | 0 | 0 | 0 | 0 | 0 | 0 | 0 | 0 | 0 | 0 | 0 | 0 | 0 | 0 | 0 | 0 | 0 | 0 | 0 | 0 | 0 | 0 | 0 | 0 | 0 | 0 | 0 | 0 | 0 | 0 | 0 | 0 | 0 | 0 | 0 | 0 | 0 | 0 | 0 | 0 | 0 | 0 | 0 | 0 | 0 | 0 | 0 | 0 | 0 | 0 | 0 | 0 | 0 | 0
PG&E Greater Bay Study Area | Martinez | 115 | 0 | 0 | 0 | 0 | 0 | 0 | 0 | 0 | 0 | 0 | 0 | 0 | 0 | 0 | 0 | 0 | 0 | 0 | 0 | 0 | 0 | 0 | 0 | 0 | 0 | 0 | 0 | 0 | 0 | 0 | 0 | 0 | 0 | 0 | 0 | 0 | 0 | 0 | 0 | 0 | 0 | 0 | 0 | 0 | 0 | 0 | 0 | 0 | 0 | 0 | 0 | 0 | 0 | 0 | 0 | 0 | 0 | 0 | 0 | 0 | 0 | 0 | 0 | 0 | 0 | 0 | 0 | 0 | 0 | 0 | 0 | 0 | 0 | 0 | 0 | 0 | 0 | 0 | 0 | 0 | 0 | 0 | 0 | 0
PG&E Fresno Study Area | Mc Mullin | 230 | 0 | 0 | 0 | 0 | 0 | 0 | 0 | 0 | 0 | 0 | 0 | 0 | 0 | 0 | 0 | 0 | 0 | 0 | 0 | 0 | 0 | 0 | 0 | 0 | 0 | 0 | 0 | 0 | 0 | 0 | 0 | 0 | 0 | 0 | 0 | 0 | 0 | 0 | 0 | 0 | 0 | 0 | 0 | 0 | 0 | 0 | 0 | 0 | 0 | 0 | 0 | 0 | 0 | 0 | 0 | 0 | 0 | 0 | 0 | 0 | 0 | 0 | 0 | 0 | 0 | 0 | 0 | 0 | 0 | 0 | 0 | 0 | 0 | 0 | 0 | 0 | 0 | 0 | 0 | 0 | 0 | 0 | 0 | 0
PG&E Fresno Study Area | McCall | 230 | 0 | 0 | 0 | 0 | 0 | 0 | 0 | 0 | 0 | 0 | 0 | 0 | 0 | 0 | 0 | 0 | 0 | 0 | 0 | 0 | 0 | 0 | 0 | 0 | 0 | 0 | 0 | 0 | 0 | 0 | 0 | 0 | 0 | 0 | 0 | 0 | 46.28 | 0 | 0 | 0 | 0 | 0 | 0 | 0 | 0 | 0 | 0 | 0 | 0 | 0 | 0 | 0 | 0 | 0 | 0 | 0 | 0 | 0 | 0 | 0 | 0 | 0 | 0 | 0 | 0 | 0 | 0 | 0 | 0 | 0 | 0 | 0 | 46.28 | 0 | 0 | 0 | 0 | 0 | 0 | 0 | 0 | 0 | 0 | 0
East of Pisgah Study Area | McCullough (LDWP) | 500 | 0 | 0 | 0 | 0 | 0 | 0 | 0 | 0 | 0 | 0 | 0 | 0 | 0 | 0 | 0 | 0 | 0 | 0 | 0 | 0 | 0 | 0 | 0 | 0 | 0 | 0 | 0 | 0 | 0 | 0 | 0 | 0 | 0 | 0 | 0 | 0 | 0 | 0 | 0 | 0 | 0 | 0 | 0 | 0 | 0 | 0 | 0 | 0 | 0 | 0 | 0 | 0 | 0 | 0 | 0 | 0 | 0 | 0 | 0 | 0 | 0 | 0 | 0 | 0 | 0 | 0 | 0 | 0 | 0 | 0 | 0 | 0 | 0 | 0 | 0 | 0 | 0 | 0 | 0 | 0 | 0 | 0 | 0 | 0
East of Pisgah Study Area | Mead | 230 | 0 | 0 | 0 | 0 | 0 | 0 | 0 | 0 | 0 | 0 | 0 | 0 | 0 | 0 | 0 | 0 | 0 | 0 | 0 | 0 | 0 | 0 | 0 | 0 | 0 | 0 | 0 | 0 | 0 | 0 | 0 | 0 | 0 | 0 | 0 | 0 | 0 | 0 | 0 | 0 | 0 | 0 | 0 | 0 | 0 | 0 | 0 | 0 | 0 | 0 | 0 | 0 | 0 | 0 | 0 | 0 | 0 | 0 | 0 | 0 | 0 | 0 | 0 | 0 | 0 | 0 | 0 | 0 | 0 | 0 | 0 | 0 | 0 | 0 | 0 | 0 | 0 | 0 | 0 | 0 | 0 | 0 | 0 | 0
PG&E Greater Bay Study Area | Melones | 115 | 0 | 0 | 0 | 0 | 0 | 0 | 0 | 0 | 0 | 0 | 0 | 0 | 0 | 0 | 0 | 0 | 0 | 0 | 0 | 0 | 0 | 0 | 0 | 0 | 0 | 0 | 0 | 0 | 0 | 0 | 0 | 0 | 0 | 0 | 0 | 0 | 0 | 0 | 0 | 0 | 0 | 0 | 0 | 0 | 0 | 0 | 0 | 0 | 0 | 0 | 0 | 0 | 0 | 0 | 0 | 0 | 0 | 0 | 0 | 0 | 0 | 0 | 0 | 0 | 0 | 0 | 0 | 0 | 0 | 0 | 0 | 0 | 0 | 0 | 0 | 0 | 0 | 0 | 0 | 0 | 0 | 0 | 0 | 0
PG&E North of Greater Bay Study Area | Mendocino | 115 | 0 | 0 | 0 | 0 | 0 | 0 | 0 | 0 | 0 | 0 | 0 | 0 | 0 | 0 | 0 | 0 | 0 | 0 | 0 | 0 | 0 | 0 | 0 | 0 | 0 | 0 | 0 | 0 | 0 | 0 | 0 | 0 | 0 | 0 | 0 | 0 | 0 | 0 | 0 | 0 | 0 | 0 | 0 | 0 | 0 | 0 | 0 | 0 | 0 | 0 | 0 | 0 | 0 | 0 | 0 | 0 | 0 | 0 | 0 | 0 | 0 | 0 | 0 | 0 | 0 | 0 | 0 | 0 | 0 | 0 | 0 | 0 | 0 | 0 | 0 | 0 | 0 | 0 | 0 | 0 | 0 | 0 | 0 | 0
PG&E Fresno Study Area | Mendota | 115 | 0 | 0 | 0 | 0 | 0 | 0 | 0 | 0 | 0 | 0 | 0 | 0 | 0 | 0 | 0 | 0 | 0 | 0 | 0 | 0 | 0 | 0 | 0 | 0 | 0 | 0 | 0 | 0 | 0 | 0 | 0 | 0 | 0 | 0 | 0 | 0 | 153 | 0 | 0 | 0 | 153.3 | 0 | 0 | 0 | 0 | 0 | 0 | 0 | 0 | 0 | 0 | 0 | 0 | 0 | 0 | 0 | 0 | 0 | 0 | 0 | 0 | 0 | 0 | 0 | 0 | 0 | 0 | 0 | 0 | 0 | 0 | 0 | 153 | 0 | 0 | 0 | 153.3 | 0 | 0 | 0 | 0 | 0 | 0 | 0
PG&E Fresno Study Area | Merced | 115 | 0 | 0 | 0 | 0 | 0 | 0 | 0 | 0 | 0 | 0 | 0 | 0 | 0 | 0 | 0 | 0 | 0 | 0 | 0 | 0 | 0 | 0 | 0 | 0 | 0 | 0 | 0 | 0 | 0 | 0 | 0 | 0 | 0 | 0 | 0 | 0 | 0 | 0 | 0 | 0 | 0 | 0 | 0 | 0 | 0 | 0 | 0 | 0 | 0 | 0 | 0 | 0 | 0 | 0 | 0 | 0 | 0 | 0 | 0 | 0 | 0 | 0 | 0 | 0 | 0 | 0 | 0 | 0 | 0 | 0 | 0 | 0 | 0 | 0 | 0 | 0 | 0 | 0 | 0 | 0 | 0 | 0 | 0 | 0
East of Pisgah Study Area | Mercry Switch | 138 | 0 | 0 | 0 | 0 | 0 | 0 | 0 | 0 | 0 | 0 | 0 | 0 | 0 | 0 | 0 | 0 | 0 | 0 | 0 | 0 | 0 | 0 | 0 | 0 | 0 | 0 | 0 | 0 | 0 | 0 | 0 | 0 | 0 | 0 | 0 | 0 | 0 | 0 | 0 | 0 | 0 | 0 | 0 | 0 | 0 | 0 | 0 | 0 | 0 | 0 | 0 | 0 | 0 | 0 | 0 | 0 | 0 | 0 | 0 | 0 | 0 | 0 | 0 | 0 | 0 | 0 | 0 | 0 | 0 | 0 | 0 | 0 | 0 | 0 | 0 | 0 | 0 | 0 | 0 | 0 | 0 | 0 | 0 | 0
PG&E Kern Study Area | Mesa | 230 | 0 | 0 | 0 | 0 | 0 | 0 | 0 | 0 | 0 | 0 | 0 | 0 | 6.5 | 0 | 0 | 0 | 0 | 0 | 0 | 0 | 0 | 0 | 0 | 0 | 638.94 | 0 | 0 | 0 | 0 | 0 | 0 | 0 | 0 | 0 | 0 | 0 | 638.94 | 0 | 0 | 0 | 0 | 0 | 0 | 0 | 0 | 0 | 0 | 0 | 6.5 | 0 | 0 | 0 | 0 | 0 | 0 | 0 | 0 | 0 | 0 | 0 | 638.94 | 0 | 0 | 0 | 0 | 0 | 0 | 0 | 0 | 0 | 0 | 0 | 638.94 | 0 | 0 | 0 | 0 | 0 | 0 | 0 | 0 | 0 | 0 | 0
PG&E Kern Study Area | Mesa | 115 | 0 | 0 | 0 | 0 | 0 | 0 | 0 | 0 | 0 | 0 | 0 | 0 | 0 | 0 | 0 | 0 | 0 | 0 | 0 | 0 | 0 | 0 | 0 | 0 | 0 | 0 | 0 | 0 | 0 | 0 | 0 | 0 | 0 | 0 | 0 | 0 | 0 | 0 | 0 | 0 | 0 | 0 | 0 | 0 | 0 | 0 | 0 | 0 | 0 | 0 | 0 | 0 | 0 | 0 | 0 | 0 | 0 | 0 | 0 | 0 | 0 | 0 | 0 | 0 | 0 | 0 | 0 | 0 | 0 | 0 | 0 | 0 | 0 | 0 | 0 | 0 | 0 | 0 | 0 | 0 | 0 | 0 | 0 | 0
SCE Metro Study Area | Mesa (SCE) | 500 | 0 | 0 | 0 | 0 | 0 | 0 | 0 | 0 | 0 | 0 | 0 | 0 | 0 | 0 | 0 | 0 | 0 | 0 | 0 | 0 | 0 | 0 | 0 | 0 | 0 | 0 | 0 | 0 | 0 | 0 | 0 | 0 | 0 | 0 | 0 | 0 | 252 | 0 | 0 | 0 | 0 | 0 | 0 | 0 | 0 | 0 | 0 | 0 | 0 | 0 | 0 | 0 | 0 | 0 | 0 | 0 | 0 | 0 | 0 | 0 | 0 | 0 | 0 | 0 | 0 | 0 | 0 | 0 | 0 | 0 | 0 | 0 | 252 | 0 | 0 | 0 | 0 | 0 | 0 | 0 | 0 | 0 | 0 | 0
SCE Metro Study Area | Mesa (SCE) | 230 | 0 | 0 | 0 | 0 | 0 | 0 | 0 | 0 | 0 | 0 | 0 | 0 | 0 | 0 | 0 | 0 | 0 | 0 | 0 | 0 | 0 | 0 | 0 | 0 | 0 | 0 | 0 | 0 | 0 | 0 | 0 | 0 | 0 | 0 | 0 | 0 | 0 | 0 | 0 | 0 | 0 | 0 | 0 | 0 | 0 | 0 | 0 | 0 | 0 | 0 | 0 | 0 | 0 | 0 | 0 | 0 | 0 | 0 | 0 | 0 | 0 | 0 | 0 | 0 | 0 | 0 | 0 | 0 | 0 | 0 | 0 | 0 | 0 | 0 | 0 | 0 | 0 | 0 | 0 | 0 | 0 | 0 | 0 | 0
PG&E Greater Bay Study Area | Metcalf | 500 | 0 | 0 | 0 | 0 | 0 | 0 | 0 | 0 | 0 | 0 | 0 | 0 | 0 | 0 | 0 | 0 | 0 | 0 | 0 | 0 | 0 | 0 | 0 | 0 | 0 | 0 | 0 | 0 | 0 | 0 | 0 | 0 | 0 | 0 | 0 | 0 | 0 | 0 | 0 | 0 | 0 | 0 | 0 | 0 | 0 | 0 | 0 | 0 | 0 | 0 | 0 | 0 | 0 | 0 | 0 | 0 | 0 | 0 | 0 | 0 | 0 | 0 | 0 | 0 | 0 | 0 | 0 | 0 | 0 | 0 | 0 | 0 | 0 | 0 | 0 | 0 | 0 | 0 | 0 | 0 | 0 | 0 | 0 | 0
PG&E Greater Bay Study Area | Metcalf | 230 | 0 | 0 | 0 | 0 | 0 | 0 | 0 | 0 | 0 | 0 | 0 | 0 | 0 | 0 | 0 | 0 | 0 | 0 | 0 | 0 | 0 | 0 | 0 | 0 | 354.88 | 350 | 0 | 0 | 0 | 0 | 0 | 0 | 0 | 0 | 0 | 0 | 354.88 | 350 | 0 | 0 | 0 | 0 | 0 | 0 | 0 | 0 | 0 | 0 | 0 | 0 | 0 | 0 | 0 | 0 | 0 | 0 | 0 | 0 | 0 | 0 | 354.88 | 350 | 0 | 0 | 0 | 0 | 0 | 0 | 0 | 0 | 0 | 0 | 354.88 | 350 | 0 | 0 | 0 | 0 | 0 | 0 | 0 | 0 | 0 | 0
PG&E Greater Bay Study Area | Metcalf | 115 | 0 | 0 | 0 | 0 | 0 | 0 | 0 | 0 | 0 | 0 | 0 | 0 | 0 | 0 | 0 | 0 | 0 | 0 | 0 | 0 | 0 | 0 | 0 | 0 | 0 | 0 | 0 | 0 | 0 | 0 | 0 | 0 | 0 | 0 | 0 | 0 | 0 | 0 | 0 | 0 | 0 | 0 | 0 | 0 | 0 | 0 | 0 | 0 | 0 | 0 | 0 | 0 | 0 | 0 | 0 | 0 | 0 | 0 | 0 | 0 | 0 | 0 | 0 | 0 | 0 | 0 | 0 | 0 | 0 | 0 | 0 | 0 | 0 | 0 | 0 | 0 | 0 | 0 | 0 | 0 | 0 | 0 | 0 | 0
PG&E Kern Study Area | Midway | 500 | 818 | 800 | 0 | 0 | 818 | 0 | 0 | 0 | 0 | 0 | 0 | 0 | 818 | 800 | 0 | 0 | 818 | 0 | 0 | 0 | 0 | 0 | 0 | 0 | 818 | 800 | 0 | 0 | 818 | 0 | 0 | 0 | 0 | 0 | 0 | 0 | 818 | 800 | 0 | 0 | 818 | 0 | 0 | 0 | 0 | 0 | 0 | 0 | 818 | 800 | 0 | 0 | 818 | 0 | 0 | 0 | 0 | 0 | 0 | 0 | 818 | 800 | 0 | 0 | 818 | 0 | 0 | 0 | 0 | 0 | 0 | 0 | 818 | 800 | 0 | 0 | 818 | 0 | 0 | 0 | 0 | 0 | 0 | 0
PG&E Kern Study Area | Midway | 230 | 0 | 0 | 0 | 0 | 0 | 0 | 0 | 0 | 0 | 0 | 0 | 0 | 0 | 0 | 0 | 0 | 0 | 0 | 0 | 0 | 0 | 0 | 0 | 0 | 0 | 0 | 0 | 0 | 0 | 0 | 0 | 0 | 0 | 0 | 0 | 0 | 0 | 0 | 0 | 0 | 0 | 0 | 0 | 0 | 0 | 0 | 0 | 0 | 0 | 0 | 0 | 0 | 0 | 0 | 0 | 0 | 0 | 0 | 0 | 0 | 0 | 0 | 0 | 0 | 0 | 0 | 0 | 0 | 0 | 0 | 0 | 0 | 0 | 0 | 0 | 0 | 0 | 0 | 0 | 0 | 0 | 0 | 0 | 0
PG&E Kern Study Area | Midway | 115 | 102 | 102 | 0 | 0 | 204 | 204 | 0 | 0 | 0 | 0 | 0 | 0 | 184 | 0 | 0 | 0 | 207.4 | 0 | 0 | 0 | 0 | 0 | 0 | 0 | 286 | 102 | 0 | 0 | 411.4 | 204 | 0 | 0 | 0 | 0 | 0 | 0 | 759.2 | 102 | 0 | 0 | 888.1 | 204 | 0 | 0 | 0 | 0 | 0 | 0 | 184 | 0 | 0 | 0 | 207.4 | 0 | 0 | 0 | 0 | 0 | 0 | 0 | 286 | 102 | 0 | 0 | 411.4 | 204 | 0 | 0 | 0 | 0 | 0 | 0 | 759.2 | 102 | 0 | 0 | 888.1 | 204 | 0 | 0 | 0 | 0 | 0 | 0
SDG&E Study Area | Miguel | 500 | 0 | 0 | 0 | 0 | 0 | 0 | 0 | 0 | 0 | 0 | 0 | 0 | 0 | 0 | 0 | 0 | 0 | 0 | 0 | 0 | 0 | 0 | 0 | 0 | 0 | 0 | 0 | 0 | 0 | 0 | 0 | 0 | 0 | 0 | 0 | 0 | 0 | 0 | 0 | 0 | 0 | 0 | 0 | 0 | 0 | 0 | 0 | 0 | 0 | 0 | 0 | 0 | 0 | 0 | 0 | 0 | 0 | 0 | 0 | 0 | 0 | 0 | 0 | 0 | 0 | 0 | 0 | 0 | 0 | 0 | 0 | 0 | 0 | 0 | 0 | 0 | 0 | 0 | 0 | 0 | 0 | 0 | 0 | 0
SDG&E Study Area | Miguel | 230 | 0 | 0 | 0 | 0 | 0 | 0 | 0 | 0 | 0 | 0 | 0 | 0 | 0 | 0 | 0 | 0 | 0 | 0 | 0 | 0 | 0 | 0 | 0 | 0 | 0 | 0 | 0 | 0 | 0 | 0 | 0 | 0 | 0 | 0 | 0 | 0 | 51.4 | 0 | 0 | 0 | 0 | 0 | 0 | 0 | 0 | 0 | 0 | 0 | 0 | 0 | 0 | 0 | 0 | 0 | 0 | 0 | 0 | 0 | 0 | 0 | 0 | 0 | 0 | 0 | 0 | 0 | 0 | 0 | 0 | 0 | 0 | 0 | 0 | 0 | 0 | 0 | 0 | 0 | 0 | 0 | 0 | 0 | 0 | 0
PG&E Greater Bay Study Area | Miller | 115 | 0 | 0 | 0 | 0 | 0 | 0 | 0 | 0 | 0 | 0 | 0 | 0 | 0 | 0 | 0 | 0 | 0 | 0 | 0 | 0 | 0 | 0 | 0 | 0 | 41.436 | 0 | 0 | 0 | 40.562 | 0 | 0 | 0 | 0 | 0 | 0 | 0 | 41.436 | 0 | 0 | 0 | 40.562 | 0 | 0 | 0 | 0 | 0 | 0 | 0 | 0 | 0 | 0 | 0 | 0 | 0 | 0 | 0 | 0 | 0 | 0 | 0 | 41.436 | 0 | 0 | 0 | 40.562 | 0 | 0 | 0 | 0 | 0 | 0 | 0 | 41.436 | 0 | 0 | 0 | 40.562 | 0 | 0 | 0 | 0 | 0 | 0 | 0
SCE Metro Study Area | Mira Loma | 500 | 0 | 0 | 0 | 0 | 0 | 0 | 0 | 0 | 0 | 0 | 0 | 0 | 0 | 0 | 0 | 0 | 0 | 0 | 0 | 0 | 0 | 0 | 0 | 0 | 0 | 0 | 0 | 0 | 0 | 0 | 0 | 0 | 0 | 0 | 0 | 0 | 0 | 0 | 0 | 0 | 0 | 0 | 0 | 0 | 0 | 0 | 0 | 0 | 0 | 0 | 0 | 0 | 0 | 0 | 0 | 0 | 0 | 0 | 0 | 0 | 0 | 0 | 0 | 0 | 0 | 0 | 0 | 0 | 0 | 0 | 0 | 0 | 0 | 0 | 0 | 0 | 0 | 0 | 0 | 0 | 0 | 0 | 0 | 0
SCE Metro Study Area | Mira Loma | 230 | 0 | 0 | 0 | 0 | 0 | 0 | 0 | 0 | 0 | 0 | 0 | 0 | 312.96 | 300 | 0 | 0 | 0 | 0 | 0 | 0 | 0 | 0 | 0 | 0 | 312.96 | 300 | 0 | 0 | 0 | 0 | 0 | 0 | 0 | 0 | 0 | 0 | 1031.631 | 300 | 0 | 0 | 0 | 0 | 0 | 0 | 0 | 0 | 0 | 0 | 312.96 | 300 | 0 | 0 | 0 | 0 | 0 | 0 | 0 | 0 | 0 | 0 | 312.96 | 300 | 0 | 0 | 0 | 0 | 0 | 0 | 0 | 0 | 0 | 0 | 519.051 | 300 | 0 | 0 | 0 | 0 | 0 | 0 | 0 | 0 | 0 | 0
SCE Eastern Study Area | Mirage | 230 | 0 | 0 | 0 | 0 | 0 | 0 | 0 | 0 | 0 | 0 | 0 | 0 | 0 | 0 | 0 | 0 | 0 | 0 | 0 | 0 | 0 | 0 | 0 | 0 | 0 | 0 | 0 | 0 | 0 | 0 | 0 | 0 | 0 | 0 | 0 | 0 | 404.8 | 0 | 0 | 0 | 65 | 0 | 0 | 0 | 0 | 0 | 0 | 0 | 0 | 0 | 0 | 0 | 0 | 0 | 0 | 0 | 0 | 0 | 0 | 0 | 0 | 0 | 0 | 0 | 0 | 0 | 0 | 0 | 0 | 0 | 0 | 0 | 404.8 | 0 | 0 | 0 | 65 | 0 | 0 | 0 | 0 | 0 | 0 | 0
SDG&E Study Area | Mission | 230 | 0 | 0 | 0 | 0 | 0 | 0 | 0 | 0 | 0 | 0 | 0 | 0 | 0 | 0 | 0 | 0 | 0 | 0 | 0 | 0 | 0 | 0 | 0 | 0 | 0 | 0 | 0 | 0 | 0 | 0 | 0 | 0 | 0 | 0 | 0 | 0 | 0 | 0 | 0 | 0 | 0 | 0 | 0 | 0 | 0 | 0 | 0 | 0 | 0 | 0 | 0 | 0 | 0 | 0 | 0 | 0 | 0 | 0 | 0 | 0 | 0 | 0 | 0 | 0 | 0 | 0 | 0 | 0 | 0 | 0 | 0 | 0 | 0 | 0 | 0 | 0 | 0 | 0 | 0 | 0 | 0 | 0 | 0 | 0
PG&E Greater Bay Study Area | Mi-Wuk | 115 | 0 | 0 | 0 | 0 | 0 | 0 | 0 | 0 | 0 | 0 | 0 | 0 | 0 | 0 | 0 | 0 | 0 | 0 | 0 | 0 | 0 | 0 | 0 | 0 | 0 | 0 | 0 | 0 | 0 | 0 | 0 | 0 | 0 | 0 | 0 | 0 | 0 | 0 | 0 | 0 | 0 | 0 | 0 | 0 | 0 | 0 | 0 | 0 | 0 | 0 | 0 | 0 | 0 | 0 | 0 | 0 | 0 | 0 | 0 | 0 | 0 | 0 | 0 | 0 | 0 | 0 | 0 | 0 | 0 | 0 | 0 | 0 | 0 | 0 | 0 | 0 | 0 | 0 | 0 | 0 | 0 | 0 | 0 | 0
East of Pisgah Study Area | Mohave | 500 | 820 | 820 | 0 | 0 | 820 | 0 | 0 | 0 | 0 | 0 | 0 | 0 | 0 | 0 | 0 | 0 | 0 | 0 | 0 | 0 | 0 | 0 | 0 | 0 | 1520 | 1520 | 0 | 0 | 1520 | 0 | 0 | 0 | 0 | 0 | 0 | 0 | 1770 | 1520 | 0 | 0 | 1770 | 0 | 0 | 0 | 0 | 0 | 0 | 0 | 0 | 0 | 0 | 0 | 0 | 0 | 0 | 0 | 0 | 0 | 0 | 0 | 1520 | 1520 | 0 | 0 | 1520 | 0 | 0 | 0 | 0 | 0 | 0 | 0 | 1520 | 1520 | 0 | 0 | 1520 | 0 | 0 | 0 | 0 | 0 | 0 | 0
PG&E North of Greater Bay Study Area | Monroe | 115 | 0 | 0 | 0 | 0 | 0 | 0 | 0 | 0 | 0 | 0 | 0 | 0 | 0 | 0 | 0 | 0 | 0 | 0 | 0 | 0 | 0 | 0 | 0 | 0 | 0 | 0 | 0 | 0 | 0 | 0 | 0 | 0 | 0 | 0 | 0 | 0 | 0 | 0 | 0 | 0 | 0 | 0 | 0 | 0 | 0 | 0 | 0 | 0 | 0 | 0 | 0 | 0 | 0 | 0 | 0 | 0 | 0 | 0 | 0 | 0 | 0 | 0 | 0 | 0 | 0 | 0 | 0 | 0 | 0 | 0 | 0 | 0 | 0 | 0 | 0 | 0 | 0 | 0 | 0 | 0 | 0 | 0 | 0 | 0
PG&E Greater Bay Study Area | Monta Vista | 230 | 0 | 0 | 0 | 0 | 0 | 0 | 0 | 0 | 0 | 0 | 0 | 0 | 0 | 0 | 0 | 0 | 0 | 0 | 0 | 0 | 0 | 0 | 0 | 0 | 0 | 0 | 0 | 0 | 0 | 0 | 0 | 0 | 0 | 0 | 0 | 0 | 606.1 | 0 | 0 | 0 | 0 | 0 | 0 | 0 | 0 | 0 | 0 | 0 | 0 | 0 | 0 | 0 | 0 | 0 | 0 | 0 | 0 | 0 | 0 | 0 | 0 | 0 | 0 | 0 | 0 | 0 | 0 | 0 | 0 | 0 | 0 | 0 | 606.1 | 0 | 0 | 0 | 0 | 0 | 0 | 0 | 0 | 0 | 0 | 0
PG&E North of Greater Bay Study Area | Monticello | 115 | 0 | 0 | 0 | 0 | 0 | 0 | 0 | 0 | 0 | 0 | 0 | 0 | 0 | 0 | 0 | 0 | 0 | 0 | 0 | 0 | 0 | 0 | 0 | 0 | 0 | 0 | 0 | 0 | 0 | 0 | 0 | 0 | 0 | 0 | 0 | 0 | 0 | 0 | 0 | 0 | 0 | 0 | 0 | 0 | 0 | 0 | 0 | 0 | 0 | 0 | 0 | 0 | 0 | 0 | 0 | 0 | 0 | 0 | 0 | 0 | 0 | 0 | 0 | 0 | 0 | 0 | 0 | 0 | 0 | 0 | 0 | 0 | 0 | 0 | 0 | 0 | 0 | 0 | 0 | 0 | 0 | 0 | 0 | 0
SCE Northern Area | Moorpark | 230 | 500 | 500 | 0 | 0 | 0 | 0 | 0 | 0 | 0 | 0 | 0 | 0 | 500 | 500 | 0 | 0 | 0 | 0 | 0 | 0 | 0 | 0 | 0 | 0 | 500 | 500 | 0 | 0 | 0 | 0 | 0 | 0 | 0 | 0 | 0 | 0 | 1989.525 | 500 | 0 | 0 | 0 | 0 | 0 | 0 | 0 | 0 | 0 | 0 | 500 | 500 | 0 | 0 | 0 | 0 | 0 | 0 | 0 | 0 | 0 | 0 | 500 | 500 | 0 | 0 | 0 | 0 | 0 | 0 | 0 | 0 | 0 | 0 | 1989.525 | 500 | 0 | 0 | 0 | 0 | 0 | 0 | 0 | 0 | 0 | 0
PG&E Greater Bay Study Area | Moraga | 230 | 0 | 0 | 0 | 0 | 0 | 0 | 0 | 0 | 0 | 0 | 0 | 0 | 0 | 0 | 0 | 0 | 0 | 0 | 0 | 0 | 0 | 0 | 0 | 0 | 0 | 0 | 0 | 0 | 0 | 0 | 0 | 0 | 0 | 0 | 0 | 0 | 305 | 0 | 0 | 0 | 0 | 0 | 0 | 0 | 0 | 0 | 0 | 0 | 0 | 0 | 0 | 0 | 0 | 0 | 0 | 0 | 0 | 0 | 0 | 0 | 0 | 0 | 0 | 0 | 0 | 0 | 0 | 0 | 0 | 0 | 0 | 0 | 305 | 0 | 0 | 0 | 0 | 0 | 0 | 0 | 0 | 0 | 0 | 0
PG&E Greater Bay Study Area | Moraga | 115 | 0 | 0 | 0 | 0 | 0 | 0 | 0 | 0 | 0 | 0 | 0 | 0 | 0 | 0 | 0 | 0 | 0 | 0 | 0 | 0 | 0 | 0 | 0 | 0 | 0 | 0 | 0 | 0 | 0 | 0 | 0 | 0 | 0 | 0 | 0 | 0 | 0 | 0 | 0 | 0 | 0 | 0 | 0 | 0 | 0 | 0 | 0 | 0 | 0 | 0 | 0 | 0 | 0 | 0 | 0 | 0 | 0 | 0 | 0 | 0 | 0 | 0 | 0 | 0 | 0 | 0 | 0 | 0 | 0 | 0 | 0 | 0 | 0 | 0 | 0 | 0 | 0 | 0 | 0 | 0 | 0 | 0 | 0 | 0
PG&E Greater Bay Study Area | Morgan Hill | 115 | 0 | 0 | 0 | 0 | 0 | 0 | 0 | 0 | 0 | 0 | 0 | 0 | 0 | 0 | 0 | 0 | 0 | 0 | 0 | 0 | 0 | 0 | 0 | 0 | 0 | 0 | 0 | 0 | 0 | 0 | 0 | 0 | 0 | 0 | 0 | 0 | 0 | 0 | 0 | 0 | 0 | 0 | 0 | 0 | 0 | 0 | 0 | 0 | 0 | 0 | 0 | 0 | 0 | 0 | 0 | 0 | 0 | 0 | 0 | 0 | 0 | 0 | 0 | 0 | 0 | 0 | 0 | 0 | 0 | 0 | 0 | 0 | 0 | 0 | 0 | 0 | 0 | 0 | 0 | 0 | 0 | 0 | 0 | 0
PG&E Kern Study Area | Morro Bay (Proposed) | 500 | 0 | 0 | 0 | 0 | 0 | 0 | 0 | 0 | 0 | 0 | 0 | 0 | 0 | 0 | 0 | 0 | 0 | 0 | 0 | 0 | 0 | 0 | 0 | 0 | 0 | 0 | 0 | 0 | 0 | 0 | 0 | 0 | 0 | 0 | 0 | 0 | 319.35 | 0 | 0 | 0 | 0 | 0 | 0 | 0 | 0 | 0 | 1190 | 0 | 0 | 0 | 0 | 0 | 0 | 0 | 0 | 0 | 0 | 0 | 0 | 0 | 0 | 0 | 0 | 0 | 0 | 0 | 0 | 0 | 0 | 0 | 0 | 0 | 319.35 | 0 | 0 | 0 | 0 | 0 | 0 | 0 | 0 | 0 | 1190 | 0
PG&E Kern Study Area | Morro Bay | 230 | 0 | 0 | 0 | 0 | 0 | 0 | 0 | 0 | 0 | 0 | 0 | 0 | 0 | 0 | 0 | 0 | 0 | 0 | 0 | 0 | 0 | 0 | 0 | 0 | 108 | 0 | 500 | 464.9 | 0 | 0 | 0 | 0 | 0 | 0 | 0 | 0 | 513.4 | 0 | 500 | 464.9 | 0 | 0 | 0 | 0 | 0 | 0 | 628.65 | 0 | 0 | 0 | 0 | 0 | 0 | 0 | 0 | 0 | 0 | 0 | 0 | 0 | 108 | 0 | 500 | 464.9 | 0 | 0 | 0 | 0 | 0 | 0 | 0 | 0 | 513.4 | 0 | 500 | 464.9 | 0 | 0 | 0 | 0 | 0 | 0 | 628.65 | 0
PG&E Kern Study Area | Morro Bay | 115 | 0 | 0 | 0 | 0 | 0 | 0 | 0 | 0 | 0 | 0 | 0 | 0 | 0 | 0 | 0 | 0 | 0 | 0 | 0 | 0 | 0 | 0 | 0 | 0 | 0 | 0 | 0 | 0 | 0 | 0 | 0 | 0 | 0 | 0 | 0 | 0 | 0 | 0 | 0 | 0 | 0 | 0 | 0 | 0 | 0 | 0 | 0 | 0 | 0 | 0 | 0 | 0 | 0 | 0 | 0 | 0 | 0 | 0 | 0 | 0 | 0 | 0 | 0 | 0 | 0 | 0 | 0 | 0 | 0 | 0 | 0 | 0 | 0 | 0 | 0 | 0 | 0 | 0 | 0 | 0 | 0 | 0 | 0 | 0
PG&E Greater Bay Study Area | Moss Landing | 500 | 0 | 0 | 0 | 0 | 0 | 0 | 0 | 0 | 0 | 0 | 0 | 0 | 782.79 | 750 | 0 | 0 | 0 | 0 | 0 | 0 | 0 | 0 | 0 | 0 | 782.79 | 750 | 0 | 0 | 0 | 0 | 0 | 0 | 0 | 0 | 0 | 0 | 1539.603 | 750 | 0 | 0 | 0 | 0 | 0 | 0 | 0 | 0 | 1525.172 | 0 | 782.79 | 750 | 0 | 0 | 0 | 0 | 0 | 0 | 0 | 0 | 0 | 0 | 782.79 | 750 | 0 | 0 | 0 | 0 | 0 | 0 | 0 | 0 | 0 | 0 | 1539.603 | 750 | 0 | 0 | 0 | 0 | 0 | 0 | 0 | 0 | 1525.172 | 0
PG&E Greater Bay Study Area | Moss Landing | 230 | 0 | 0 | 0 | 0 | 0 | 0 | 0 | 0 | 0 | 0 | 0 | 0 | 0 | 0 | 0 | 0 | 0 | 0 | 0 | 0 | 0 | 0 | 0 | 0 | 0 | 0 | 0 | 0 | 0 | 0 | 0 | 0 | 0 | 0 | 0 | 0 | 0 | 0 | 0 | 0 | 0 | 0 | 0 | 0 | 0 | 0 | 0 | 0 | 0 | 0 | 0 | 0 | 0 | 0 | 0 | 0 | 0 | 0 | 0 | 0 | 0 | 0 | 0 | 0 | 0 | 0 | 0 | 0 | 0 | 0 | 0 | 0 | 0 | 0 | 0 | 0 | 0 | 0 | 0 | 0 | 0 | 0 | 0 | 0
PG&E Greater Bay Study Area | Moss Landing | 115 | 0 | 0 | 0 | 0 | 0 | 0 | 0 | 0 | 0 | 0 | 0 | 0 | 0 | 0 | 0 | 0 | 0 | 0 | 0 | 0 | 0 | 0 | 0 | 0 | 0 | 0 | 0 | 0 | 0 | 0 | 0 | 0 | 0 | 0 | 0 | 0 | 0 | 0 | 0 | 0 | 0 | 0 | 0 | 0 | 0 | 0 | 0 | 0 | 0 | 0 | 0 | 0 | 0 | 0 | 0 | 0 | 0 | 0 | 0 | 0 | 0 | 0 | 0 | 0 | 0 | 0 | 0 | 0 | 0 | 0 | 0 | 0 | 0 | 0 | 0 | 0 | 0 | 0 | 0 | 0 | 0 | 0 | 0 | 0
PG&E Kern Study Area | Mt Poso | 115 | 0 | 0 | 0 | 0 | 0 | 0 | 0 | 0 | 0 | 0 | 0 | 0 | 0 | 0 | 0 | 0 | 0 | 0 | 0 | 0 | 0 | 0 | 0 | 0 | 0 | 0 | 0 | 0 | 0 | 0 | 0 | 0 | 0 | 0 | 0 | 0 | 0 | 0 | 0 | 0 | 0 | 0 | 0 | 0 | 0 | 0 | 0 | 0 | 0 | 0 | 0 | 0 | 0 | 0 | 0 | 0 | 0 | 0 | 0 | 0 | 0 | 0 | 0 | 0 | 0 | 0 | 0 | 0 | 0 | 0 | 0 | 0 | 0 | 0 | 0 | 0 | 0 | 0 | 0 | 0 | 0 | 0 | 0 | 0
PG&E Fresno Study Area | Mustang | 230 | 300 | 0 | 0 | 0 | 310.707 | 0 | 0 | 0 | 0 | 0 | 0 | 0 | 0 | 0 | 0 | 0 | 0 | 0 | 0 | 0 | 0 | 0 | 0 | 0 | 300 | 0 | 0 | 0 | 310.707 | 0 | 0 | 0 | 0 | 0 | 0 | 0 | 300 | 0 | 0 | 0 | 310.707 | 0 | 0 | 0 | 0 | 0 | 0 | 0 | 0 | 0 | 0 | 0 | 0 | 0 | 0 | 0 | 0 | 0 | 0 | 0 | 300 | 0 | 0 | 0 | 310.707 | 0 | 0 | 0 | 0 | 0 | 0 | 0 | 300 | 0 | 0 | 0 | 310.707 | 0 | 0 | 0 | 0 | 0 | 0 | 0
PG&E Fresno Study Area | New Melones | 230 | 0 | 0 | 0 | 0 | 0 | 0 | 0 | 0 | 0 | 0 | 0 | 0 | 0 | 0 | 0 | 0 | 0 | 0 | 0 | 0 | 0 | 0 | 0 | 0 | 0 | 0 | 0 | 0 | 0 | 0 | 0 | 0 | 0 | 0 | 0 | 0 | 0 | 0 | 0 | 0 | 0 | 0 | 0 | 0 | 0 | 0 | 0 | 0 | 0 | 0 | 0 | 0 | 0 | 0 | 0 | 0 | 0 | 0 | 0 | 0 | 0 | 0 | 0 | 0 | 0 | 0 | 0 | 0 | 0 | 0 | 0 | 0 | 0 | 0 | 0 | 0 | 0 | 0 | 0 | 0 | 0 | 0 | 0 | 0
PG&E Greater Bay Study Area | Newark | 230 | 0 | 0 | 0 | 0 | 0 | 0 | 0 | 0 | 0 | 0 | 0 | 0 | 0 | 0 | 0 | 0 | 0 | 0 | 0 | 0 | 0 | 0 | 0 | 0 | 0 | 0 | 0 | 0 | 0 | 0 | 0 | 0 | 0 | 0 | 0 | 0 | 252 | 0 | 0 | 0 | 0 | 0 | 0 | 0 | 0 | 0 | 0 | 0 | 0 | 0 | 0 | 0 | 0 | 0 | 0 | 0 | 0 | 0 | 0 | 0 | 0 | 0 | 0 | 0 | 0 | 0 | 0 | 0 | 0 | 0 | 0 | 0 | 252 | 0 | 0 | 0 | 0 | 0 | 0 | 0 | 0 | 0 | 0 | 0
PG&E Greater Bay Study Area | Newark | 115 | 0 | 0 | 0 | 0 | 0 | 0 | 0 | 0 | 0 | 0 | 0 | 0 | 0 | 0 | 0 | 0 | 0 | 0 | 0 | 0 | 0 | 0 | 0 | 0 | 0 | 0 | 0 | 0 | 0 | 0 | 0 | 0 | 0 | 0 | 0 | 0 | 0 | 0 | 0 | 0 | 0 | 0 | 0 | 0 | 0 | 0 | 0 | 0 | 0 | 0 | 0 | 0 | 0 | 0 | 0 | 0 | 0 | 0 | 0 | 0 | 0 | 0 | 0 | 0 | 0 | 0 | 0 | 0 | 0 | 0 | 0 | 0 | 0 | 0 | 0 | 0 | 0 | 0 | 0 | 0 | 0 | 0 | 0 | 0
PG&E Fresno Study Area | Newhall | 115 | 0 | 0 | 0 | 0 | 0 | 0 | 0 | 0 | 0 | 0 | 0 | 0 | 0 | 0 | 0 | 0 | 0 | 0 | 0 | 0 | 0 | 0 | 0 | 0 | 0 | 0 | 0 | 0 | 0 | 0 | 0 | 0 | 0 | 0 | 0 | 0 | 0 | 0 | 0 | 0 | 0 | 0 | 0 | 0 | 0 | 0 | 0 | 0 | 0 | 0 | 0 | 0 | 0 | 0 | 0 | 0 | 0 | 0 | 0 | 0 | 0 | 0 | 0 | 0 | 0 | 0 | 0 | 0 | 0 | 0 | 0 | 0 | 0 | 0 | 0 | 0 | 0 | 0 | 0 | 0 | 0 | 0 | 0 | 0
PG&E Kern Study Area | Norco | 115 | 0 | 0 | 0 | 0 | 0 | 0 | 0 | 0 | 0 | 0 | 0 | 0 | 0 | 0 | 0 | 0 | 0 | 0 | 0 | 0 | 0 | 0 | 0 | 0 | 0 | 0 | 0 | 0 | 0 | 0 | 0 | 0 | 0 | 0 | 0 | 0 | 0 | 0 | 0 | 0 | 0 | 0 | 0 | 0 | 0 | 0 | 0 | 0 | 0 | 0 | 0 | 0 | 0 | 0 | 0 | 0 | 0 | 0 | 0 | 0 | 0 | 0 | 0 | 0 | 0 | 0 | 0 | 0 | 0 | 0 | 0 | 0 | 0 | 0 | 0 | 0 | 0 | 0 | 0 | 0 | 0 | 0 | 0 | 0
SDG&E Study Area | North City Metering | 138 | 0 | 0 | 0 | 0 | 0 | 0 | 0 | 0 | 0 | 0 | 0 | 0 | 0 | 0 | 0 | 0 | 0 | 0 | 0 | 0 | 0 | 0 | 0 | 0 | 0 | 0 | 0 | 0 | 0 | 0 | 0 | 0 | 0 | 0 | 0 | 0 | 0 | 0 | 0 | 0 | 0 | 0 | 0 | 0 | 0 | 0 | 0 | 0 | 0 | 0 | 0 | 0 | 0 | 0 | 0 | 0 | 0 | 0 | 0 | 0 | 0 | 0 | 0 | 0 | 0 | 0 | 0 | 0 | 0 | 0 | 0 | 0 | 0 | 0 | 0 | 0 | 0 | 0 | 0 | 0 | 0 | 0 | 0 | 0
PG&E Greater Bay Study Area | North Dublin | 230 | 0 | 0 | 0 | 0 | 0 | 0 | 0 | 0 | 0 | 0 | 0 | 0 | 0 | 0 | 0 | 0 | 0 | 0 | 0 | 0 | 0 | 0 | 0 | 0 | 0 | 0 | 0 | 0 | 0 | 0 | 0 | 0 | 0 | 0 | 0 | 0 | 0 | 0 | 0 | 0 | 0 | 0 | 0 | 0 | 0 | 0 | 0 | 0 | 0 | 0 | 0 | 0 | 0 | 0 | 0 | 0 | 0 | 0 | 0 | 0 | 0 | 0 | 0 | 0 | 0 | 0 | 0 | 0 | 0 | 0 | 0 | 0 | 0 | 0 | 0 | 0 | 0 | 0 | 0 | 0 | 0 | 0 | 0 | 0
SDG&E Study Area | North Gila | 500 | 0 | 0 | 0 | 0 | 0 | 0 | 0 | 0 | 0 | 0 | 0 | 0 | 0 | 0 | 0 | 0 | 0 | 0 | 0 | 0 | 0 | 0 | 0 | 0 | 0 | 0 | 0 | 0 | 0 | 0 | 0 | 0 | 0 | 0 | 0 | 0 | 0 | 0 | 0 | 0 | 0 | 0 | 0 | 0 | 0 | 0 | 0 | 0 | 0 | 0 | 0 | 0 | 0 | 0 | 0 | 0 | 0 | 0 | 0 | 0 | 0 | 0 | 0 | 0 | 0 | 0 | 0 | 0 | 0 | 0 | 0 | 0 | 0 | 0 | 0 | 0 | 0 | 0 | 0 | 0 | 0 | 0 | 0 | 0
SDG&E Study Area | New Sub - North Gila - IV (Proposed) | 500 | 0 | 0 | 0 | 0 | 0 | 0 | 0 | 0 | 0 | 0 | 0 | 0 | 0 | 0 | 0 | 0 | 0 | 0 | 0 | 0 | 0 | 0 | 0 | 0 | 0 | 0 | 0 | 0 | 0 | 0 | 0 | 0 | 0 | 0 | 0 | 0 | 1182.38 | 0 | 0 | 0 | 1182.38 | 0 | 0 | 0 | 0 | 0 | 0 | 0 | 0 | 0 | 0 | 0 | 0 | 0 | 0 | 0 | 0 | 0 | 0 | 0 | 0 | 0 | 0 | 0 | 0 | 0 | 0 | 0 | 0 | 0 | 0 | 0 | 1182.38 | 0 | 0 | 0 | 1182.38 | 0 | 0 | 0 | 0 | 0 | 0 | 0
PG&E Greater Bay Study Area | Oakland C | 115 | 0 | 0 | 0 | 0 | 0 | 0 | 0 | 0 | 0 | 0 | 0 | 0 | 0 | 0 | 0 | 0 | 0 | 0 | 0 | 0 | 0 | 0 | 0 | 0 | 0.65 | 0 | 0 | 0 | 0 | 0 | 0 | 0 | 0 | 0 | 0 | 0 | 126.65 | 0 | 0 | 0 | 0 | 0 | 0 | 0 | 0 | 0 | 0 | 0 | 0 | 0 | 0 | 0 | 0 | 0 | 0 | 0 | 0 | 0 | 0 | 0 | 0.65 | 0 | 0 | 0 | 0 | 0 | 0 | 0 | 0 | 0 | 0 | 0 | 126.65 | 0 | 0 | 0 | 0 | 0 | 0 | 0 | 0 | 0 | 0 | 0
PG&E Greater Bay Study Area | Oakland J | 115 | 0 | 0 | 0 | 0 | 0 | 0 | 0 | 0 | 0 | 0 | 0 | 0 | 0 | 0 | 0 | 0 | 0 | 0 | 0 | 0 | 0 | 0 | 0 | 0 | 0 | 0 | 0 | 0 | 0 | 0 | 0 | 0 | 0 | 0 | 0 | 0 | 0 | 0 | 0 | 0 | 0 | 0 | 0 | 0 | 0 | 0 | 0 | 0 | 0 | 0 | 0 | 0 | 0 | 0 | 0 | 0 | 0 | 0 | 0 | 0 | 0 | 0 | 0 | 0 | 0 | 0 | 0 | 0 | 0 | 0 | 0 | 0 | 0 | 0 | 0 | 0 | 0 | 0 | 0 | 0 | 0 | 0 | 0 | 0
PG&E Kern Study Area | Oceano | 115 | 0 | 0 | 0 | 0 | 0 | 0 | 0 | 0 | 0 | 0 | 0 | 0 | 0 | 0 | 0 | 0 | 0 | 0 | 0 | 0 | 0 | 0 | 0 | 0 | 0 | 0 | 0 | 0 | 0 | 0 | 0 | 0 | 0 | 0 | 0 | 0 | 0 | 0 | 0 | 0 | 0 | 0 | 0 | 0 | 0 | 0 | 0 | 0 | 0 | 0 | 0 | 0 | 0 | 0 | 0 | 0 | 0 | 0 | 0 | 0 | 0 | 0 | 0 | 0 | 0 | 0 | 0 | 0 | 0 | 0 | 0 | 0 | 0 | 0 | 0 | 0 | 0 | 0 | 0 | 0 | 0 | 0 | 0 | 0
SDG&E Study Area | Ocotillo Express | 500 | 0 | 0 | 0 | 0 | 0 | 0 | 0 | 0 | 0 | 0 | 0 | 0 | 0 | 0 | 0 | 0 | 0 | 0 | 0 | 0 | 0 | 0 | 0 | 0 | 0 | 0 | 0 | 0 | 0 | 0 | 0 | 0 | 0 | 0 | 0 | 0 | 0 | 0 | 0 | 0 | 0 | 0 | 0 | 0 | 0 | 0 | 0 | 0 | 0 | 0 | 0 | 0 | 0 | 0 | 0 | 0 | 0 | 0 | 0 | 0 | 0 | 0 | 0 | 0 | 0 | 0 | 0 | 0 | 0 | 0 | 0 | 0 | 0 | 0 | 0 | 0 | 0 | 0 | 0 | 0 | 0 | 0 | 0 | 0
SDG&E Study Area | Old Town | 230 | 0 | 0 | 0 | 0 | 0 | 0 | 0 | 0 | 0 | 0 | 0 | 0 | 0 | 0 | 0 | 0 | 0 | 0 | 0 | 0 | 0 | 0 | 0 | 0 | 0 | 0 | 0 | 0 | 0 | 0 | 0 | 0 | 0 | 0 | 0 | 0 | 0 | 0 | 0 | 0 | 0 | 0 | 0 | 0 | 0 | 0 | 0 | 0 | 0 | 0 | 0 | 0 | 0 | 0 | 0 | 0 | 0 | 0 | 0 | 0 | 0 | 0 | 0 | 0 | 0 | 0 | 0 | 0 | 0 | 0 | 0 | 0 | 0 | 0 | 0 | 0 | 0 | 0 | 0 | 0 | 0 | 0 | 0 | 0
SCE Metro Study Area | Olinda | 230 | 0 | 0 | 0 | 0 | 0 | 0 | 0 | 0 | 0 | 0 | 0 | 0 | 0 | 0 | 0 | 0 | 0 | 0 | 0 | 0 | 0 | 0 | 0 | 0 | 0 | 0 | 0 | 0 | 0 | 0 | 0 | 0 | 0 | 0 | 0 | 0 | 0 | 0 | 0 | 0 | 0 | 0 | 0 | 0 | 0 | 0 | 0 | 0 | 0 | 0 | 0 | 0 | 0 | 0 | 0 | 0 | 0 | 0 | 0 | 0 | 0 | 0 | 0 | 0 | 0 | 0 | 0 | 0 | 0 | 0 | 0 | 0 | 0 | 0 | 0 | 0 | 0 | 0 | 0 | 0 | 0 | 0 | 0 | 0
PG&E Kern Study Area | Olive | 115 | 0 | 0 | 0 | 0 | 0 | 0 | 0 | 0 | 0 | 0 | 0 | 0 | 0 | 0 | 0 | 0 | 0 | 0 | 0 | 0 | 0 | 0 | 0 | 0 | 0 | 0 | 0 | 0 | 0 | 0 | 0 | 0 | 0 | 0 | 0 | 0 | 163.268 | 0 | 0 | 0 | 163.268 | 0 | 0 | 0 | 0 | 0 | 0 | 0 | 0 | 0 | 0 | 0 | 0 | 0 | 0 | 0 | 0 | 0 | 0 | 0 | 0 | 0 | 0 | 0 | 0 | 0 | 0 | 0 | 0 | 0 | 0 | 0 | 163.268 | 0 | 0 | 0 | 163.268 | 0 | 0 | 0 | 0 | 0 | 0 | 0
PG&E North of Greater Bay Study Area | Olivehurst | 115 | 0 | 0 | 0 | 0 | 0 | 0 | 0 | 0 | 0 | 0 | 0 | 0 | 0 | 0 | 0 | 0 | 0 | 0 | 0 | 0 | 0 | 0 | 0 | 0 | 0 | 0 | 0 | 0 | 0 | 0 | 0 | 0 | 0 | 0 | 0 | 0 | 0 | 0 | 0 | 0 | 0 | 0 | 0 | 0 | 0 | 0 | 0 | 0 | 0 | 0 | 0 | 0 | 0 | 0 | 0 | 0 | 0 | 0 | 0 | 0 | 0 | 0 | 0 | 0 | 0 | 0 | 0 | 0 | 0 | 0 | 0 | 0 | 0 | 0 | 0 | 0 | 0 | 0 | 0 | 0 | 0 | 0 | 0 | 0
SCE Northern Area | Ormond Beach | 230 | 0 | 0 | 0 | 0 | 0 | 0 | 0 | 0 | 0 | 0 | 0 | 0 | 0 | 0 | 0 | 0 | 0 | 0 | 0 | 0 | 0 | 0 | 0 | 0 | 0 | 0 | 0 | 0 | 0 | 0 | 0 | 0 | 0 | 0 | 0 | 0 | 0 | 0 | 0 | 0 | 0 | 0 | 0 | 0 | 0 | 0 | 0 | 0 | 0 | 0 | 0 | 0 | 0 | 0 | 0 | 0 | 0 | 0 | 0 | 0 | 0 | 0 | 0 | 0 | 0 | 0 | 0 | 0 | 0 | 0 | 0 | 0 | 0 | 0 | 0 | 0 | 0 | 0 | 0 | 0 | 0 | 0 | 0 | 0
SDG&E Study Area | Otay | 69 | 0 | 0 | 0 | 0 | 0 | 0 | 0 | 0 | 0 | 0 | 0 | 0 | 50 | 0 | 0 | 0 | 0 | 0 | 0 | 0 | 0 | 0 | 0 | 0 | 50 | 0 | 0 | 0 | 0 | 0 | 0 | 0 | 0 | 0 | 0 | 0 | 50 | 0 | 0 | 0 | 0 | 0 | 0 | 0 | 0 | 0 | 0 | 0 | 50 | 0 | 0 | 0 | 0 | 0 | 0 | 0 | 0 | 0 | 0 | 0 | 50 | 0 | 0 | 0 | 0 | 0 | 0 | 0 | 0 | 0 | 0 | 0 | 50 | 0 | 0 | 0 | 0 | 0 | 0 | 0 | 0 | 0 | 0 | 0
SDG&E Study Area | Otay Mesa | 230 | 0 | 0 | 0 | 0 | 0 | 0 | 0 | 0 | 0 | 0 | 0 | 0 | 0 | 0 | 0 | 0 | 0 | 0 | 0 | 0 | 0 | 0 | 0 | 0 | 312.96 | 0 | 0 | 0 | 0 | 0 | 0 | 0 | 0 | 0 | 0 | 0 | 882.21 | 0 | 0 | 0 | 0 | 0 | 0 | 0 | 0 | 0 | 0 | 0 | 0 | 0 | 0 | 0 | 0 | 0 | 0 | 0 | 0 | 0 | 0 | 0 | 312.96 | 0 | 0 | 0 | 0 | 0 | 0 | 0 | 0 | 0 | 0 | 0 | 312.96 | 0 | 0 | 0 | 0 | 0 | 0 | 0 | 0 | 0 | 0 | 0
PG&E Fresno Study Area | Padre Flats SW STA | 230 | 0 | 0 | 0 | 0 | 0 | 0 | 0 | 0 | 0 | 0 | 0 | 0 | 0 | 0 | 0 | 0 | 0 | 0 | 0 | 0 | 0 | 0 | 0 | 0 | 0 | 0 | 0 | 0 | 0 | 0 | 0 | 0 | 0 | 0 | 0 | 0 | 0 | 0 | 0 | 0 | 0 | 0 | 0 | 0 | 0 | 0 | 0 | 0 | 0 | 0 | 0 | 0 | 0 | 0 | 0 | 0 | 0 | 0 | 0 | 0 | 0 | 0 | 0 | 0 | 0 | 0 | 0 | 0 | 0 | 0 | 0 | 0 | 0 | 0 | 0 | 0 | 0 | 0 | 0 | 0 | 0 | 0 | 0 | 0
East of Pisgah Study Area | Pahrump | 230 | 0 | 0 | 0 | 0 | 0 | 0 | 0 | 0 | 0 | 0 | 0 | 0 | 0 | 0 | 0 | 0 | 0 | 0 | 0 | 0 | 0 | 0 | 0 | 0 | 0 | 0 | 0 | 0 | 0 | 0 | 0 | 0 | 0 | 0 | 0 | 0 | 0 | 0 | 0 | 0 | 0 | 0 | 0 | 0 | 0 | 0 | 0 | 0 | 0 | 0 | 0 | 0 | 0 | 0 | 0 | 0 | 0 | 0 | 0 | 0 | 0 | 0 | 0 | 0 | 0 | 0 | 0 | 0 | 0 | 0 | 0 | 0 | 0 | 0 | 0 | 0 | 0 | 0 | 0 | 0 | 0 | 0 | 0 | 0
East of Pisgah Study Area | Pahrump | 138 | 0 | 0 | 0 | 0 | 0 | 0 | 0 | 0 | 0 | 0 | 0 | 0 | 0 | 0 | 0 | 0 | 0 | 0 | 0 | 0 | 0 | 0 | 0 | 0 | 0 | 0 | 0 | 0 | 0 | 0 | 0 | 0 | 0 | 0 | 0 | 0 | 0 | 0 | 0 | 0 | 0 | 0 | 0 | 0 | 0 | 0 | 0 | 0 | 0 | 0 | 0 | 0 | 0 | 0 | 0 | 0 | 0 | 0 | 0 | 0 | 0 | 0 | 0 | 0 | 0 | 0 | 0 | 0 | 0 | 0 | 0 | 0 | 0 | 0 | 0 | 0 | 0 | 0 | 0 | 0 | 0 | 0 | 0 | 0
SDG&E Study Area | Pala | 69 | 0 | 0 | 0 | 0 | 0 | 0 | 0 | 0 | 0 | 0 | 0 | 0 | 0 | 0 | 0 | 0 | 0 | 0 | 0 | 0 | 0 | 0 | 0 | 0 | 0 | 0 | 0 | 0 | 0 | 0 | 0 | 0 | 0 | 0 | 0 | 0 | 0 | 0 | 0 | 0 | 0 | 0 | 0 | 0 | 0 | 0 | 0 | 0 | 0 | 0 | 0 | 0 | 0 | 0 | 0 | 0 | 0 | 0 | 0 | 0 | 0 | 0 | 0 | 0 | 0 | 0 | 0 | 0 | 0 | 0 | 0 | 0 | 0 | 0 | 0 | 0 | 0 | 0 | 0 | 0 | 0 | 0 | 0 | 0
PG&E North of Greater Bay Study Area | Palermo | 230 | 0 | 0 | 0 | 0 | 0 | 0 | 0 | 0 | 0 | 0 | 0 | 0 | 0 | 0 | 0 | 0 | 0 | 0 | 0 | 0 | 0 | 0 | 0 | 0 | 0 | 0 | 0 | 0 | 0 | 0 | 0 | 0 | 0 | 0 | 0 | 0 | 213.55 | 0 | 0 | 0 | 0 | 0 | 0 | 0 | 0 | 0 | 0 | 0 | 0 | 0 | 0 | 0 | 0 | 0 | 0 | 0 | 0 | 0 | 0 | 0 | 0 | 0 | 0 | 0 | 0 | 0 | 0 | 0 | 0 | 0 | 0 | 0 | 213.55 | 0 | 0 | 0 | 0 | 0 | 0 | 0 | 0 | 0 | 0 | 0
PG&E North of Greater Bay Study Area | Palermo | 115 | 0 | 0 | 0 | 0 | 0 | 0 | 0 | 0 | 0 | 0 | 0 | 0 | 0 | 0 | 0 | 0 | 0 | 0 | 0 | 0 | 0 | 0 | 0 | 0 | 0 | 0 | 0 | 0 | 0 | 0 | 0 | 0 | 0 | 0 | 0 | 0 | 0 | 0 | 0 | 0 | 0 | 0 | 0 | 0 | 0 | 0 | 0 | 0 | 0 | 0 | 0 | 0 | 0 | 0 | 0 | 0 | 0 | 0 | 0 | 0 | 0 | 0 | 0 | 0 | 0 | 0 | 0 | 0 | 0 | 0 | 0 | 0 | 0 | 0 | 0 | 0 | 0 | 0 | 0 | 0 | 0 | 0 | 0 | 0
SCE Eastern Study Area | Palo Verde | 500 | 0 | 0 | 0 | 0 | 0 | 0 | 0 | 0 | 0 | 0 | 0 | 0 | 0 | 0 | 0 | 0 | 0 | 0 | 0 | 0 | 0 | 0 | 0 | 0 | 0 | 0 | 0 | 0 | 0 | 0 | 0 | 0 | 0 | 0 | 0 | 0 | 0 | 0 | 0 | 0 | 0 | 0 | 0 | 0 | 0 | 0 | 0 | 0 | 0 | 0 | 0 | 0 | 0 | 0 | 0 | 0 | 0 | 0 | 0 | 0 | 0 | 0 | 0 | 0 | 0 | 0 | 0 | 0 | 0 | 0 | 0 | 0 | 0 | 0 | 0 | 0 | 0 | 0 | 0 | 0 | 0 | 0 | 0 | 0
SDG&E Study Area | Palomar Energy | 230 | 0 | 0 | 0 | 0 | 0 | 0 | 0 | 0 | 0 | 0 | 0 | 0 | 0 | 0 | 0 | 0 | 0 | 0 | 0 | 0 | 0 | 0 | 0 | 0 | 0 | 0 | 0 | 0 | 0 | 0 | 0 | 0 | 0 | 0 | 0 | 0 | 0 | 0 | 0 | 0 | 0 | 0 | 0 | 0 | 0 | 0 | 0 | 0 | 0 | 0 | 0 | 0 | 0 | 0 | 0 | 0 | 0 | 0 | 0 | 0 | 0 | 0 | 0 | 0 | 0 | 0 | 0 | 0 | 0 | 0 | 0 | 0 | 0 | 0 | 0 | 0 | 0 | 0 | 0 | 0 | 0 | 0 | 0 | 0
PG&E Fresno Study Area | Panoche | 115 | 0 | 0 | 0 | 0 | 0 | 0 | 0 | 0 | 0 | 0 | 0 | 0 | 0 | 0 | 0 | 0 | 0 | 0 | 0 | 0 | 0 | 0 | 0 | 0 | 0 | 0 | 0 | 0 | 0 | 0 | 0 | 0 | 0 | 0 | 0 | 0 | 0 | 0 | 0 | 0 | 0 | 0 | 0 | 0 | 0 | 0 | 0 | 0 | 0 | 0 | 0 | 0 | 0 | 0 | 0 | 0 | 0 | 0 | 0 | 0 | 0 | 0 | 0 | 0 | 0 | 0 | 0 | 0 | 0 | 0 | 0 | 0 | 0 | 0 | 0 | 0 | 0 | 0 | 0 | 0 | 0 | 0 | 0 | 0
PG&E Fresno Study Area | Panoche | 230 | 0 | 0 | 0 | 0 | 0 | 0 | 0 | 0 | 0 | 0 | 0 | 0 | 0 | 0 | 0 | 0 | 0 | 0 | 0 | 0 | 0 | 0 | 0 | 0 | 0 | 0 | 0 | 0 | 0 | 0 | 0 | 0 | 0 | 0 | 0 | 0 | 5 | 0 | 0 | 0 | 0 | 0 | 0 | 0 | 0 | 0 | 0 | 0 | 0 | 0 | 0 | 0 | 0 | 0 | 0 | 0 | 0 | 0 | 0 | 0 | 0 | 0 | 0 | 0 | 0 | 0 | 0 | 0 | 0 | 0 | 0 | 0 | 5 | 0 | 0 | 0 | 0 | 0 | 0 | 0 | 0 | 0 | 0 | 0
SCE Northern Area | Pardee | 230 | 0 | 0 | 0 | 0 | 0 | 0 | 0 | 0 | 0 | 0 | 0 | 0 | 0 | 0 | 0 | 0 | 0 | 0 | 0 | 0 | 0 | 0 | 0 | 0 | 0 | 0 | 0 | 0 | 0 | 0 | 0 | 0 | 0 | 0 | 0 | 0 | 0 | 0 | 0 | 0 | 0 | 0 | 0 | 0 | 0 | 0 | 0 | 0 | 0 | 0 | 0 | 0 | 0 | 0 | 0 | 0 | 0 | 0 | 0 | 0 | 0 | 0 | 0 | 0 | 0 | 0 | 0 | 0 | 0 | 0 | 0 | 0 | 0 | 0 | 0 | 0 | 0 | 0 | 0 | 0 | 0 | 0 | 0 | 0
PG&E North of Greater Bay Study Area | Parkway | 230 | 0 | 0 | 0 | 0 | 0 | 0 | 0 | 0 | 0 | 0 | 0 | 0 | 0 | 0 | 0 | 0 | 0 | 0 | 0 | 0 | 0 | 0 | 0 | 0 | 0 | 0 | 0 | 0 | 0 | 0 | 0 | 0 | 0 | 0 | 0 | 0 | 0 | 0 | 0 | 0 | 0 | 0 | 0 | 0 | 0 | 0 | 0 | 0 | 0 | 0 | 0 | 0 | 0 | 0 | 0 | 0 | 0 | 0 | 0 | 0 | 0 | 0 | 0 | 0 | 0 | 0 | 0 | 0 | 0 | 0 | 0 | 0 | 0 | 0 | 0 | 0 | 0 | 0 | 0 | 0 | 0 | 0 | 0 | 0
SCE Northern Area | Pastoria | 230 | 0 | 0 | 0 | 0 | 1.875 | 0 | 0 | 0 | 0 | 0 | 0 | 0 | 0 | 0 | 0 | 0 | 1.875 | 0 | 0 | 0 | 0 | 0 | 0 | 0 | 0 | 0 | 0 | 0 | 1.875 | 0 | 0 | 0 | 0 | 0 | 0 | 0 | 0 | 0 | 0 | 0 | 1.875 | 0 | 0 | 0 | 0 | 0 | 0 | 0 | 0 | 0 | 0 | 0 | 1.875 | 0 | 0 | 0 | 0 | 0 | 0 | 0 | 0 | 0 | 0 | 0 | 1.875 | 0 | 0 | 0 | 0 | 0 | 0 | 0 | 0 | 0 | 0 | 0 | 1.875 | 0 | 0 | 0 | 0 | 0 | 0 | 0
SCE Metro Study Area | Pauda | 230 | 0 | 0 | 0 | 0 | 0 | 0 | 0 | 0 | 0 | 0 | 0 | 0 | 0 | 0 | 0 | 0 | 0 | 0 | 0 | 0 | 0 | 0 | 0 | 0 | 0 | 0 | 0 | 0 | 0 | 0 | 0 | 0 | 0 | 0 | 0 | 0 | 0 | 0 | 0 | 0 | 0 | 0 | 0 | 0 | 0 | 0 | 0 | 0 | 0 | 0 | 0 | 0 | 0 | 0 | 0 | 0 | 0 | 0 | 0 | 0 | 0 | 0 | 0 | 0 | 0 | 0 | 0 | 0 | 0 | 0 | 0 | 0 | 0 | 0 | 0 | 0 | 0 | 0 | 0 | 0 | 0 | 0 | 0 | 0
PG&E North of Greater Bay Study Area | Peabody | 230 | 0 | 0 | 0 | 0 | 0 | 0 | 0 | 0 | 0 | 0 | 0 | 0 | 0 | 0 | 0 | 0 | 0 | 0 | 0 | 0 | 0 | 0 | 0 | 0 | 0 | 0 | 0 | 0 | 0 | 0 | 0 | 0 | 0 | 0 | 0 | 0 | 0 | 0 | 0 | 0 | 0 | 0 | 0 | 0 | 0 | 0 | 0 | 0 | 0 | 0 | 0 | 0 | 0 | 0 | 0 | 0 | 0 | 0 | 0 | 0 | 0 | 0 | 0 | 0 | 0 | 0 | 0 | 0 | 0 | 0 | 0 | 0 | 0 | 0 | 0 | 0 | 0 | 0 | 0 | 0 | 0 | 0 | 0 | 0
PG&E North of Greater Bay Study Area | Pease | 115 | 0 | 0 | 0 | 0 | 0 | 0 | 0 | 0 | 0 | 0 | 0 | 0 | 0 | 0 | 0 | 0 | 0 | 0 | 0 | 0 | 0 | 0 | 0 | 0 | 0 | 0 | 0 | 0 | 0 | 0 | 0 | 0 | 0 | 0 | 0 | 0 | 50.5 | 0 | 0 | 0 | 0 | 0 | 0 | 0 | 0 | 0 | 0 | 0 | 0 | 0 | 0 | 0 | 0 | 0 | 0 | 0 | 0 | 0 | 0 | 0 | 0 | 0 | 0 | 0 | 0 | 0 | 0 | 0 | 0 | 0 | 0 | 0 | 50.5 | 0 | 0 | 0 | 0 | 0 | 0 | 0 | 0 | 0 | 0 | 0
SDG&E Study Area | Penasquitos | 230 | 0 | 0 | 0 | 0 | 0 | 0 | 0 | 0 | 0 | 0 | 0 | 0 | 0 | 0 | 0 | 0 | 0 | 0 | 0 | 0 | 0 | 0 | 0 | 0 | 0 | 0 | 0 | 0 | 0 | 0 | 0 | 0 | 0 | 0 | 0 | 0 | 0 | 0 | 0 | 0 | 0 | 0 | 0 | 0 | 0 | 0 | 0 | 0 | 0 | 0 | 0 | 0 | 0 | 0 | 0 | 0 | 0 | 0 | 0 | 0 | 0 | 0 | 0 | 0 | 0 | 0 | 0 | 0 | 0 | 0 | 0 | 0 | 0 | 0 | 0 | 0 | 0 | 0 | 0 | 0 | 0 | 0 | 0 | 0
PG&E North of Greater Bay Study Area | Penngrove | 115 | 0 | 0 | 0 | 0 | 0 | 0 | 0 | 0 | 0 | 0 | 0 | 0 | 0 | 0 | 0 | 0 | 0 | 0 | 0 | 0 | 0 | 0 | 0 | 0 | 0 | 0 | 0 | 0 | 0 | 0 | 0 | 0 | 0 | 0 | 0 | 0 | 0 | 0 | 0 | 0 | 0 | 0 | 0 | 0 | 0 | 0 | 0 | 0 | 0 | 0 | 0 | 0 | 0 | 0 | 0 | 0 | 0 | 0 | 0 | 0 | 0 | 0 | 0 | 0 | 0 | 0 | 0 | 0 | 0 | 0 | 0 | 0 | 0 | 0 | 0 | 0 | 0 | 0 | 0 | 0 | 0 | 0 | 0 | 0
PG&E Greater Bay Study Area | Peoria | 115 | 0 | 0 | 0 | 0 | 0 | 0 | 0 | 0 | 0 | 0 | 0 | 0 | 0 | 0 | 0 | 0 | 0 | 0 | 0 | 0 | 0 | 0 | 0 | 0 | 0 | 0 | 0 | 0 | 0 | 0 | 0 | 0 | 0 | 0 | 0 | 0 | 0 | 0 | 0 | 0 | 0 | 0 | 0 | 0 | 0 | 0 | 0 | 0 | 0 | 0 | 0 | 0 | 0 | 0 | 0 | 0 | 0 | 0 | 0 | 0 | 0 | 0 | 0 | 0 | 0 | 0 | 0 | 0 | 0 | 0 | 0 | 0 | 0 | 0 | 0 | 0 | 0 | 0 | 0 | 0 | 0 | 0 | 0 | 0
PG&E Greater Bay Study Area | Piercy | 115 | 0 | 0 | 0 | 0 | 0 | 0 | 0 | 0 | 0 | 0 | 0 | 0 | 0 | 0 | 0 | 0 | 0 | 0 | 0 | 0 | 0 | 0 | 0 | 0 | 0 | 0 | 0 | 0 | 0 | 0 | 0 | 0 | 0 | 0 | 0 | 0 | 0 | 0 | 0 | 0 | 0 | 0 | 0 | 0 | 0 | 0 | 0 | 0 | 0 | 0 | 0 | 0 | 0 | 0 | 0 | 0 | 0 | 0 | 0 | 0 | 0 | 0 | 0 | 0 | 0 | 0 | 0 | 0 | 0 | 0 | 0 | 0 | 0 | 0 | 0 | 0 | 0 | 0 | 0 | 0 | 0 | 0 | 0 | 0
PG&E Fresno Study Area | Pine Flat | 230 | 0 | 0 | 0 | 0 | 0 | 0 | 0 | 0 | 0 | 0 | 0 | 0 | 0 | 0 | 0 | 0 | 0 | 0 | 0 | 0 | 0 | 0 | 0 | 0 | 0 | 0 | 0 | 0 | 0 | 0 | 0 | 0 | 0 | 0 | 0 | 0 | 0 | 0 | 0 | 0 | 0 | 0 | 0 | 0 | 0 | 0 | 0 | 0 | 0 | 0 | 0 | 0 | 0 | 0 | 0 | 0 | 0 | 0 | 0 | 0 | 0 | 0 | 0 | 0 | 0 | 0 | 0 | 0 | 0 | 0 | 0 | 0 | 0 | 0 | 0 | 0 | 0 | 0 | 0 | 0 | 0 | 0 | 0 | 0
SCE North of Lugo Study Area | Pisgah | 230 | 0 | 0 | 0 | 0 | 0 | 0 | 0 | 0 | 0 | 0 | 0 | 0 | 0 | 0 | 0 | 0 | 0 | 0 | 0 | 0 | 0 | 0 | 0 | 0 | 0 | 0 | 0 | 0 | 0 | 0 | 0 | 0 | 0 | 0 | 0 | 0 | 312.96 | 0 | 0 | 0 | 312.96 | 0 | 0 | 0 | 0 | 0 | 0 | 0 | 0 | 0 | 0 | 0 | 0 | 0 | 0 | 0 | 0 | 0 | 0 | 0 | 0 | 0 | 0 | 0 | 0 | 0 | 0 | 0 | 0 | 0 | 0 | 0 | 0 | 0 | 0 | 0 | 0 | 0 | 0 | 0 | 0 | 0 | 0 | 0
PG&E North of Greater Bay Study Area | Pit 1 | 230 | 0 | 0 | 0 | 0 | 0 | 0 | 0 | 0 | 0 | 0 | 0 | 0 | 0 | 0 | 0 | 0 | 0 | 0 | 0 | 0 | 0 | 0 | 0 | 0 | 0 | 0 | 0 | 0 | 0 | 0 | 0 | 0 | 0 | 0 | 0 | 0 | 0 | 0 | 0 | 0 | 0 | 0 | 0 | 0 | 0 | 0 | 0 | 0 | 0 | 0 | 0 | 0 | 0 | 0 | 0 | 0 | 0 | 0 | 0 | 0 | 0 | 0 | 0 | 0 | 0 | 0 | 0 | 0 | 0 | 0 | 0 | 0 | 0 | 0 | 0 | 0 | 0 | 0 | 0 | 0 | 0 | 0 | 0 | 0
PG&E North of Greater Bay Study Area | New Sub - Pit 1 - Cottonwood (Proposed) | 230 | 0 | 0 | 0 | 0 | 0 | 0 | 0 | 0 | 206 | 200 | 0 | 0 | 0 | 0 | 0 | 0 | 0 | 0 | 0 | 0 | 206 | 200 | 0 | 0 | 0 | 0 | 0 | 0 | 0 | 0 | 0 | 0 | 206 | 200 | 0 | 0 | 0 | 0 | 0 | 0 | 0 | 0 | 0 | 0 | 206 | 200 | 0 | 0 | 0 | 0 | 0 | 0 | 0 | 0 | 0 | 0 | 206 | 200 | 0 | 0 | 0 | 0 | 0 | 0 | 0 | 0 | 0 | 0 | 206 | 200 | 0 | 0 | 0 | 0 | 0 | 0 | 0 | 0 | 0 | 0 | 206 | 200 | 0 | 0
PG&E North of Greater Bay Study Area | Pit 4 | 230 | 0 | 0 | 0 | 0 | 0 | 0 | 0 | 0 | 0 | 0 | 0 | 0 | 0 | 0 | 0 | 0 | 0 | 0 | 0 | 0 | 0 | 0 | 0 | 0 | 0 | 0 | 0 | 0 | 0 | 0 | 0 | 0 | 0 | 0 | 0 | 0 | 0 | 0 | 0 | 0 | 0 | 0 | 0 | 0 | 0 | 0 | 0 | 0 | 0 | 0 | 0 | 0 | 0 | 0 | 0 | 0 | 0 | 0 | 0 | 0 | 0 | 0 | 0 | 0 | 0 | 0 | 0 | 0 | 0 | 0 | 0 | 0 | 0 | 0 | 0 | 0 | 0 | 0 | 0 | 0 | 0 | 0 | 0 | 0
PG&E Greater Bay Study Area | Pittsburg | 230 | 0 | 0 | 0 | 0 | 0 | 0 | 0 | 0 | 0 | 0 | 0 | 0 | 675 | 0 | 0 | 0 | 0 | 0 | 0 | 0 | 0 | 0 | 0 | 0 | 675 | 0 | 0 | 0 | 0 | 0 | 0 | 0 | 0 | 0 | 0 | 0 | 1358.4 | 0 | 0 | 0 | 0 | 0 | 0 | 0 | 0 | 0 | 0 | 0 | 675 | 0 | 0 | 0 | 0 | 0 | 0 | 0 | 0 | 0 | 0 | 0 | 675 | 0 | 0 | 0 | 0 | 0 | 0 | 0 | 0 | 0 | 0 | 0 | 1358.4 | 0 | 0 | 0 | 0 | 0 | 0 | 0 | 0 | 0 | 0 | 0
PG&E Greater Bay Study Area | Pittsburg | 115 | 0 | 0 | 0 | 0 | 0 | 0 | 0 | 0 | 0 | 0 | 0 | 0 | 0 | 0 | 0 | 0 | 0 | 0 | 0 | 0 | 0 | 0 | 0 | 0 | 0 | 0 | 0 | 0 | 0 | 0 | 0 | 0 | 0 | 0 | 0 | 0 | 353.2 | 0 | 0 | 0 | 0 | 0 | 0 | 0 | 0 | 0 | 0 | 0 | 0 | 0 | 0 | 0 | 0 | 0 | 0 | 0 | 0 | 0 | 0 | 0 | 0 | 0 | 0 | 0 | 0 | 0 | 0 | 0 | 0 | 0 | 0 | 0 | 353.2 | 0 | 0 | 0 | 0 | 0 | 0 | 0 | 0 | 0 | 0 | 0
PG&E North of Greater Bay Study Area | Placerville | 115 | 0 | 0 | 0 | 0 | 0 | 0 | 0 | 0 | 0 | 0 | 0 | 0 | 0 | 0 | 0 | 0 | 0 | 0 | 0 | 0 | 0 | 0 | 0 | 0 | 0 | 0 | 0 | 0 | 0 | 0 | 0 | 0 | 0 | 0 | 0 | 0 | 0 | 0 | 0 | 0 | 0 | 0 | 0 | 0 | 0 | 0 | 0 | 0 | 0 | 0 | 0 | 0 | 0 | 0 | 0 | 0 | 0 | 0 | 0 | 0 | 0 | 0 | 0 | 0 | 0 | 0 | 0 | 0 | 0 | 0 | 0 | 0 | 0 | 0 | 0 | 0 | 0 | 0 | 0 | 0 | 0 | 0 | 0 | 0
PG&E North of Greater Bay Study Area | Pleasant Grove | 115 | 0 | 0 | 0 | 0 | 0 | 0 | 0 | 0 | 0 | 0 | 0 | 0 | 0 | 0 | 0 | 0 | 0 | 0 | 0 | 0 | 0 | 0 | 0 | 0 | 0 | 0 | 0 | 0 | 0 | 0 | 0 | 0 | 0 | 0 | 0 | 0 | 0 | 0 | 0 | 0 | 0 | 0 | 0 | 0 | 0 | 0 | 0 | 0 | 0 | 0 | 0 | 0 | 0 | 0 | 0 | 0 | 0 | 0 | 0 | 0 | 0 | 0 | 0 | 0 | 0 | 0 | 0 | 0 | 0 | 0 | 0 | 0 | 0 | 0 | 0 | 0 | 0 | 0 | 0 | 0 | 0 | 0 | 0 | 0
PG&E North of Greater Bay Study Area | POE | 230 | 0 | 0 | 0 | 0 | 0 | 0 | 0 | 0 | 0 | 0 | 0 | 0 | 0 | 0 | 0 | 0 | 0 | 0 | 0 | 0 | 0 | 0 | 0 | 0 | 0 | 0 | 0 | 0 | 0 | 0 | 0 | 0 | 0 | 0 | 0 | 0 | 0 | 0 | 0 | 0 | 0 | 0 | 0 | 0 | 0 | 0 | 0 | 0 | 0 | 0 | 0 | 0 | 0 | 0 | 0 | 0 | 0 | 0 | 0 | 0 | 0 | 0 | 0 | 0 | 0 | 0 | 0 | 0 | 0 | 0 | 0 | 0 | 0 | 0 | 0 | 0 | 0 | 0 | 0 | 0 | 0 | 0 | 0 | 0
SDG&E Study Area | Point Loma | 69 | 26.6 | 0 | 0 | 0 | 0 | 0 | 0 | 0 | 0 | 0 | 0 | 0 | 0 | 0 | 0 | 0 | 0 | 0 | 0 | 0 | 0 | 0 | 0 | 0 | 26.6 | 0 | 0 | 0 | 0 | 0 | 0 | 0 | 0 | 0 | 0 | 0 | 26.6 | 0 | 0 | 0 | 0 | 0 | 0 | 0 | 0 | 0 | 0 | 0 | 0 | 0 | 0 | 0 | 0 | 0 | 0 | 0 | 0 | 0 | 0 | 0 | 26.6 | 0 | 0 | 0 | 0 | 0 | 0 | 0 | 0 | 0 | 0 | 0 | 26.6 | 0 | 0 | 0 | 0 | 0 | 0 | 0 | 0 | 0 | 0 | 0
SDG&E Study Area | Pomerado | 69 | 1.5 | 0 | 0 | 0 | 0 | 0 | 0 | 0 | 0 | 0 | 0 | 0 | 1.5 | 0 | 0 | 0 | 0 | 0 | 0 | 0 | 0 | 0 | 0 | 0 | 1.5 | 0 | 0 | 0 | 0 | 0 | 0 | 0 | 0 | 0 | 0 | 0 | 1.5 | 0 | 0 | 0 | 0 | 0 | 0 | 0 | 0 | 0 | 0 | 0 | 1.5 | 0 | 0 | 0 | 0 | 0 | 0 | 0 | 0 | 0 | 0 | 0 | 1.5 | 0 | 0 | 0 | 0 | 0 | 0 | 0 | 0 | 0 | 0 | 0 | 1.5 | 0 | 0 | 0 | 0 | 0 | 0 | 0 | 0 | 0 | 0 | 0
PG&E Kern Study Area | Poso Mountain | 115 | 0 | 0 | 0 | 0 | 0 | 0 | 0 | 0 | 0 | 0 | 0 | 0 | 0 | 0 | 0 | 0 | 0 | 0 | 0 | 0 | 0 | 0 | 0 | 0 | 0 | 0 | 0 | 0 | 0 | 0 | 0 | 0 | 0 | 0 | 0 | 0 | 0 | 0 | 0 | 0 | 0 | 0 | 0 | 0 | 0 | 0 | 0 | 0 | 0 | 0 | 0 | 0 | 0 | 0 | 0 | 0 | 0 | 0 | 0 | 0 | 0 | 0 | 0 | 0 | 0 | 0 | 0 | 0 | 0 | 0 | 0 | 0 | 0 | 0 | 0 | 0 | 0 | 0 | 0 | 0 | 0 | 0 | 0 | 0
East of Pisgah Study Area | Primm | 230 | 0 | 0 | 0 | 0 | 0 | 0 | 0 | 0 | 0 | 0 | 0 | 0 | 0 | 0 | 0 | 0 | 0 | 0 | 0 | 0 | 0 | 0 | 0 | 0 | 0 | 0 | 0 | 0 | 0 | 0 | 0 | 0 | 0 | 0 | 0 | 0 | 0 | 0 | 0 | 0 | 0 | 0 | 0 | 0 | 0 | 0 | 0 | 0 | 0 | 0 | 0 | 0 | 0 | 0 | 0 | 0 | 0 | 0 | 0 | 0 | 0 | 0 | 0 | 0 | 0 | 0 | 0 | 0 | 0 | 0 | 0 | 0 | 0 | 0 | 0 | 0 | 0 | 0 | 0 | 0 | 0 | 0 | 0 | 0
PG&E North of Greater Bay Study Area | Putah Creek | 115 | 0 | 0 | 0 | 0 | 0 | 0 | 0 | 0 | 0 | 0 | 0 | 0 | 0 | 0 | 0 | 0 | 0 | 0 | 0 | 0 | 0 | 0 | 0 | 0 | 0 | 0 | 0 | 0 | 0 | 0 | 0 | 0 | 0 | 0 | 0 | 0 | 0 | 0 | 0 | 0 | 0 | 0 | 0 | 0 | 0 | 0 | 0 | 0 | 0 | 0 | 0 | 0 | 0 | 0 | 0 | 0 | 0 | 0 | 0 | 0 | 0 | 0 | 0 | 0 | 0 | 0 | 0 | 0 | 0 | 0 | 0 | 0 | 0 | 0 | 0 | 0 | 0 | 0 | 0 | 0 | 0 | 0 | 0 | 0
SDG&E Study Area | Q1806 Switchyard | 138 | 0 | 0 | 0 | 0 | 0 | 0 | 0 | 0 | 0 | 0 | 0 | 0 | 0 | 0 | 0 | 0 | 0 | 0 | 0 | 0 | 0 | 0 | 0 | 0 | 0 | 0 | 0 | 0 | 0 | 0 | 0 | 0 | 0 | 0 | 0 | 0 | 0 | 0 | 0 | 0 | 0 | 0 | 0 | 0 | 0 | 0 | 0 | 0 | 0 | 0 | 0 | 0 | 0 | 0 | 0 | 0 | 0 | 0 | 0 | 0 | 0 | 0 | 0 | 0 | 0 | 0 | 0 | 0 | 0 | 0 | 0 | 0 | 0 | 0 | 0 | 0 | 0 | 0 | 0 | 0 | 0 | 0 | 0 | 0
PG&E Fresno Study Area | Quinto | 230 | 0 | 0 | 0 | 0 | 0 | 0 | 0 | 0 | 0 | 0 | 0 | 0 | 0 | 0 | 0 | 0 | 0 | 0 | 0 | 0 | 0 | 0 | 0 | 0 | 0 | 0 | 0 | 0 | 0 | 0 | 0 | 0 | 0 | 0 | 0 | 0 | 158.5678 | 0 | 0 | 0 | 158.9783 | 0 | 0 | 0 | 0 | 0 | 0 | 0 | 0 | 0 | 0 | 0 | 0 | 0 | 0 | 0 | 0 | 0 | 0 | 0 | 0 | 0 | 0 | 0 | 0 | 0 | 0 | 0 | 0 | 0 | 0 | 0 | 158.5678 | 0 | 0 | 0 | 158.9783 | 0 | 0 | 0 | 0 | 0 | 0 | 0
PG&E Greater Bay Study Area | Race Track | 115 | 0 | 0 | 0 | 0 | 0 | 0 | 0 | 0 | 0 | 0 | 0 | 0 | 0 | 0 | 0 | 0 | 0 | 0 | 0 | 0 | 0 | 0 | 0 | 0 | 0 | 0 | 0 | 0 | 0 | 0 | 0 | 0 | 0 | 0 | 0 | 0 | 0 | 0 | 0 | 0 | 0 | 0 | 0 | 0 | 0 | 0 | 0 | 0 | 0 | 0 | 0 | 0 | 0 | 0 | 0 | 0 | 0 | 0 | 0 | 0 | 0 | 0 | 0 | 0 | 0 | 0 | 0 | 0 | 0 | 0 | 0 | 0 | 0 | 0 | 0 | 0 | 0 | 0 | 0 | 0 | 0 | 0 | 0 | 0
SDG&E Study Area | Rancho Mission Viejo | 138 | 0 | 0 | 0 | 0 | 0 | 0 | 0 | 0 | 0 | 0 | 0 | 0 | 0 | 0 | 0 | 0 | 0 | 0 | 0 | 0 | 0 | 0 | 0 | 0 | 0 | 0 | 0 | 0 | 0 | 0 | 0 | 0 | 0 | 0 | 0 | 0 | 0 | 0 | 0 | 0 | 0 | 0 | 0 | 0 | 0 | 0 | 0 | 0 | 0 | 0 | 0 | 0 | 0 | 0 | 0 | 0 | 0 | 0 | 0 | 0 | 0 | 0 | 0 | 0 | 0 | 0 | 0 | 0 | 0 | 0 | 0 | 0 | 0 | 0 | 0 | 0 | 0 | 0 | 0 | 0 | 0 | 0 | 0 | 0
PG&E North of Greater Bay Study Area | New Sub - Rancho Seco - Bellota (Proposed) | 230 | 0 | 0 | 0 | 0 | 0 | 0 | 0 | 0 | 0 | 0 | 0 | 0 | 0 | 0 | 0 | 0 | 0 | 0 | 0 | 0 | 0 | 0 | 0 | 0 | 0 | 0 | 0 | 0 | 0 | 0 | 0 | 0 | 0 | 0 | 0 | 0 | 356.592 | 0 | 0 | 0 | 357.396 | 0 | 0 | 0 | 0 | 0 | 0 | 0 | 0 | 0 | 0 | 0 | 0 | 0 | 0 | 0 | 0 | 0 | 0 | 0 | 0 | 0 | 0 | 0 | 0 | 0 | 0 | 0 | 0 | 0 | 0 | 0 | 356.592 | 0 | 0 | 0 | 357.396 | 0 | 0 | 0 | 0 | 0 | 0 | 0
SCE Metro Study Area | Rancho Vista | 500 | 0 | 0 | 0 | 0 | 0 | 0 | 0 | 0 | 0 | 0 | 0 | 0 | 0 | 0 | 0 | 0 | 0 | 0 | 0 | 0 | 0 | 0 | 0 | 0 | 0 | 0 | 0 | 0 | 0 | 0 | 0 | 0 | 0 | 0 | 0 | 0 | 0 | 0 | 0 | 0 | 0 | 0 | 0 | 0 | 0 | 0 | 0 | 0 | 0 | 0 | 0 | 0 | 0 | 0 | 0 | 0 | 0 | 0 | 0 | 0 | 0 | 0 | 0 | 0 | 0 | 0 | 0 | 0 | 0 | 0 | 0 | 0 | 0 | 0 | 0 | 0 | 0 | 0 | 0 | 0 | 0 | 0 | 0 | 0
SCE Metro Study Area | Rancho Vista | 230 | 0 | 0 | 0 | 0 | 0 | 0 | 0 | 0 | 0 | 0 | 0 | 0 | 0 | 0 | 0 | 0 | 0 | 0 | 0 | 0 | 0 | 0 | 0 | 0 | 0 | 0 | 0 | 0 | 0 | 0 | 0 | 0 | 0 | 0 | 0 | 0 | 0 | 0 | 0 | 0 | 0 | 0 | 0 | 0 | 0 | 0 | 0 | 0 | 0 | 0 | 0 | 0 | 0 | 0 | 0 | 0 | 0 | 0 | 0 | 0 | 0 | 0 | 0 | 0 | 0 | 0 | 0 | 0 | 0 | 0 | 0 | 0 | 0 | 0 | 0 | 0 | 0 | 0 | 0 | 0 | 0 | 0 | 0 | 0
SCE North of Lugo Study Area | Ransburg | 115 | 0 | 0 | 0 | 0 | 0 | 0 | 0 | 0 | 0 | 0 | 0 | 0 | 0 | 0 | 0 | 0 | 0 | 0 | 0 | 0 | 0 | 0 | 0 | 0 | 0 | 0 | 0 | 0 | 0 | 0 | 0 | 0 | 0 | 0 | 0 | 0 | 0 | 0 | 0 | 0 | 0 | 0 | 0 | 0 | 0 | 0 | 0 | 0 | 0 | 0 | 0 | 0 | 0 | 0 | 0 | 0 | 0 | 0 | 0 | 0 | 0 | 0 | 0 | 0 | 0 | 0 | 0 | 0 | 0 | 0 | 0 | 0 | 0 | 0 | 0 | 0 | 0 | 0 | 0 | 0 | 0 | 0 | 0 | 0
SCE Northern Area | Rector | 230 | 0 | 0 | 0 | 0 | 0 | 0 | 0 | 0 | 0 | 0 | 0 | 0 | 0 | 0 | 0 | 0 | 0 | 0 | 0 | 0 | 0 | 0 | 0 | 0 | 0 | 0 | 0 | 0 | 0 | 0 | 0 | 0 | 0 | 0 | 0 | 0 | 627.1983 | 0 | 0 | 0 | 215.4124 | 0 | 0 | 0 | 0 | 0 | 0 | 0 | 0 | 0 | 0 | 0 | 0 | 0 | 0 | 0 | 0 | 0 | 0 | 0 | 0 | 0 | 0 | 0 | 0 | 0 | 0 | 0 | 0 | 0 | 0 | 0 | 627.1983 | 0 | 0 | 0 | 215.4124 | 0 | 0 | 0 | 0 | 0 | 0 | 0
SCE Eastern Study Area | Red Bluff | 500 | 418.4 | 0 | 0 | 0 | 418.4 | 0 | 0 | 0 | 0 | 0 | 0 | 0 | 418.4 | 0 | 0 | 0 | 418.4 | 0 | 0 | 0 | 0 | 0 | 0 | 0 | 1818.4 | 0 | 1400 | 0 | 418.4 | 0 | 0 | 0 | 0 | 0 | 0 | 0 | 3928.45 | 0 | 2800 | 0 | 1094.05 | 0 | 0 | 0 | 0 | 0 | 0 | 0 | 418.4 | 0 | 0 | 0 | 418.4 | 0 | 0 | 0 | 0 | 0 | 0 | 0 | 1818.4 | 0 | 1400 | 0 | 418.4 | 0 | 0 | 0 | 0 | 0 | 0 | 0 | 3928.45 | 0 | 2800 | 0 | 1094.05 | 0 | 0 | 0 | 0 | 0 | 0 | 0
SCE Eastern Study Area | Red Bluff | 230 | 567 | 0 | 0 | 0 | 144.2907 | 0 | 0 | 0 | 0 | 0 | 0 | 0 | 450 | 0 | 0 | 0 | 18 | 0 | 0 | 0 | 0 | 0 | 0 | 0 | 567 | 0 | 0 | 0 | 144.2907 | 0 | 0 | 0 | 0 | 0 | 0 | 0 | 1345.2538 | 0 | 0 | 0 | 417.3119 | 0 | 0 | 0 | 0 | 0 | 0 | 0 | 450 | 0 | 0 | 0 | 18 | 0 | 0 | 0 | 0 | 0 | 0 | 0 | 567 | 0 | 0 | 0 | 144.2907 | 0 | 0 | 0 | 0 | 0 | 0 | 0 | 1076.54 | 0 | 0 | 0 | 144.2907 | 0 | 0 | 0 | 0 | 0 | 0 | 0
SCE Metro Study Area | Redondo | 230 | 0 | 0 | 0 | 0 | 0 | 0 | 0 | 0 | 0 | 0 | 0 | 0 | 0 | 0 | 0 | 0 | 0 | 0 | 0 | 0 | 0 | 0 | 0 | 0 | 0 | 0 | 0 | 0 | 0 | 0 | 0 | 0 | 0 | 0 | 0 | 0 | 0 | 0 | 0 | 0 | 0 | 0 | 0 | 0 | 0 | 0 | 0 | 0 | 0 | 0 | 0 | 0 | 0 | 0 | 0 | 0 | 0 | 0 | 0 | 0 | 0 | 0 | 0 | 0 | 0 | 0 | 0 | 0 | 0 | 0 | 0 | 0 | 0 | 0 | 0 | 0 | 0 | 0 | 0 | 0 | 0 | 0 | 0 | 0
PG&E Kern Study Area | Renfro | 115 | 0 | 0 | 0 | 0 | 0 | 0 | 0 | 0 | 0 | 0 | 0 | 0 | 0 | 0 | 0 | 0 | 0 | 0 | 0 | 0 | 0 | 0 | 0 | 0 | 0 | 0 | 0 | 0 | 0 | 0 | 0 | 0 | 0 | 0 | 0 | 0 | 0 | 0 | 0 | 0 | 0 | 0 | 0 | 0 | 0 | 0 | 0 | 0 | 0 | 0 | 0 | 0 | 0 | 0 | 0 | 0 | 0 | 0 | 0 | 0 | 0 | 0 | 0 | 0 | 0 | 0 | 0 | 0 | 0 | 0 | 0 | 0 | 0 | 0 | 0 | 0 | 0 | 0 | 0 | 0 | 0 | 0 | 0 | 0
PG&E Greater Bay Study Area | Richmond | 115 | 0 | 0 | 0 | 0 | 0 | 0 | 0 | 0 | 0 | 0 | 0 | 0 | 0 | 0 | 0 | 0 | 0 | 0 | 0 | 0 | 0 | 0 | 0 | 0 | 0 | 0 | 0 | 0 | 0 | 0 | 0 | 0 | 0 | 0 | 0 | 0 | 0 | 0 | 0 | 0 | 0 | 0 | 0 | 0 | 0 | 0 | 0 | 0 | 0 | 0 | 0 | 0 | 0 | 0 | 0 | 0 | 0 | 0 | 0 | 0 | 0 | 0 | 0 | 0 | 0 | 0 | 0 | 0 | 0 | 0 | 0 | 0 | 0 | 0 | 0 | 0 | 0 | 0 | 0 | 0 | 0 | 0 | 0 | 0
PG&E North of Greater Bay Study Area | Rincon | 115 | 0 | 0 | 0 | 0 | 0 | 0 | 0 | 0 | 0 | 0 | 0 | 0 | 0 | 0 | 0 | 0 | 0 | 0 | 0 | 0 | 0 | 0 | 0 | 0 | 0 | 0 | 0 | 0 | 0 | 0 | 0 | 0 | 0 | 0 | 0 | 0 | 0 | 0 | 0 | 0 | 0 | 0 | 0 | 0 | 0 | 0 | 0 | 0 | 0 | 0 | 0 | 0 | 0 | 0 | 0 | 0 | 0 | 0 | 0 | 0 | 0 | 0 | 0 | 0 | 0 | 0 | 0 | 0 | 0 | 0 | 0 | 0 | 0 | 0 | 0 | 0 | 0 | 0 | 0 | 0 | 0 | 0 | 0 | 0
PG&E Kern Study Area | Rio Bravo | 115 | 0 | 0 | 0 | 0 | 0 | 0 | 0 | 0 | 0 | 0 | 0 | 0 | 0 | 0 | 0 | 0 | 0 | 0 | 0 | 0 | 0 | 0 | 0 | 0 | 0 | 0 | 0 | 0 | 0 | 0 | 0 | 0 | 0 | 0 | 0 | 0 | 0 | 0 | 0 | 0 | 0 | 0 | 0 | 0 | 0 | 0 | 0 | 0 | 0 | 0 | 0 | 0 | 0 | 0 | 0 | 0 | 0 | 0 | 0 | 0 | 0 | 0 | 0 | 0 | 0 | 0 | 0 | 0 | 0 | 0 | 0 | 0 | 0 | 0 | 0 | 0 | 0 | 0 | 0 | 0 | 0 | 0 | 0 | 0
SCE Metro Study Area | Rio Hondo | 230 | 0 | 0 | 0 | 0 | 0 | 0 | 0 | 0 | 0 | 0 | 0 | 0 | 0 | 0 | 0 | 0 | 0 | 0 | 0 | 0 | 0 | 0 | 0 | 0 | 0 | 0 | 0 | 0 | 0 | 0 | 0 | 0 | 0 | 0 | 0 | 0 | 1021.1109 | 0 | 0 | 0 | 0 | 0 | 0 | 0 | 0 | 0 | 0 | 0 | 0 | 0 | 0 | 0 | 0 | 0 | 0 | 0 | 0 | 0 | 0 | 0 | 0 | 0 | 0 | 0 | 0 | 0 | 0 | 0 | 0 | 0 | 0 | 0 | 302.4 | 0 | 0 | 0 | 0 | 0 | 0 | 0 | 0 | 0 | 0 | 0
PG&E North of Greater Bay Study Area | Rio Oso | 230 | 0 | 0 | 0 | 0 | 0 | 0 | 0 | 0 | 0 | 0 | 0 | 0 | 0 | 0 | 0 | 0 | 0 | 0 | 0 | 0 | 0 | 0 | 0 | 0 | 0 | 0 | 0 | 0 | 0 | 0 | 0 | 0 | 0 | 0 | 0 | 0 | 0 | 0 | 0 | 0 | 0 | 0 | 0 | 0 | 0 | 0 | 0 | 0 | 0 | 0 | 0 | 0 | 0 | 0 | 0 | 0 | 0 | 0 | 0 | 0 | 0 | 0 | 0 | 0 | 0 | 0 | 0 | 0 | 0 | 0 | 0 | 0 | 0 | 0 | 0 | 0 | 0 | 0 | 0 | 0 | 0 | 0 | 0 | 0
PG&E North of Greater Bay Study Area | Rio Oso | 115 | 0 | 0 | 0 | 0 | 0 | 0 | 0 | 0 | 0 | 0 | 0 | 0 | 0 | 0 | 0 | 0 | 0 | 0 | 0 | 0 | 0 | 0 | 0 | 0 | 0 | 0 | 0 | 0 | 0 | 0 | 0 | 0 | 0 | 0 | 0 | 0 | 0 | 0 | 0 | 0 | 0 | 0 | 0 | 0 | 0 | 0 | 0 | 0 | 0 | 0 | 0 | 0 | 0 | 0 | 0 | 0 | 0 | 0 | 0 | 0 | 0 | 0 | 0 | 0 | 0 | 0 | 0 | 0 | 0 | 0 | 0 | 0 | 0 | 0 | 0 | 0 | 0 | 0 | 0 | 0 | 0 | 0 | 0 | 0
PG&E Greater Bay Study Area | Ripon | 115 | 100 | 99 | 0 | 0 | 0 | 0 | 0 | 0 | 0 | 0 | 0 | 0 | 100 | 99 | 0 | 0 | 0 | 0 | 0 | 0 | 0 | 0 | 0 | 0 | 100 | 99 | 0 | 0 | 0 | 0 | 0 | 0 | 0 | 0 | 0 | 0 | 100 | 99 | 0 | 0 | 0 | 0 | 0 | 0 | 0 | 0 | 0 | 0 | 100 | 99 | 0 | 0 | 0 | 0 | 0 | 0 | 0 | 0 | 0 | 0 | 100 | 99 | 0 | 0 | 0 | 0 | 0 | 0 | 0 | 0 | 0 | 0 | 100 | 99 | 0 | 0 | 0 | 0 | 0 | 0 | 0 | 0 | 0 | 0
PG&E Greater Bay Study Area | Riverbank | 115 | 0 | 0 | 0 | 0 | 0 | 0 | 0 | 0 | 0 | 0 | 0 | 0 | 0 | 0 | 0 | 0 | 0 | 0 | 0 | 0 | 0 | 0 | 0 | 0 | 0 | 0 | 0 | 0 | 0 | 0 | 0 | 0 | 0 | 0 | 0 | 0 | 0 | 0 | 0 | 0 | 0 | 0 | 0 | 0 | 0 | 0 | 0 | 0 | 0 | 0 | 0 | 0 | 0 | 0 | 0 | 0 | 0 | 0 | 0 | 0 | 0 | 0 | 0 | 0 | 0 | 0 | 0 | 0 | 0 | 0 | 0 | 0 | 0 | 0 | 0 | 0 | 0 | 0 | 0 | 0 | 0 | 0 | 0 | 0
SCE North of Lugo Study Area | Roadway | 115 | 59.94 | 49.9 | 0 | 0 | 20.92 | 10.88 | 0 | 0 | 0 | 0 | 0 | 0 | 59.94 | 49.9 | 0 | 0 | 20.92 | 10.88 | 0 | 0 | 0 | 0 | 0 | 0 | 59.94 | 49.9 | 0 | 0 | 20.92 | 10.88 | 0 | 0 | 0 | 0 | 0 | 0 | 59.94 | 49.9 | 0 | 0 | 20.92 | 10.88 | 0 | 0 | 0 | 0 | 0 | 0 | 59.94 | 49.9 | 0 | 0 | 20.92 | 10.88 | 0 | 0 | 0 | 0 | 0 | 0 | 59.94 | 49.9 | 0 | 0 | 20.92 | 10.88 | 0 | 0 | 0 | 0 | 0 | 0 | 59.94 | 49.9 | 0 | 0 | 20.92 | 10.88 | 0 | 0 | 0 | 0 | 0 | 0
PG&E Greater Bay Study Area | Rossmoor | 230 | 0 | 0 | 0 | 0 | 0 | 0 | 0 | 0 | 0 | 0 | 0 | 0 | 0 | 0 | 0 | 0 | 0 | 0 | 0 | 0 | 0 | 0 | 0 | 0 | 0 | 0 | 0 | 0 | 0 | 0 | 0 | 0 | 0 | 0 | 0 | 0 | 0 | 0 | 0 | 0 | 0 | 0 | 0 | 0 | 0 | 0 | 0 | 0 | 0 | 0 | 0 | 0 | 0 | 0 | 0 | 0 | 0 | 0 | 0 | 0 | 0 | 0 | 0 | 0 | 0 | 0 | 0 | 0 | 0 | 0 | 0 | 0 | 0 | 0 | 0 | 0 | 0 | 0 | 0 | 0 | 0 | 0 | 0 | 0
PG&E North of Greater Bay Study Area | Round Mountain | 500 | 0 | 0 | 0 | 0 | 0 | 0 | 0 | 0 | 0 | 0 | 0 | 0 | 0 | 0 | 0 | 0 | 0 | 0 | 0 | 0 | 0 | 0 | 0 | 0 | 0 | 0 | 0 | 0 | 0 | 0 | 0 | 0 | 0 | 0 | 0 | 0 | 0 | 0 | 0 | 0 | 0 | 0 | 0 | 0 | 0 | 0 | 0 | 0 | 0 | 0 | 0 | 0 | 0 | 0 | 0 | 0 | 0 | 0 | 0 | 0 | 0 | 0 | 0 | 0 | 0 | 0 | 0 | 0 | 0 | 0 | 0 | 0 | 0 | 0 | 0 | 0 | 0 | 0 | 0 | 0 | 0 | 0 | 0 | 0
PG&E North of Greater Bay Study Area | Round Mountain | 230 | 0 | 0 | 0 | 0 | 0 | 0 | 0 | 0 | 0 | 0 | 0 | 0 | 0 | 0 | 0 | 0 | 0 | 0 | 0 | 0 | 0 | 0 | 0 | 0 | 312.96 | 0 | 0 | 0 | 0 | 0 | 0 | 0 | 0 | 0 | 0 | 0 | 312.96 | 0 | 0 | 0 | 0 | 0 | 0 | 0 | 0 | 0 | 0 | 0 | 0 | 0 | 0 | 0 | 0 | 0 | 0 | 0 | 0 | 0 | 0 | 0 | 312.96 | 0 | 0 | 0 | 0 | 0 | 0 | 0 | 0 | 0 | 0 | 0 | 312.96 | 0 | 0 | 0 | 0 | 0 | 0 | 0 | 0 | 0 | 0 | 0
PG&E Greater Bay Study Area | Salado | 115 | 0 | 0 | 0 | 0 | 0 | 0 | 0 | 0 | 0 | 0 | 0 | 0 | 0 | 0 | 0 | 0 | 0 | 0 | 0 | 0 | 0 | 0 | 0 | 0 | 0 | 0 | 0 | 0 | 0 | 0 | 0 | 0 | 0 | 0 | 0 | 0 | 0 | 0 | 0 | 0 | 0 | 0 | 0 | 0 | 0 | 0 | 0 | 0 | 0 | 0 | 0 | 0 | 0 | 0 | 0 | 0 | 0 | 0 | 0 | 0 | 0 | 0 | 0 | 0 | 0 | 0 | 0 | 0 | 0 | 0 | 0 | 0 | 0 | 0 | 0 | 0 | 0 | 0 | 0 | 0 | 0 | 0 | 0 | 0
SDG&E Study Area | Salt Creek | 69 | 0 | 0 | 0 | 0 | 0 | 0 | 0 | 0 | 0 | 0 | 0 | 0 | 0 | 0 | 0 | 0 | 0 | 0 | 0 | 0 | 0 | 0 | 0 | 0 | 0 | 0 | 0 | 0 | 0 | 0 | 0 | 0 | 0 | 0 | 0 | 0 | 102.04 | 0 | 0 | 0 | 0 | 0 | 0 | 0 | 0 | 0 | 0 | 0 | 0 | 0 | 0 | 0 | 0 | 0 | 0 | 0 | 0 | 0 | 0 | 0 | 0 | 0 | 0 | 0 | 0 | 0 | 0 | 0 | 0 | 0 | 0 | 0 | 102.04 | 0 | 0 | 0 | 0 | 0 | 0 | 0 | 0 | 0 | 0 | 0
SCE Eastern Study Area | San Bernardino | 230 | 0 | 0 | 0 | 0 | 0 | 0 | 0 | 0 | 0 | 0 | 0 | 0 | 0 | 0 | 0 | 0 | 0 | 0 | 0 | 0 | 0 | 0 | 0 | 0 | 0 | 0 | 0 | 0 | 0 | 0 | 0 | 0 | 0 | 0 | 0 | 0 | 202.8 | 0 | 0 | 0 | 0 | 0 | 0 | 0 | 0 | 0 | 0 | 0 | 0 | 0 | 0 | 0 | 0 | 0 | 0 | 0 | 0 | 0 | 0 | 0 | 0 | 0 | 0 | 0 | 0 | 0 | 0 | 0 | 0 | 0 | 0 | 0 | 202.8 | 0 | 0 | 0 | 0 | 0 | 0 | 0 | 0 | 0 | 0 | 0
PG&E Greater Bay Study Area | San Jose B | 115 | 0 | 0 | 0 | 0 | 0 | 0 | 0 | 0 | 0 | 0 | 0 | 0 | 0 | 0 | 0 | 0 | 0 | 0 | 0 | 0 | 0 | 0 | 0 | 0 | 0 | 0 | 0 | 0 | 0 | 0 | 0 | 0 | 0 | 0 | 0 | 0 | 0 | 0 | 0 | 0 | 0 | 0 | 0 | 0 | 0 | 0 | 0 | 0 | 0 | 0 | 0 | 0 | 0 | 0 | 0 | 0 | 0 | 0 | 0 | 0 | 0 | 0 | 0 | 0 | 0 | 0 | 0 | 0 | 0 | 0 | 0 | 0 | 0 | 0 | 0 | 0 | 0 | 0 | 0 | 0 | 0 | 0 | 0 | 0
PG&E Greater Bay Study Area | San Leandro | 115 | 0 | 0 | 0 | 0 | 0 | 0 | 0 | 0 | 0 | 0 | 0 | 0 | 0 | 0 | 0 | 0 | 0 | 0 | 0 | 0 | 0 | 0 | 0 | 0 | 0 | 0 | 0 | 0 | 0 | 0 | 0 | 0 | 0 | 0 | 0 | 0 | 0 | 0 | 0 | 0 | 0 | 0 | 0 | 0 | 0 | 0 | 0 | 0 | 0 | 0 | 0 | 0 | 0 | 0 | 0 | 0 | 0 | 0 | 0 | 0 | 0 | 0 | 0 | 0 | 0 | 0 | 0 | 0 | 0 | 0 | 0 | 0 | 0 | 0 | 0 | 0 | 0 | 0 | 0 | 0 | 0 | 0 | 0 | 0
PG&E Kern Study Area | San Luis Obispo | 115 | 0 | 0 | 0 | 0 | 0 | 0 | 0 | 0 | 0 | 0 | 0 | 0 | 0 | 0 | 0 | 0 | 0 | 0 | 0 | 0 | 0 | 0 | 0 | 0 | 0 | 0 | 0 | 0 | 0 | 0 | 0 | 0 | 0 | 0 | 0 | 0 | 0 | 0 | 0 | 0 | 0 | 0 | 0 | 0 | 0 | 0 | 0 | 0 | 0 | 0 | 0 | 0 | 0 | 0 | 0 | 0 | 0 | 0 | 0 | 0 | 0 | 0 | 0 | 0 | 0 | 0 | 0 | 0 | 0 | 0 | 0 | 0 | 0 | 0 | 0 | 0 | 0 | 0 | 0 | 0 | 0 | 0 | 0 | 0
SDG&E Study Area | San Luis Rey | 230 | 0 | 0 | 0 | 0 | 0 | 0 | 0 | 0 | 0 | 0 | 0 | 0 | 0 | 0 | 0 | 0 | 0 | 0 | 0 | 0 | 0 | 0 | 0 | 0 | 101.9 | 0 | 0 | 0 | 0 | 0 | 0 | 0 | 0 | 0 | 0 | 0 | 462.9 | 0 | 0 | 0 | 0 | 0 | 0 | 0 | 0 | 0 | 0 | 0 | 0 | 0 | 0 | 0 | 0 | 0 | 0 | 0 | 0 | 0 | 0 | 0 | 101.9 | 0 | 0 | 0 | 0 | 0 | 0 | 0 | 0 | 0 | 0 | 0 | 462.9 | 0 | 0 | 0 | 0 | 0 | 0 | 0 | 0 | 0 | 0 | 0
SDG&E Study Area | San Onfre | 230 | 0 | 0 | 0 | 0 | 0 | 0 | 0 | 0 | 0 | 0 | 0 | 0 | 0 | 0 | 0 | 0 | 0 | 0 | 0 | 0 | 0 | 0 | 0 | 0 | 0 | 0 | 0 | 0 | 0 | 0 | 0 | 0 | 0 | 0 | 0 | 0 | 0 | 0 | 0 | 0 | 0 | 0 | 0 | 0 | 0 | 0 | 0 | 0 | 0 | 0 | 0 | 0 | 0 | 0 | 0 | 0 | 0 | 0 | 0 | 0 | 0 | 0 | 0 | 0 | 0 | 0 | 0 | 0 | 0 | 0 | 0 | 0 | 0 | 0 | 0 | 0 | 0 | 0 | 0 | 0 | 0 | 0 | 0 | 0
PG&E Greater Bay Study Area | San Pablo Sub | 115 | 0 | 0 | 0 | 0 | 0 | 0 | 0 | 0 | 0 | 0 | 0 | 0 | 0 | 0 | 0 | 0 | 0 | 0 | 0 | 0 | 0 | 0 | 0 | 0 | 0 | 0 | 0 | 0 | 0 | 0 | 0 | 0 | 0 | 0 | 0 | 0 | 0 | 0 | 0 | 0 | 0 | 0 | 0 | 0 | 0 | 0 | 0 | 0 | 0 | 0 | 0 | 0 | 0 | 0 | 0 | 0 | 0 | 0 | 0 | 0 | 0 | 0 | 0 | 0 | 0 | 0 | 0 | 0 | 0 | 0 | 0 | 0 | 0 | 0 | 0 | 0 | 0 | 0 | 0 | 0 | 0 | 0 | 0 | 0
PG&E Greater Bay Study Area | San Ramon | 230 | 0 | 0 | 0 | 0 | 0 | 0 | 0 | 0 | 0 | 0 | 0 | 0 | 0 | 0 | 0 | 0 | 0 | 0 | 0 | 0 | 0 | 0 | 0 | 0 | 0 | 0 | 0 | 0 | 0 | 0 | 0 | 0 | 0 | 0 | 0 | 0 | 0 | 0 | 0 | 0 | 0 | 0 | 0 | 0 | 0 | 0 | 0 | 0 | 0 | 0 | 0 | 0 | 0 | 0 | 0 | 0 | 0 | 0 | 0 | 0 | 0 | 0 | 0 | 0 | 0 | 0 | 0 | 0 | 0 | 0 | 0 | 0 | 0 | 0 | 0 | 0 | 0 | 0 | 0 | 0 | 0 | 0 | 0 | 0
SCE North of Lugo Study Area | Sandlot | 230 | 0 | 0 | 0 | 0 | 0 | 0 | 0 | 0 | 0 | 0 | 0 | 0 | 0 | 0 | 0 | 0 | 0 | 0 | 0 | 0 | 0 | 0 | 0 | 0 | 0 | 0 | 0 | 0 | 0 | 0 | 0 | 0 | 0 | 0 | 0 | 0 | 0 | 0 | 0 | 0 | 0 | 0 | 0 | 0 | 0 | 0 | 0 | 0 | 0 | 0 | 0 | 0 | 0 | 0 | 0 | 0 | 0 | 0 | 0 | 0 | 0 | 0 | 0 | 0 | 0 | 0 | 0 | 0 | 0 | 0 | 0 | 0 | 0 | 0 | 0 | 0 | 0 | 0 | 0 | 0 | 0 | 0 | 0 | 0
East of Pisgah Study Area | Sandy | 138 | 0 | 0 | 0 | 0 | 0 | 0 | 0 | 0 | 0 | 0 | 0 | 0 | 0 | 0 | 0 | 0 | 0 | 0 | 0 | 0 | 0 | 0 | 0 | 0 | 0 | 0 | 0 | 0 | 0 | 0 | 0 | 0 | 0 | 0 | 0 | 0 | 0 | 0 | 0 | 0 | 0 | 0 | 0 | 0 | 0 | 0 | 0 | 0 | 0 | 0 | 0 | 0 | 0 | 0 | 0 | 0 | 0 | 0 | 0 | 0 | 0 | 0 | 0 | 0 | 0 | 0 | 0 | 0 | 0 | 0 | 0 | 0 | 0 | 0 | 0 | 0 | 0 | 0 | 0 | 0 | 0 | 0 | 0 | 0
PG&E Fresno Study Area | Sanger | 115 | 0 | 0 | 0 | 0 | 0 | 0 | 0 | 0 | 0 | 0 | 0 | 0 | 0 | 0 | 0 | 0 | 0 | 0 | 0 | 0 | 0 | 0 | 0 | 0 | 0 | 0 | 0 | 0 | 0 | 0 | 0 | 0 | 0 | 0 | 0 | 0 | 203.699 | 0 | 0 | 0 | 0 | 0 | 0 | 0 | 0 | 0 | 0 | 0 | 0 | 0 | 0 | 0 | 0 | 0 | 0 | 0 | 0 | 0 | 0 | 0 | 0 | 0 | 0 | 0 | 0 | 0 | 0 | 0 | 0 | 0 | 0 | 0 | 203.699 | 0 | 0 | 0 | 0 | 0 | 0 | 0 | 0 | 0 | 0 | 0
SCE Northern Area | Santa Clara | 230 | 0 | 0 | 0 | 0 | 0 | 0 | 0 | 0 | 0 | 0 | 0 | 0 | 0 | 0 | 0 | 0 | 0 | 0 | 0 | 0 | 0 | 0 | 0 | 0 | 0 | 0 | 0 | 0 | 0 | 0 | 0 | 0 | 0 | 0 | 0 | 0 | 0 | 0 | 0 | 0 | 0 | 0 | 0 | 0 | 0 | 0 | 0 | 0 | 0 | 0 | 0 | 0 | 0 | 0 | 0 | 0 | 0 | 0 | 0 | 0 | 0 | 0 | 0 | 0 | 0 | 0 | 0 | 0 | 0 | 0 | 0 | 0 | 0 | 0 | 0 | 0 | 0 | 0 | 0 | 0 | 0 | 0 | 0 | 0
PG&E North of Greater Bay Study Area | Santa Rosa | 115 | 0 | 0 | 0 | 0 | 0 | 0 | 0 | 0 | 0 | 0 | 0 | 0 | 0 | 0 | 0 | 0 | 0 | 0 | 0 | 0 | 0 | 0 | 0 | 0 | 0 | 0 | 0 | 0 | 0 | 0 | 0 | 0 | 0 | 0 | 0 | 0 | 0 | 0 | 0 | 0 | 0 | 0 | 0 | 0 | 0 | 0 | 0 | 0 | 0 | 0 | 0 | 0 | 0 | 0 | 0 | 0 | 0 | 0 | 0 | 0 | 0 | 0 | 0 | 0 | 0 | 0 | 0 | 0 | 0 | 0 | 0 | 0 | 0 | 0 | 0 | 0 | 0 | 0 | 0 | 0 | 0 | 0 | 0 | 0
PG&E Greater Bay Study Area | Santa Teresa | 115 | 0 | 0 | 0 | 0 | 0 | 0 | 0 | 0 | 0 | 0 | 0 | 0 | 0 | 0 | 0 | 0 | 0 | 0 | 0 | 0 | 0 | 0 | 0 | 0 | 0 | 0 | 0 | 0 | 0 | 0 | 0 | 0 | 0 | 0 | 0 | 0 | 101.888 | 0 | 0 | 0 | 0 | 0 | 0 | 0 | 0 | 0 | 0 | 0 | 0 | 0 | 0 | 0 | 0 | 0 | 0 | 0 | 0 | 0 | 0 | 0 | 0 | 0 | 0 | 0 | 0 | 0 | 0 | 0 | 0 | 0 | 0 | 0 | 101.888 | 0 | 0 | 0 | 0 | 0 | 0 | 0 | 0 | 0 | 0 | 0
SDG&E Study Area | Santee | 138 | 0 | 0 | 0 | 0 | 0 | 0 | 0 | 0 | 0 | 0 | 0 | 0 | 0 | 0 | 0 | 0 | 0 | 0 | 0 | 0 | 0 | 0 | 0 | 0 | 0 | 0 | 0 | 0 | 0 | 0 | 0 | 0 | 0 | 0 | 0 | 0 | 0 | 0 | 0 | 0 | 0 | 0 | 0 | 0 | 0 | 0 | 0 | 0 | 0 | 0 | 0 | 0 | 0 | 0 | 0 | 0 | 0 | 0 | 0 | 0 | 0 | 0 | 0 | 0 | 0 | 0 | 0 | 0 | 0 | 0 | 0 | 0 | 0 | 0 | 0 | 0 | 0 | 0 | 0 | 0 | 0 | 0 | 0 | 0
SCE Metro Study Area | Santiago | 230 | 0 | 0 | 0 | 0 | 0 | 0 | 0 | 0 | 0 | 0 | 0 | 0 | 0 | 0 | 0 | 0 | 0 | 0 | 0 | 0 | 0 | 0 | 0 | 0 | 0 | 0 | 0 | 0 | 0 | 0 | 0 | 0 | 0 | 0 | 0 | 0 | 0 | 0 | 0 | 0 | 0 | 0 | 0 | 0 | 0 | 0 | 0 | 0 | 0 | 0 | 0 | 0 | 0 | 0 | 0 | 0 | 0 | 0 | 0 | 0 | 0 | 0 | 0 | 0 | 0 | 0 | 0 | 0 | 0 | 0 | 0 | 0 | 0 | 0 | 0 | 0 | 0 | 0 | 0 | 0 | 0 | 0 | 0 | 0
PG&E Greater Bay Study Area | Saratoga | 230 | 0 | 0 | 0 | 0 | 0 | 0 | 0 | 0 | 0 | 0 | 0 | 0 | 0 | 0 | 0 | 0 | 0 | 0 | 0 | 0 | 0 | 0 | 0 | 0 | 0 | 0 | 0 | 0 | 0 | 0 | 0 | 0 | 0 | 0 | 0 | 0 | 0 | 0 | 0 | 0 | 0 | 0 | 0 | 0 | 0 | 0 | 0 | 0 | 0 | 0 | 0 | 0 | 0 | 0 | 0 | 0 | 0 | 0 | 0 | 0 | 0 | 0 | 0 | 0 | 0 | 0 | 0 | 0 | 0 | 0 | 0 | 0 | 0 | 0 | 0 | 0 | 0 | 0 | 0 | 0 | 0 | 0 | 0 | 0
SCE Northern Area | Saugus | 230 | 0 | 0 | 0 | 0 | 0 | 0 | 0 | 0 | 0 | 0 | 0 | 0 | 0 | 0 | 0 | 0 | 0 | 0 | 0 | 0 | 0 | 0 | 0 | 0 | 0 | 0 | 0 | 0 | 0 | 0 | 0 | 0 | 0 | 0 | 0 | 0 | 0 | 0 | 0 | 0 | 0 | 0 | 0 | 0 | 0 | 0 | 0 | 0 | 0 | 0 | 0 | 0 | 0 | 0 | 0 | 0 | 0 | 0 | 0 | 0 | 0 | 0 | 0 | 0 | 0 | 0 | 0 | 0 | 0 | 0 | 0 | 0 | 0 | 0 | 0 | 0 | 0 | 0 | 0 | 0 | 0 | 0 | 0 | 0
PG&E Fresno Study Area | Schindler | 115 | 0 | 0 | 0 | 0 | 0 | 0 | 0 | 0 | 0 | 0 | 0 | 0 | 60 | 60 | 0 | 0 | 0 | 0 | 0 | 0 | 0 | 0 | 0 | 0 | 60 | 60 | 0 | 0 | 0 | 0 | 0 | 0 | 0 | 0 | 0 | 0 | 60 | 60 | 0 | 0 | 0 | 0 | 0 | 0 | 0 | 0 | 0 | 0 | 60 | 60 | 0 | 0 | 0 | 0 | 0 | 0 | 0 | 0 | 0 | 0 | 60 | 60 | 0 | 0 | 0 | 0 | 0 | 0 | 0 | 0 | 0 | 0 | 60 | 60 | 0 | 0 | 0 | 0 | 0 | 0 | 0 | 0 | 0 | 0
PG&E Greater Bay Study Area | Schulte | 115 | 0 | 0 | 0 | 0 | 0 | 0 | 0 | 0 | 0 | 0 | 0 | 0 | 0 | 0 | 0 | 0 | 0 | 0 | 0 | 0 | 0 | 0 | 0 | 0 | 0 | 0 | 0 | 0 | 0 | 0 | 0 | 0 | 0 | 0 | 0 | 0 | 676.12 | 0 | 0 | 0 | 0 | 0 | 0 | 0 | 0 | 0 | 0 | 0 | 0 | 0 | 0 | 0 | 0 | 0 | 0 | 0 | 0 | 0 | 0 | 0 | 0 | 0 | 0 | 0 | 0 | 0 | 0 | 0 | 0 | 0 | 0 | 0 | 676.12 | 0 | 0 | 0 | 0 | 0 | 0 | 0 | 0 | 0 | 0 | 0
PG&E Kern Study Area | Semitropic | 115 | 0 | 0 | 0 | 0 | 0 | 0 | 0 | 0 | 0 | 0 | 0 | 0 | 0 | 0 | 0 | 0 | 0 | 0 | 0 | 0 | 0 | 0 | 0 | 0 | 0 | 0 | 0 | 0 | 0 | 0 | 0 | 0 | 0 | 0 | 0 | 0 | 0 | 0 | 0 | 0 | 0 | 0 | 0 | 0 | 0 | 0 | 0 | 0 | 0 | 0 | 0 | 0 | 0 | 0 | 0 | 0 | 0 | 0 | 0 | 0 | 0 | 0 | 0 | 0 | 0 | 0 | 0 | 0 | 0 | 0 | 0 | 0 | 0 | 0 | 0 | 0 | 0 | 0 | 0 | 0 | 0 | 0 | 0 | 0
SCE Metro Study Area | Serrano | 500 | 0 | 0 | 0 | 0 | 0 | 0 | 0 | 0 | 0 | 0 | 0 | 0 | 0 | 0 | 0 | 0 | 0 | 0 | 0 | 0 | 0 | 0 | 0 | 0 | 0 | 0 | 0 | 0 | 0 | 0 | 0 | 0 | 0 | 0 | 0 | 0 | 0 | 0 | 0 | 0 | 0 | 0 | 0 | 0 | 0 | 0 | 0 | 0 | 0 | 0 | 0 | 0 | 0 | 0 | 0 | 0 | 0 | 0 | 0 | 0 | 0 | 0 | 0 | 0 | 0 | 0 | 0 | 0 | 0 | 0 | 0 | 0 | 0 | 0 | 0 | 0 | 0 | 0 | 0 | 0 | 0 | 0 | 0 | 0
SCE Metro Study Area | Serrano | 230 | 0 | 0 | 0 | 0 | 0 | 0 | 0 | 0 | 0 | 0 | 0 | 0 | 0 | 0 | 0 | 0 | 0 | 0 | 0 | 0 | 0 | 0 | 0 | 0 | 0 | 0 | 0 | 0 | 0 | 0 | 0 | 0 | 0 | 0 | 0 | 0 | 300 | 0 | 0 | 0 | 0 | 0 | 0 | 0 | 0 | 0 | 0 | 0 | 0 | 0 | 0 | 0 | 0 | 0 | 0 | 0 | 0 | 0 | 0 | 0 | 0 | 0 | 0 | 0 | 0 | 0 | 0 | 0 | 0 | 0 | 0 | 0 | 300 | 0 | 0 | 0 | 0 | 0 | 0 | 0 | 0 | 0 | 0 | 0
SDG&E Study Area | Shadowridge | 138 | 0 | 0 | 0 | 0 | 0 | 0 | 0 | 0 | 0 | 0 | 0 | 0 | 0 | 0 | 0 | 0 | 0 | 0 | 0 | 0 | 0 | 0 | 0 | 0 | 0 | 0 | 0 | 0 | 0 | 0 | 0 | 0 | 0 | 0 | 0 | 0 | 0 | 0 | 0 | 0 | 0 | 0 | 0 | 0 | 0 | 0 | 0 | 0 | 0 | 0 | 0 | 0 | 0 | 0 | 0 | 0 | 0 | 0 | 0 | 0 | 0 | 0 | 0 | 0 | 0 | 0 | 0 | 0 | 0 | 0 | 0 | 0 | 0 | 0 | 0 | 0 | 0 | 0 | 0 | 0 | 0 | 0 | 0 | 0
PG&E Kern Study Area | Shafter | 115 | 0 | 0 | 0 | 0 | 0 | 0 | 0 | 0 | 0 | 0 | 0 | 0 | 0 | 0 | 0 | 0 | 0 | 0 | 0 | 0 | 0 | 0 | 0 | 0 | 0 | 0 | 0 | 0 | 0 | 0 | 0 | 0 | 0 | 0 | 0 | 0 | 101.7635 | 0 | 0 | 0 | 102.254 | 0 | 0 | 0 | 0 | 0 | 0 | 0 | 0 | 0 | 0 | 0 | 0 | 0 | 0 | 0 | 0 | 0 | 0 | 0 | 0 | 0 | 0 | 0 | 0 | 0 | 0 | 0 | 0 | 0 | 0 | 0 | 0 | 0 | 0 | 0 | 0 | 0 | 0 | 0 | 0 | 0 | 0 | 0
PG&E North of Greater Bay Study Area | Shiloh II | 230 | 0 | 0 | 0 | 0 | 0 | 0 | 0 | 0 | 0 | 0 | 0 | 0 | 0 | 0 | 0 | 0 | 0 | 0 | 0 | 0 | 0 | 0 | 0 | 0 | 0 | 0 | 0 | 0 | 0 | 0 | 0 | 0 | 0 | 0 | 0 | 0 | 0 | 0 | 0 | 0 | 0 | 0 | 0 | 0 | 0 | 0 | 0 | 0 | 0 | 0 | 0 | 0 | 0 | 0 | 0 | 0 | 0 | 0 | 0 | 0 | 0 | 0 | 0 | 0 | 0 | 0 | 0 | 0 | 0 | 0 | 0 | 0 | 0 | 0 | 0 | 0 | 0 | 0 | 0 | 0 | 0 | 0 | 0 | 0
PG&E North of Greater Bay Study Area | Silverado | 115 | 0 | 0 | 0 | 0 | 0 | 0 | 0 | 0 | 0 | 0 | 0 | 0 | 0 | 0 | 0 | 0 | 0 | 0 | 0 | 0 | 0 | 0 | 0 | 0 | 0 | 0 | 0 | 0 | 0 | 0 | 0 | 0 | 0 | 0 | 0 | 0 | 0 | 0 | 0 | 0 | 0 | 0 | 0 | 0 | 0 | 0 | 0 | 0 | 0 | 0 | 0 | 0 | 0 | 0 | 0 | 0 | 0 | 0 | 0 | 0 | 0 | 0 | 0 | 0 | 0 | 0 | 0 | 0 | 0 | 0 | 0 | 0 | 0 | 0 | 0 | 0 | 0 | 0 | 0 | 0 | 0 | 0 | 0 | 0
SDG&E Study Area | Silvergate | 230 | 0 | 0 | 0 | 0 | 0 | 0 | 0 | 0 | 0 | 0 | 0 | 0 | 0 | 0 | 0 | 0 | 0 | 0 | 0 | 0 | 0 | 0 | 0 | 0 | 0 | 0 | 0 | 0 | 0 | 0 | 0 | 0 | 0 | 0 | 0 | 0 | 213.5487 | 0 | 0 | 0 | 0 | 0 | 0 | 0 | 0 | 0 | 0 | 0 | 0 | 0 | 0 | 0 | 0 | 0 | 0 | 0 | 0 | 0 | 0 | 0 | 0 | 0 | 0 | 0 | 0 | 0 | 0 | 0 | 0 | 0 | 0 | 0 | 213.5487 | 0 | 0 | 0 | 0 | 0 | 0 | 0 | 0 | 0 | 0 | 0
PG&E Kern Study Area | Sisquoc | 115 | 0 | 0 | 0 | 0 | 0 | 0 | 0 | 0 | 0 | 0 | 0 | 0 | 0 | 0 | 0 | 0 | 0 | 0 | 0 | 0 | 0 | 0 | 0 | 0 | 0 | 0 | 0 | 0 | 0 | 0 | 0 | 0 | 0 | 0 | 0 | 0 | 0 | 0 | 0 | 0 | 0 | 0 | 0 | 0 | 0 | 0 | 0 | 0 | 0 | 0 | 0 | 0 | 0 | 0 | 0 | 0 | 0 | 0 | 0 | 0 | 0 | 0 | 0 | 0 | 0 | 0 | 0 | 0 | 0 | 0 | 0 | 0 | 0 | 0 | 0 | 0 | 0 | 0 | 0 | 0 | 0 | 0 | 0 | 0
East of Pisgah Study Area | Sloan Canyon | 230 | 0 | 0 | 0 | 0 | 0 | 0 | 0 | 0 | 0 | 0 | 0 | 0 | 95 | 95 | 0 | 0 | 0 | 0 | 0 | 0 | 310 | 61.9973 | 0 | 0 | 95 | 95 | 0 | 0 | 0 | 0 | 0 | 0 | 310 | 61.9973 | 0 | 0 | 95 | 95 | 0 | 0 | 0 | 0 | 0 | 0 | 310 | 61.9973 | 0 | 0 | 95 | 95 | 0 | 0 | 0 | 0 | 0 | 0 | 310 | 61.9973 | 0 | 0 | 95 | 95 | 0 | 0 | 0 | 0 | 0 | 0 | 310 | 61.9973 | 0 | 0 | 95 | 95 | 0 | 0 | 0 | 0 | 0 | 0 | 310 | 61.9973 | 0 | 0
PG&E Kern Study Area | Smyrna | 115 | 0 | 0 | 0 | 0 | 0 | 0 | 0 | 0 | 0 | 0 | 0 | 0 | 0 | 0 | 0 | 0 | 0 | 0 | 0 | 0 | 0 | 0 | 0 | 0 | 0 | 0 | 0 | 0 | 0 | 0 | 0 | 0 | 0 | 0 | 0 | 0 | 0 | 0 | 0 | 0 | 0 | 0 | 0 | 0 | 0 | 0 | 0 | 0 | 0 | 0 | 0 | 0 | 0 | 0 | 0 | 0 | 0 | 0 | 0 | 0 | 0 | 0 | 0 | 0 | 0 | 0 | 0 | 0 | 0 | 0 | 0 | 0 | 0 | 0 | 0 | 0 | 0 | 0 | 0 | 0 | 0 | 0 | 0 | 0
PG&E Greater Bay Study Area | Sobrante | 115 | 0 | 0 | 0 | 0 | 0 | 0 | 0 | 0 | 0 | 0 | 0 | 0 | 0 | 0 | 0 | 0 | 0 | 0 | 0 | 0 | 0 | 0 | 0 | 0 | 0 | 0 | 0 | 0 | 0 | 0 | 0 | 0 | 0 | 0 | 0 | 0 | 0 | 0 | 0 | 0 | 0 | 0 | 0 | 0 | 0 | 0 | 0 | 0 | 0 | 0 | 0 | 0 | 0 | 0 | 0 | 0 | 0 | 0 | 0 | 0 | 0 | 0 | 0 | 0 | 0 | 0 | 0 | 0 | 0 | 0 | 0 | 0 | 0 | 0 | 0 | 0 | 0 | 0 | 0 | 0 | 0 | 0 | 0 | 0
PG&E Kern Study Area | Solar SS | 230 | 0 | 0 | 0 | 0 | 0 | 0 | 0 | 0 | 0 | 0 | 0 | 0 | 0 | 0 | 0 | 0 | 0 | 0 | 0 | 0 | 0 | 0 | 0 | 0 | 0 | 0 | 0 | 0 | 0 | 0 | 0 | 0 | 0 | 0 | 0 | 0 | 0 | 0 | 0 | 0 | 0 | 0 | 0 | 0 | 0 | 0 | 0 | 0 | 0 | 0 | 0 | 0 | 0 | 0 | 0 | 0 | 0 | 0 | 0 | 0 | 0 | 0 | 0 | 0 | 0 | 0 | 0 | 0 | 0 | 0 | 0 | 0 | 0 | 0 | 0 | 0 | 0 | 0 | 0 | 0 | 0 | 0 | 0 | 0
SCE Northern Area | Springville | 230 | 0 | 0 | 0 | 0 | 0 | 0 | 0 | 0 | 0 | 0 | 0 | 0 | 0 | 0 | 0 | 0 | 0 | 0 | 0 | 0 | 0 | 0 | 0 | 0 | 0 | 0 | 0 | 0 | 0 | 0 | 0 | 0 | 0 | 0 | 0 | 0 | 345 | 0 | 0 | 0 | 464.42 | 0 | 0 | 0 | 0 | 0 | 0 | 0 | 0 | 0 | 0 | 0 | 0 | 0 | 0 | 0 | 0 | 0 | 0 | 0 | 0 | 0 | 0 | 0 | 0 | 0 | 0 | 0 | 0 | 0 | 0 | 0 | 345 | 0 | 0 | 0 | 464.42 | 0 | 0 | 0 | 0 | 0 | 0 | 0
PG&E Greater Bay Study Area | Stagg | 230 | 0 | 0 | 0 | 0 | 0 | 0 | 0 | 0 | 0 | 0 | 0 | 0 | 0 | 0 | 0 | 0 | 0 | 0 | 0 | 0 | 0 | 0 | 0 | 0 | 0 | 0 | 0 | 0 | 0 | 0 | 0 | 0 | 0 | 0 | 0 | 0 | 0 | 0 | 0 | 0 | 0 | 0 | 0 | 0 | 0 | 0 | 0 | 0 | 0 | 0 | 0 | 0 | 0 | 0 | 0 | 0 | 0 | 0 | 0 | 0 | 0 | 0 | 0 | 0 | 0 | 0 | 0 | 0 | 0 | 0 | 0 | 0 | 0 | 0 | 0 | 0 | 0 | 0 | 0 | 0 | 0 | 0 | 0 | 0
PG&E Greater Bay Study Area | Std Oil | 115 | 0 | 0 | 0 | 0 | 0 | 0 | 0 | 0 | 0 | 0 | 0 | 0 | 0 | 0 | 0 | 0 | 0 | 0 | 0 | 0 | 0 | 0 | 0 | 0 | 0 | 0 | 0 | 0 | 0 | 0 | 0 | 0 | 0 | 0 | 0 | 0 | 0 | 0 | 0 | 0 | 0 | 0 | 0 | 0 | 0 | 0 | 0 | 0 | 0 | 0 | 0 | 0 | 0 | 0 | 0 | 0 | 0 | 0 | 0 | 0 | 0 | 0 | 0 | 0 | 0 | 0 | 0 | 0 | 0 | 0 | 0 | 0 | 0 | 0 | 0 | 0 | 0 | 0 | 0 | 0 | 0 | 0 | 0 | 0
PG&E Kern Study Area | Stockdale | 230 | 0 | 0 | 0 | 0 | 0 | 0 | 0 | 0 | 0 | 0 | 0 | 0 | 0 | 0 | 0 | 0 | 0 | 0 | 0 | 0 | 0 | 0 | 0 | 0 | 0 | 0 | 0 | 0 | 0 | 0 | 0 | 0 | 0 | 0 | 0 | 0 | 0 | 0 | 0 | 0 | 0 | 0 | 0 | 0 | 0 | 0 | 0 | 0 | 0 | 0 | 0 | 0 | 0 | 0 | 0 | 0 | 0 | 0 | 0 | 0 | 0 | 0 | 0 | 0 | 0 | 0 | 0 | 0 | 0 | 0 | 0 | 0 | 0 | 0 | 0 | 0 | 0 | 0 | 0 | 0 | 0 | 0 | 0 | 0
PG&E Kern Study Area | Stockdale | 115 | 0 | 0 | 0 | 0 | 0 | 0 | 0 | 0 | 0 | 0 | 0 | 0 | 0 | 0 | 0 | 0 | 0 | 0 | 0 | 0 | 0 | 0 | 0 | 0 | 0 | 0 | 0 | 0 | 0 | 0 | 0 | 0 | 0 | 0 | 0 | 0 | 0 | 0 | 0 | 0 | 0 | 0 | 0 | 0 | 0 | 0 | 0 | 0 | 0 | 0 | 0 | 0 | 0 | 0 | 0 | 0 | 0 | 0 | 0 | 0 | 0 | 0 | 0 | 0 | 0 | 0 | 0 | 0 | 0 | 0 | 0 | 0 | 0 | 0 | 0 | 0 | 0 | 0 | 0 | 0 | 0 | 0 | 0 | 0
PG&E Fresno Study Area | Storey | 230 | 0 | 0 | 0 | 0 | 0 | 0 | 0 | 0 | 0 | 0 | 0 | 0 | 0 | 0 | 0 | 0 | 0 | 0 | 0 | 0 | 0 | 0 | 0 | 0 | 0 | 0 | 0 | 0 | 0 | 0 | 0 | 0 | 0 | 0 | 0 | 0 | 0 | 0 | 0 | 0 | 0 | 0 | 0 | 0 | 0 | 0 | 0 | 0 | 0 | 0 | 0 | 0 | 0 | 0 | 0 | 0 | 0 | 0 | 0 | 0 | 0 | 0 | 0 | 0 | 0 | 0 | 0 | 0 | 0 | 0 | 0 | 0 | 0 | 0 | 0 | 0 | 0 | 0 | 0 | 0 | 0 | 0 | 0 | 0
PG&E North of Greater Bay Study Area | Summit | 115 | 0 | 0 | 0 | 0 | 0 | 0 | 0 | 0 | 0 | 0 | 0 | 0 | 0 | 0 | 0 | 0 | 0 | 0 | 0 | 0 | 0 | 0 | 0 | 0 | 0 | 0 | 0 | 0 | 0 | 0 | 0 | 0 | 0 | 0 | 0 | 0 | 0 | 0 | 0 | 0 | 0 | 0 | 0 | 0 | 0 | 0 | 0 | 0 | 0 | 0 | 0 | 0 | 0 | 0 | 0 | 0 | 0 | 0 | 0 | 0 | 0 | 0 | 0 | 0 | 0 | 0 | 0 | 0 | 0 | 0 | 0 | 0 | 0 | 0 | 0 | 0 | 0 | 0 | 0 | 0 | 0 | 0 | 0 | 0
SDG&E Study Area | Suncrest | 500 | 0 | 0 | 0 | 0 | 0 | 0 | 0 | 0 | 0 | 0 | 0 | 0 | 0 | 0 | 0 | 0 | 0 | 0 | 0 | 0 | 0 | 0 | 0 | 0 | 0 | 0 | 0 | 0 | 0 | 0 | 0 | 0 | 0 | 0 | 0 | 0 | 0 | 0 | 0 | 0 | 0 | 0 | 0 | 0 | 0 | 0 | 0 | 0 | 0 | 0 | 0 | 0 | 0 | 0 | 0 | 0 | 0 | 0 | 0 | 0 | 0 | 0 | 0 | 0 | 0 | 0 | 0 | 0 | 0 | 0 | 0 | 0 | 0 | 0 | 0 | 0 | 0 | 0 | 0 | 0 | 0 | 0 | 0 | 0
SDG&E Study Area | Suncrest | 230 | 0 | 0 | 0 | 0 | 0 | 0 | 0 | 0 | 0 | 0 | 0 | 0 | 0 | 0 | 0 | 0 | 0 | 0 | 0 | 0 | 0 | 0 | 0 | 0 | 0 | 0 | 0 | 0 | 0 | 0 | 0 | 0 | 0 | 0 | 0 | 0 | 312.96 | 0 | 0 | 0 | 0 | 0 | 0 | 0 | 0 | 0 | 0 | 0 | 0 | 0 | 0 | 0 | 0 | 0 | 0 | 0 | 0 | 0 | 0 | 0 | 0 | 0 | 0 | 0 | 0 | 0 | 0 | 0 | 0 | 0 | 0 | 0 | 0 | 0 | 0 | 0 | 0 | 0 | 0 | 0 | 0 | 0 | 0 | 0
SDG&E Study Area | New Sub - Suncrest - Ocotillo (Proposed) | 500 | 0 | 0 | 0 | 0 | 0 | 0 | 0 | 0 | 0 | 0 | 0 | 0 | 0 | 0 | 0 | 0 | 0 | 0 | 0 | 0 | 400 | 0 | 0 | 0 | 0 | 0 | 0 | 0 | 0 | 0 | 0 | 0 | 400 | 0 | 0 | 0 | 313.9193 | 0 | 0 | 0 | 0 | 0 | 0 | 0 | 505.8 | 0 | 0 | 0 | 0 | 0 | 0 | 0 | 0 | 0 | 0 | 0 | 400 | 0 | 0 | 0 | 0 | 0 | 0 | 0 | 0 | 0 | 0 | 0 | 400 | 0 | 0 | 0 | 313.9193 | 0 | 0 | 0 | 0 | 0 | 0 | 0 | 505.8 | 0 | 0 | 0
PG&E Kern Study Area | Sunset | 230 | 0 | 0 | 0 | 0 | 0 | 0 | 0 | 0 | 0 | 0 | 0 | 0 | 0 | 0 | 0 | 0 | 0 | 0 | 0 | 0 | 0 | 0 | 0 | 0 | 0 | 0 | 0 | 0 | 0 | 0 | 0 | 0 | 0 | 0 | 0 | 0 | 0 | 0 | 0 | 0 | 0 | 0 | 0 | 0 | 0 | 0 | 0 | 0 | 0 | 0 | 0 | 0 | 0 | 0 | 0 | 0 | 0 | 0 | 0 | 0 | 0 | 0 | 0 | 0 | 0 | 0 | 0 | 0 | 0 | 0 | 0 | 0 | 0 | 0 | 0 | 0 | 0 | 0 | 0 | 0 | 0 | 0 | 0 | 0
PG&E Kern Study Area | Surf | 115 | 0 | 0 | 0 | 0 | 0 | 0 | 0 | 0 | 0 | 0 | 0 | 0 | 0 | 0 | 0 | 0 | 0 | 0 | 0 | 0 | 0 | 0 | 0 | 0 | 0 | 0 | 0 | 0 | 0 | 0 | 0 | 0 | 0 | 0 | 0 | 0 | 0 | 0 | 0 | 0 | 0 | 0 | 0 | 0 | 0 | 0 | 0 | 0 | 0 | 0 | 0 | 0 | 0 | 0 | 0 | 0 | 0 | 0 | 0 | 0 | 0 | 0 | 0 | 0 | 0 | 0 | 0 | 0 | 0 | 0 | 0 | 0 | 0 | 0 | 0 | 0 | 0 | 0 | 0 | 0 | 0 | 0 | 0 | 0
SDG&E Study Area | Sycamore Canyon | 230 | 0 | 0 | 0 | 0 | 0 | 0 | 0 | 0 | 0 | 0 | 0 | 0 | 0 | 0 | 0 | 0 | 0 | 0 | 0 | 0 | 0 | 0 | 0 | 0 | 0 | 0 | 0 | 0 | 0 | 0 | 0 | 0 | 0 | 0 | 0 | 0 | 71.3 | 0 | 0 | 0 | 0 | 0 | 0 | 0 | 0 | 0 | 0 | 0 | 0 | 0 | 0 | 0 | 0 | 0 | 0 | 0 | 0 | 0 | 0 | 0 | 0 | 0 | 0 | 0 | 0 | 0 | 0 | 0 | 0 | 0 | 0 | 0 | 71.3 | 0 | 0 | 0 | 0 | 0 | 0 | 0 | 0 | 0 | 0 | 0
SDG&E Study Area | Sycamore Canyon | 138 | 0 | 0 | 0 | 0 | 0 | 0 | 0 | 0 | 0 | 0 | 0 | 0 | 0 | 0 | 0 | 0 | 0 | 0 | 0 | 0 | 0 | 0 | 0 | 0 | 0 | 0 | 0 | 0 | 0 | 0 | 0 | 0 | 0 | 0 | 0 | 0 | 0 | 0 | 0 | 0 | 0 | 0 | 0 | 0 | 0 | 0 | 0 | 0 | 0 | 0 | 0 | 0 | 0 | 0 | 0 | 0 | 0 | 0 | 0 | 0 | 0 | 0 | 0 | 0 | 0 | 0 | 0 | 0 | 0 | 0 | 0 | 0 | 0 | 0 | 0 | 0 | 0 | 0 | 0 | 0 | 0 | 0 | 0 | 0
SCE Metro Study Area | Sylmar | 230 | 0 | 0 | 0 | 0 | 0 | 0 | 0 | 0 | 0 | 0 | 0 | 0 | 0 | 0 | 0 | 0 | 0 | 0 | 0 | 0 | 0 | 0 | 0 | 0 | 0 | 0 | 0 | 0 | 0 | 0 | 0 | 0 | 0 | 0 | 0 | 0 | 171.738 | 0 | 0 | 0 | 0 | 0 | 0 | 0 | 0 | 0 | 0 | 0 | 0 | 0 | 0 | 0 | 0 | 0 | 0 | 0 | 0 | 0 | 0 | 0 | 0 | 0 | 0 | 0 | 0 | 0 | 0 | 0 | 0 | 0 | 0 | 0 | 171.738 | 0 | 0 | 0 | 0 | 0 | 0 | 0 | 0 | 0 | 0 | 0
PG&E North of Greater Bay Study Area | Table Mountain | 500 | 0 | 0 | 0 | 0 | 0 | 0 | 0 | 0 | 0 | 0 | 0 | 0 | 0 | 0 | 0 | 0 | 0 | 0 | 0 | 0 | 0 | 0 | 0 | 0 | 0 | 0 | 0 | 0 | 0 | 0 | 0 | 0 | 0 | 0 | 0 | 0 | 0 | 0 | 0 | 0 | 0 | 0 | 0 | 0 | 0 | 0 | 0 | 0 | 0 | 0 | 0 | 0 | 0 | 0 | 0 | 0 | 0 | 0 | 0 | 0 | 0 | 0 | 0 | 0 | 0 | 0 | 0 | 0 | 0 | 0 | 0 | 0 | 0 | 0 | 0 | 0 | 0 | 0 | 0 | 0 | 0 | 0 | 0 | 0
PG&E North of Greater Bay Study Area | Table Mountain | 230 | 0 | 0 | 0 | 0 | 0 | 0 | 0 | 0 | 0 | 0 | 0 | 0 | 0 | 0 | 0 | 0 | 0 | 0 | 0 | 0 | 0 | 0 | 0 | 0 | 0 | 0 | 0 | 0 | 0 | 0 | 0 | 0 | 0 | 0 | 0 | 0 | 430.1 | 0 | 0 | 0 | 232.1 | 0 | 0 | 0 | 0 | 0 | 0 | 0 | 0 | 0 | 0 | 0 | 0 | 0 | 0 | 0 | 0 | 0 | 0 | 0 | 0 | 0 | 0 | 0 | 0 | 0 | 0 | 0 | 0 | 0 | 0 | 0 | 430.1 | 0 | 0 | 0 | 232.1 | 0 | 0 | 0 | 0 | 0 | 0 | 0
PG&E Kern Study Area | Taft | 115 | 0 | 0 | 0 | 0 | 0 | 0 | 0 | 0 | 0 | 0 | 0 | 0 | 0 | 0 | 0 | 0 | 0 | 0 | 0 | 0 | 0 | 0 | 0 | 0 | 0 | 0 | 0 | 0 | 0 | 0 | 0 | 0 | 0 | 0 | 0 | 0 | 0 | 0 | 0 | 0 | 0 | 0 | 0 | 0 | 0 | 0 | 0 | 0 | 0 | 0 | 0 | 0 | 0 | 0 | 0 | 0 | 0 | 0 | 0 | 0 | 0 | 0 | 0 | 0 | 0 | 0 | 0 | 0 | 0 | 0 | 0 | 0 | 0 | 0 | 0 | 0 | 0 | 0 | 0 | 0 | 0 | 0 | 0 | 0
SDG&E Study Area | Talega | 230 | 200 | 100 | 0 | 0 | 0 | 0 | 0 | 0 | 0 | 0 | 0 | 0 | 200 | 100 | 0 | 0 | 0 | 0 | 0 | 0 | 0 | 0 | 0 | 0 | 200 | 100 | 0 | 0 | 0 | 0 | 0 | 0 | 0 | 0 | 0 | 0 | 200 | 100 | 0 | 0 | 0 | 0 | 0 | 0 | 0 | 0 | 0 | 0 | 200 | 100 | 0 | 0 | 0 | 0 | 0 | 0 | 0 | 0 | 0 | 0 | 200 | 100 | 0 | 0 | 0 | 0 | 0 | 0 | 0 | 0 | 0 | 0 | 200 | 100 | 0 | 0 | 0 | 0 | 0 | 0 | 0 | 0 | 0 | 0
SDG&E Study Area | Talega | 138 | 0 | 0 | 0 | 0 | 0 | 0 | 0 | 0 | 0 | 0 | 0 | 0 | 0 | 0 | 0 | 0 | 0 | 0 | 0 | 0 | 0 | 0 | 0 | 0 | 0 | 0 | 0 | 0 | 0 | 0 | 0 | 0 | 0 | 0 | 0 | 0 | 0 | 0 | 0 | 0 | 0 | 0 | 0 | 0 | 0 | 0 | 0 | 0 | 0 | 0 | 0 | 0 | 0 | 0 | 0 | 0 | 0 | 0 | 0 | 0 | 0 | 0 | 0 | 0 | 0 | 0 | 0 | 0 | 0 | 0 | 0 | 0 | 0 | 0 | 0 | 0 | 0 | 0 | 0 | 0 | 0 | 0 | 0 | 0
PG&E Greater Bay Study Area | Tassajara | 230 | 0 | 0 | 0 | 0 | 0 | 0 | 0 | 0 | 0 | 0 | 0 | 0 | 0 | 0 | 0 | 0 | 0 | 0 | 0 | 0 | 0 | 0 | 0 | 0 | 0 | 0 | 0 | 0 | 0 | 0 | 0 | 0 | 0 | 0 | 0 | 0 | 0 | 0 | 0 | 0 | 0 | 0 | 0 | 0 | 0 | 0 | 0 | 0 | 0 | 0 | 0 | 0 | 0 | 0 | 0 | 0 | 0 | 0 | 0 | 0 | 0 | 0 | 0 | 0 | 0 | 0 | 0 | 0 | 0 | 0 | 0 | 0 | 0 | 0 | 0 | 0 | 0 | 0 | 0 | 0 | 0 | 0 | 0 | 0
PG&E Kern Study Area | Temblor | 115 | 0 | 0 | 0 | 0 | 0 | 0 | 0 | 0 | 0 | 0 | 0 | 0 | 0 | 0 | 0 | 0 | 0 | 0 | 0 | 0 | 0 | 0 | 0 | 0 | 0 | 0 | 0 | 0 | 0 | 0 | 0 | 0 | 0 | 0 | 0 | 0 | 0 | 0 | 0 | 0 | 0 | 0 | 0 | 0 | 0 | 0 | 0 | 0 | 0 | 0 | 0 | 0 | 0 | 0 | 0 | 0 | 0 | 0 | 0 | 0 | 0 | 0 | 0 | 0 | 0 | 0 | 0 | 0 | 0 | 0 | 0 | 0 | 0 | 0 | 0 | 0 | 0 | 0 | 0 | 0 | 0 | 0 | 0 | 0
PG&E Kern Study Area | Templeton | 230 | 0 | 0 | 0 | 0 | 0 | 0 | 0 | 0 | 0 | 0 | 0 | 0 | 0 | 0 | 0 | 0 | 0 | 0 | 0 | 0 | 0 | 0 | 0 | 0 | 0 | 0 | 0 | 0 | 0 | 0 | 0 | 0 | 0 | 0 | 0 | 0 | 0 | 0 | 0 | 0 | 0 | 0 | 0 | 0 | 0 | 0 | 0 | 0 | 0 | 0 | 0 | 0 | 0 | 0 | 0 | 0 | 0 | 0 | 0 | 0 | 0 | 0 | 0 | 0 | 0 | 0 | 0 | 0 | 0 | 0 | 0 | 0 | 0 | 0 | 0 | 0 | 0 | 0 | 0 | 0 | 0 | 0 | 0 | 0
PG&E Greater Bay Study Area | Tesla | 500 | 0 | 0 | 0 | 0 | 0 | 0 | 0 | 0 | 0 | 0 | 0 | 0 | 405.9 | 0 | 0 | 0 | 410.04 | 0 | 0 | 0 | 408.8 | 0 | 0 | 0 | 405.9 | 0 | 0 | 0 | 410.04 | 0 | 0 | 0 | 408.8 | 0 | 0 | 0 | 921.318 | 0 | 0 | 0 | 410.04 | 0 | 0 | 0 | 408.8 | 0 | 0 | 0 | 405.9 | 0 | 0 | 0 | 410.04 | 0 | 0 | 0 | 408.8 | 0 | 0 | 0 | 405.9 | 0 | 0 | 0 | 410.04 | 0 | 0 | 0 | 408.8 | 0 | 0 | 0 | 921.318 | 0 | 0 | 0 | 410.04 | 0 | 0 | 0 | 408.8 | 0 | 0 | 0
PG&E Greater Bay Study Area | Tesla | 230 | 0 | 0 | 0 | 0 | 0 | 0 | 0 | 0 | 114 | 20 | 0 | 0 | 18 | 18 | 0 | 0 | 0 | 0 | 0 | 0 | 176.5 | 80 | 0 | 0 | 18 | 18 | 0 | 0 | 0 | 0 | 0 | 0 | 176.5 | 80 | 0 | 0 | 887.12 | 18 | 0 | 0 | 0 | 0 | 0 | 0 | 176.5 | 80 | 0 | 0 | 18 | 18 | 0 | 0 | 0 | 0 | 0 | 0 | 176.5 | 80 | 0 | 0 | 18 | 18 | 0 | 0 | 0 | 0 | 0 | 0 | 176.5 | 80 | 0 | 0 | 887.12 | 18 | 0 | 0 | 0 | 0 | 0 | 0 | 176.5 | 80 | 0 | 0
PG&E Greater Bay Study Area | Tesla | 115 | 0 | 0 | 0 | 0 | 0 | 0 | 0 | 0 | 0 | 0 | 0 | 0 | 0 | 0 | 0 | 0 | 0 | 0 | 0 | 0 | 0 | 0 | 0 | 0 | 0 | 0 | 0 | 0 | 0 | 0 | 0 | 0 | 0 | 0 | 0 | 0 | 0 | 0 | 0 | 0 | 0 | 0 | 0 | 0 | 0 | 0 | 0 | 0 | 0 | 0 | 0 | 0 | 0 | 0 | 0 | 0 | 0 | 0 | 0 | 0 | 0 | 0 | 0 | 0 | 0 | 0 | 0 | 0 | 0 | 0 | 0 | 0 | 0 | 0 | 0 | 0 | 0 | 0 | 0 | 0 | 0 | 0 | 0 | 0
PG&E Kern Study Area | Tevis | 115 | 0 | 0 | 0 | 0 | 0 | 0 | 0 | 0 | 0 | 0 | 0 | 0 | 0 | 0 | 0 | 0 | 0 | 0 | 0 | 0 | 0 | 0 | 0 | 0 | 0 | 0 | 0 | 0 | 0 | 0 | 0 | 0 | 0 | 0 | 0 | 0 | 0 | 0 | 0 | 0 | 0 | 0 | 0 | 0 | 0 | 0 | 0 | 0 | 0 | 0 | 0 | 0 | 0 | 0 | 0 | 0 | 0 | 0 | 0 | 0 | 0 | 0 | 0 | 0 | 0 | 0 | 0 | 0 | 0 | 0 | 0 | 0 | 0 | 0 | 0 | 0 | 0 | 0 | 0 | 0 | 0 | 0 | 0 | 0
East of Pisgah Study Area | Thousandaire | 138 | 0 | 0 | 0 | 0 | 0 | 0 | 0 | 0 | 0 | 0 | 0 | 0 | 0 | 0 | 0 | 0 | 0 | 0 | 0 | 0 | 0 | 0 | 0 | 0 | 0 | 0 | 0 | 0 | 0 | 0 | 0 | 0 | 0 | 0 | 0 | 0 | 0 | 0 | 0 | 0 | 0 | 0 | 0 | 0 | 0 | 0 | 0 | 0 | 0 | 0 | 0 | 0 | 0 | 0 | 0 | 0 | 0 | 0 | 0 | 0 | 0 | 0 | 0 | 0 | 0 | 0 | 0 | 0 | 0 | 0 | 0 | 0 | 0 | 0 | 0 | 0 | 0 | 0 | 0 | 0 | 0 | 0 | 0 | 0
SCE North of Lugo Study Area | Tortilla | 115 | 0 | 0 | 0 | 0 | 0 | 0 | 0 | 0 | 0 | 0 | 0 | 0 | 0 | 0 | 0 | 0 | 0 | 0 | 0 | 0 | 0 | 0 | 0 | 0 | 0 | 0 | 0 | 0 | 0 | 0 | 0 | 0 | 0 | 0 | 0 | 0 | 0 | 0 | 0 | 0 | 0 | 0 | 0 | 0 | 0 | 0 | 0 | 0 | 0 | 0 | 0 | 0 | 0 | 0 | 0 | 0 | 0 | 0 | 0 | 0 | 0 | 0 | 0 | 0 | 0 | 0 | 0 | 0 | 0 | 0 | 0 | 0 | 0 | 0 | 0 | 0 | 0 | 0 | 0 | 0 | 0 | 0 | 0 | 0
SDG&E Study Area | Trabuco | 138 | 0 | 0 | 0 | 0 | 0 | 0 | 0 | 0 | 0 | 0 | 0 | 0 | 0 | 0 | 0 | 0 | 0 | 0 | 0 | 0 | 0 | 0 | 0 | 0 | 0 | 0 | 0 | 0 | 0 | 0 | 0 | 0 | 0 | 0 | 0 | 0 | 0 | 0 | 0 | 0 | 0 | 0 | 0 | 0 | 0 | 0 | 0 | 0 | 0 | 0 | 0 | 0 | 0 | 0 | 0 | 0 | 0 | 0 | 0 | 0 | 0 | 0 | 0 | 0 | 0 | 0 | 0 | 0 | 0 | 0 | 0 | 0 | 0 | 0 | 0 | 0 | 0 | 0 | 0 | 0 | 0 | 0 | 0 | 0
PG&E Greater Bay Study Area | Tracy | 500 | 0 | 0 | 0 | 0 | 0 | 0 | 0 | 0 | 0 | 0 | 0 | 0 | 0 | 0 | 0 | 0 | 0 | 0 | 0 | 0 | 0 | 0 | 0 | 0 | 0 | 0 | 0 | 0 | 0 | 0 | 0 | 0 | 0 | 0 | 0 | 0 | 0 | 0 | 0 | 0 | 0 | 0 | 0 | 0 | 0 | 0 | 0 | 0 | 0 | 0 | 0 | 0 | 0 | 0 | 0 | 0 | 0 | 0 | 0 | 0 | 0 | 0 | 0 | 0 | 0 | 0 | 0 | 0 | 0 | 0 | 0 | 0 | 0 | 0 | 0 | 0 | 0 | 0 | 0 | 0 | 0 | 0 | 0 | 0
PG&E Greater Bay Study Area | Tracy | 230 | 0 | 0 | 0 | 0 | 0 | 0 | 0 | 0 | 0 | 0 | 0 | 0 | 0 | 0 | 0 | 0 | 0 | 0 | 0 | 0 | 0 | 0 | 0 | 0 | 0 | 0 | 0 | 0 | 0 | 0 | 0 | 0 | 0 | 0 | 0 | 0 | 0 | 0 | 0 | 0 | 0 | 0 | 0 | 0 | 0 | 0 | 0 | 0 | 0 | 0 | 0 | 0 | 0 | 0 | 0 | 0 | 0 | 0 | 0 | 0 | 0 | 0 | 0 | 0 | 0 | 0 | 0 | 0 | 0 | 0 | 0 | 0 | 0 | 0 | 0 | 0 | 0 | 0 | 0 | 0 | 0 | 0 | 0 | 0
PG&E Fresno Study Area | Tranquility | 230 | 210 | 210 | 0 | 0 | 512.09 | 0 | 0 | 0 | 0 | 0 | 0 | 0 | 210 | 210 | 0 | 0 | 209.1 | 4 | 0 | 0 | 0 | 0 | 0 | 0 | 210 | 210 | 0 | 0 | 521.19 | 4 | 0 | 0 | 0 | 0 | 0 | 0 | 719.75 | 210 | 0 | 0 | 931.13 | 4 | 0 | 0 | 0 | 0 | 0 | 0 | 210 | 210 | 0 | 0 | 209.1 | 4 | 0 | 0 | 0 | 0 | 0 | 0 | 210 | 210 | 0 | 0 | 521.19 | 4 | 0 | 0 | 0 | 0 | 0 | 0 | 719.75 | 210 | 0 | 0 | 931.13 | 4 | 0 | 0 | 0 | 0 | 0 | 0
East of Pisgah Study Area | Trout Canyon | 230 | 608.24 | 600 | 0 | 0 | 850.2 | 441 | 0 | 0 | 0 | 0 | 0 | 0 | 394.98 | 390 | 0 | 0 | 667.954 | 441 | 0 | 0 | 0 | 0 | 0 | 0 | 1457.02 | 1440 | 0 | 0 | 1734.954 | 441 | 0 | 0 | 0 | 0 | 0 | 0 | 2816.1067 | 1440 | 0 | 0 | 3094.37 | 441 | 0 | 0 | 0 | 0 | 0 | 0 | 394.98 | 390 | 0 | 0 | 667.954 | 441 | 0 | 0 | 0 | 0 | 0 | 0 | 1457.02 | 1440 | 0 | 0 | 1734.954 | 441 | 0 | 0 | 0 | 0 | 0 | 0 | 2816.1067 | 1440 | 0 | 0 | 3094.37 | 441 | 0 | 0 | 0 | 0 | 0 | 0
PG&E North of Greater Bay Study Area | Tulucay | 230 | 0 | 0 | 0 | 0 | 0 | 0 | 0 | 0 | 0 | 0 | 0 | 0 | 0 | 0 | 0 | 0 | 24.5 | 24.5 | 0 | 0 | 0 | 0 | 0 | 0 | 0 | 0 | 0 | 0 | 24.5 | 24.5 | 0 | 0 | 0 | 0 | 0 | 0 | 252 | 0 | 0 | 0 | 24.5 | 24.5 | 0 | 0 | 0 | 0 | 0 | 0 | 0 | 0 | 0 | 0 | 24.5 | 24.5 | 0 | 0 | 0 | 0 | 0 | 0 | 0 | 0 | 0 | 0 | 24.5 | 24.5 | 0 | 0 | 0 | 0 | 0 | 0 | 252 | 0 | 0 | 0 | 24.5 | 24.5 | 0 | 0 | 0 | 0 | 0 | 0
PG&E Kern Study Area | Tupman | 115 | 0 | 0 | 0 | 0 | 0 | 0 | 0 | 0 | 0 | 0 | 0 | 0 | 0 | 0 | 0 | 0 | 0 | 0 | 0 | 0 | 0 | 0 | 0 | 0 | 21.8 | 0 | 0 | 0 | 55.9 | 0 | 0 | 0 | 0 | 0 | 0 | 0 | 21.8 | 0 | 0 | 0 | 55.9 | 0 | 0 | 0 | 0 | 0 | 0 | 0 | 0 | 0 | 0 | 0 | 0 | 0 | 0 | 0 | 0 | 0 | 0 | 0 | 21.8 | 0 | 0 | 0 | 55.9 | 0 | 0 | 0 | 0 | 0 | 0 | 0 | 21.8 | 0 | 0 | 0 | 55.9 | 0 | 0 | 0 | 0 | 0 | 0 | 0
PG&E North of Greater Bay Study Area | Ukiah | 115 | 0 | 0 | 0 | 0 | 0 | 0 | 0 | 0 | 0 | 0 | 0 | 0 | 0 | 0 | 0 | 0 | 0 | 0 | 0 | 0 | 0 | 0 | 0 | 0 | 0 | 0 | 0 | 0 | 0 | 0 | 0 | 0 | 0 | 0 | 0 | 0 | 0 | 0 | 0 | 0 | 0 | 0 | 0 | 0 | 0 | 0 | 0 | 0 | 0 | 0 | 0 | 0 | 0 | 0 | 0 | 0 | 0 | 0 | 0 | 0 | 0 | 0 | 0 | 0 | 0 | 0 | 0 | 0 | 0 | 0 | 0 | 0 | 0 | 0 | 0 | 0 | 0 | 0 | 0 | 0 | 0 | 0 | 0 | 0
PG&E North of Greater Bay Study Area | Vaca Dixon | 500 | 0 | 0 | 0 | 0 | 0 | 0 | 0 | 0 | 0 | 0 | 0 | 0 | 0 | 0 | 0 | 0 | 0 | 0 | 0 | 0 | 0 | 0 | 0 | 0 | 0 | 0 | 0 | 0 | 0 | 0 | 0 | 0 | 0 | 0 | 0 | 0 | 710.6 | 0 | 0 | 0 | 0 | 0 | 0 | 0 | 0 | 0 | 0 | 0 | 0 | 0 | 0 | 0 | 0 | 0 | 0 | 0 | 0 | 0 | 0 | 0 | 0 | 0 | 0 | 0 | 0 | 0 | 0 | 0 | 0 | 0 | 0 | 0 | 710.6 | 0 | 0 | 0 | 0 | 0 | 0 | 0 | 0 | 0 | 0 | 0
PG&E North of Greater Bay Study Area | Vaca Dixon | 230 | 0 | 0 | 0 | 0 | 0 | 0 | 0 | 0 | 0 | 0 | 0 | 0 | 0 | 0 | 0 | 0 | 0 | 0 | 0 | 0 | 0 | 0 | 0 | 0 | 0 | 0 | 0 | 0 | 0 | 0 | 0 | 0 | 0 | 0 | 0 | 0 | 0 | 0 | 0 | 0 | 0 | 0 | 0 | 0 | 0 | 0 | 0 | 0 | 0 | 0 | 0 | 0 | 0 | 0 | 0 | 0 | 0 | 0 | 0 | 0 | 0 | 0 | 0 | 0 | 0 | 0 | 0 | 0 | 0 | 0 | 0 | 0 | 0 | 0 | 0 | 0 | 0 | 0 | 0 | 0 | 0 | 0 | 0 | 0
PG&E North of Greater Bay Study Area | Vaca Dixon | 115 | 13.5 | 0 | 0 | 0 | 0 | 0 | 0 | 0 | 0 | 0 | 0 | 0 | 13.5 | 0 | 0 | 0 | 0 | 0 | 0 | 0 | 0 | 0 | 0 | 0 | 13.5 | 0 | 0 | 0 | 0 | 0 | 0 | 0 | 0 | 0 | 0 | 0 | 591.61 | 0 | 0 | 0 | 0 | 0 | 0 | 0 | 0 | 0 | 0 | 0 | 13.5 | 0 | 0 | 0 | 0 | 0 | 0 | 0 | 0 | 0 | 0 | 0 | 13.5 | 0 | 0 | 0 | 0 | 0 | 0 | 0 | 0 | 0 | 0 | 0 | 591.61 | 0 | 0 | 0 | 0 | 0 | 0 | 0 | 0 | 0 | 0 | 0
SCE Eastern Study Area | Valley (SCE) | 500 | 507.6 | 0 | 0 | 0 | 0 | 0 | 0 | 0 | 0 | 0 | 0 | 0 | 10 | 10 | 0 | 0 | 0 | 0 | 0 | 0 | 0 | 0 | 0 | 0 | 517.6 | 10 | 0 | 0 | 0 | 0 | 0 | 0 | 0 | 0 | 0 | 0 | 517.6 | 10 | 0 | 0 | 0 | 0 | 0 | 0 | 0 | 0 | 0 | 0 | 10 | 10 | 0 | 0 | 0 | 0 | 0 | 0 | 0 | 0 | 0 | 0 | 517.6 | 10 | 0 | 0 | 0 | 0 | 0 | 0 | 0 | 0 | 0 | 0 | 517.6 | 10 | 0 | 0 | 0 | 0 | 0 | 0 | 0 | 0 | 0 | 0
East of Pisgah Study Area | Valley (VEA) | 138 | 40 | 40 | 0 | 0 | 0 | 0 | 0 | 0 | 0 | 0 | 0 | 0 | 40 | 40 | 0 | 0 | 0 | 0 | 0 | 0 | 0 | 0 | 0 | 0 | 40 | 40 | 0 | 0 | 0 | 0 | 0 | 0 | 0 | 0 | 0 | 0 | 40 | 40 | 0 | 0 | 0 | 0 | 0 | 0 | 0 | 0 | 0 | 0 | 40 | 40 | 0 | 0 | 0 | 0 | 0 | 0 | 0 | 0 | 0 | 0 | 40 | 40 | 0 | 0 | 0 | 0 | 0 | 0 | 0 | 0 | 0 | 0 | 40 | 40 | 0 | 0 | 0 | 0 | 0 | 0 | 0 | 0 | 0 | 0
PG&E Greater Bay Study Area | Valley Home | 115 | 0 | 0 | 0 | 0 | 0 | 0 | 0 | 0 | 0 | 0 | 0 | 0 | 0 | 0 | 0 | 0 | 0 | 0 | 0 | 0 | 0 | 0 | 0 | 0 | 0 | 0 | 0 | 0 | 0 | 0 | 0 | 0 | 0 | 0 | 0 | 0 | 0 | 0 | 0 | 0 | 0 | 0 | 0 | 0 | 0 | 0 | 0 | 0 | 0 | 0 | 0 | 0 | 0 | 0 | 0 | 0 | 0 | 0 | 0 | 0 | 0 | 0 | 0 | 0 | 0 | 0 | 0 | 0 | 0 | 0 | 0 | 0 | 0 | 0 | 0 | 0 | 0 | 0 | 0 | 0 | 0 | 0 | 0 | 0
East of Pisgah Study Area | Valley Switch | 138 | 0 | 0 | 0 | 0 | 0 | 0 | 0 | 0 | 0 | 0 | 0 | 0 | 0 | 0 | 0 | 0 | 0 | 0 | 0 | 0 | 0 | 0 | 0 | 0 | 0 | 0 | 0 | 0 | 0 | 0 | 0 | 0 | 0 | 0 | 0 | 0 | 0 | 0 | 0 | 0 | 0 | 0 | 0 | 0 | 0 | 0 | 0 | 0 | 0 | 0 | 0 | 0 | 0 | 0 | 0 | 0 | 0 | 0 | 0 | 0 | 0 | 0 | 0 | 0 | 0 | 0 | 0 | 0 | 0 | 0 | 0 | 0 | 0 | 0 | 0 | 0 | 0 | 0 | 0 | 0 | 0 | 0 | 0 | 0
PG&E Greater Bay Study Area | Vasona | 230 | 0 | 0 | 0 | 0 | 0 | 0 | 0 | 0 | 0 | 0 | 0 | 0 | 0 | 0 | 0 | 0 | 0 | 0 | 0 | 0 | 0 | 0 | 0 | 0 | 0 | 0 | 0 | 0 | 0 | 0 | 0 | 0 | 0 | 0 | 0 | 0 | 0 | 0 | 0 | 0 | 0 | 0 | 0 | 0 | 0 | 0 | 0 | 0 | 0 | 0 | 0 | 0 | 0 | 0 | 0 | 0 | 0 | 0 | 0 | 0 | 0 | 0 | 0 | 0 | 0 | 0 | 0 | 0 | 0 | 0 | 0 | 0 | 0 | 0 | 0 | 0 | 0 | 0 | 0 | 0 | 0 | 0 | 0 | 0
SCE Northern Area | Vestal | 230 | 302.963 | 302.963 | 0 | 0 | 406.13 | 206.13 | 0 | 0 | 0 | 0 | 0 | 0 | 0 | 0 | 0 | 0 | 0 | 0 | 0 | 0 | 0 | 0 | 0 | 0 | 302.963 | 302.963 | 0 | 0 | 406.13 | 206.13 | 0 | 0 | 0 | 0 | 0 | 0 | 302.963 | 302.963 | 0 | 0 | 406.13 | 206.13 | 0 | 0 | 0 | 0 | 0 | 0 | 0 | 0 | 0 | 0 | 0 | 0 | 0 | 0 | 0 | 0 | 0 | 0 | 302.963 | 302.963 | 0 | 0 | 406.13 | 206.13 | 0 | 0 | 0 | 0 | 0 | 0 | 302.963 | 302.963 | 0 | 0 | 406.13 | 206.13 | 0 | 0 | 0 | 0 | 0 | 0
SCE North of Lugo Study Area | Victor | 230 | 0 | 0 | 0 | 0 | 0 | 0 | 0 | 0 | 0 | 0 | 0 | 0 | 0 | 0 | 0 | 0 | 0 | 0 | 0 | 0 | 0 | 0 | 0 | 0 | 0 | 0 | 0 | 0 | 0 | 0 | 0 | 0 | 0 | 0 | 0 | 0 | 536.76 | 0 | 0 | 0 | 0 | 0 | 0 | 0 | 0 | 0 | 0 | 0 | 0 | 0 | 0 | 0 | 0 | 0 | 0 | 0 | 0 | 0 | 0 | 0 | 0 | 0 | 0 | 0 | 0 | 0 | 0 | 0 | 0 | 0 | 0 | 0 | 126 | 0 | 0 | 0 | 0 | 0 | 0 | 0 | 0 | 0 | 0 | 0
SCE North of Lugo Study Area | Victor | 115 | 0 | 0 | 0 | 0 | 0 | 0 | 0 | 0 | 0 | 0 | 0 | 0 | 0 | 0 | 0 | 0 | 0 | 0 | 0 | 0 | 0 | 0 | 0 | 0 | 0 | 0 | 0 | 0 | 0 | 0 | 0 | 0 | 0 | 0 | 0 | 0 | 0 | 0 | 0 | 0 | 0 | 0 | 0 | 0 | 0 | 0 | 0 | 0 | 0 | 0 | 0 | 0 | 0 | 0 | 0 | 0 | 0 | 0 | 0 | 0 | 0 | 0 | 0 | 0 | 0 | 0 | 0 | 0 | 0 | 0 | 0 | 0 | 0 | 0 | 0 | 0 | 0 | 0 | 0 | 0 | 0 | 0 | 0 | 0
| Victorville (LDWP) | 500 | 0 | 0 | 0 | 0 | 0 | 0 | 0 | 0 | 0 | 0 | 0 | 0 | 0 | 0 | 0 | 0 | 0 | 0 | 0 | 0 | 0 | 0 | 0 | 0 | 0 | 0 | 0 | 0 | 0 | 0 | 0 | 0 | 0 | 0 | 0 | 0 | 0 | 0 | 0 | 0 | 0 | 0 | 0 | 0 | 0 | 0 | 0 | 0 | 0 | 0 | 0 | 0 | 0 | 0 | 0 | 0 | 0 | 0 | 0 | 0 | 0 | 0 | 0 | 0 | 0 | 0 | 0 | 0 | 0 | 0 | 0 | 0 | 0 | 0 | 0 | 0 | 0 | 0 | 0 | 0 | 0 | 0 | 0 | 0
SCE Metro Study Area | Viejo | 230 | 0 | 0 | 0 | 0 | 0 | 0 | 0 | 0 | 0 | 0 | 0 | 0 | 0 | 0 | 0 | 0 | 0 | 0 | 0 | 0 | 0 | 0 | 0 | 0 | 0 | 0 | 0 | 0 | 0 | 0 | 0 | 0 | 0 | 0 | 0 | 0 | 302.4 | 0 | 0 | 0 | 0 | 0 | 0 | 0 | 0 | 0 | 0 | 0 | 0 | 0 | 0 | 0 | 0 | 0 | 0 | 0 | 0 | 0 | 0 | 0 | 0 | 0 | 0 | 0 | 0 | 0 | 0 | 0 | 0 | 0 | 0 | 0 | 302.4 | 0 | 0 | 0 | 0 | 0 | 0 | 0 | 0 | 0 | 0 | 0
PG&E Greater Bay Study Area | Vierra | 115 | 0 | 0 | 0 | 0 | 0 | 0 | 0 | 0 | 0 | 0 | 0 | 0 | 0 | 0 | 0 | 0 | 0 | 0 | 0 | 0 | 0 | 0 | 0 | 0 | 102 | 93.104 | 0 | 0 | 0 | 0 | 0 | 0 | 0 | 0 | 0 | 0 | 102 | 93.104 | 0 | 0 | 0 | 0 | 0 | 0 | 0 | 0 | 0 | 0 | 0 | 0 | 0 | 0 | 0 | 0 | 0 | 0 | 0 | 0 | 0 | 0 | 102 | 93.104 | 0 | 0 | 0 | 0 | 0 | 0 | 0 | 0 | 0 | 0 | 102 | 93.104 | 0 | 0 | 0 | 0 | 0 | 0 | 0 | 0 | 0 | 0
SCE Metro Study Area | Villa Park | 230 | 0 | 0 | 0 | 0 | 0 | 0 | 0 | 0 | 0 | 0 | 0 | 0 | 0 | 0 | 0 | 0 | 0 | 0 | 0 | 0 | 0 | 0 | 0 | 0 | 0 | 0 | 0 | 0 | 0 | 0 | 0 | 0 | 0 | 0 | 0 | 0 | 0 | 0 | 0 | 0 | 0 | 0 | 0 | 0 | 0 | 0 | 0 | 0 | 0 | 0 | 0 | 0 | 0 | 0 | 0 | 0 | 0 | 0 | 0 | 0 | 0 | 0 | 0 | 0 | 0 | 0 | 0 | 0 | 0 | 0 | 0 | 0 | 0 | 0 | 0 | 0 | 0 | 0 | 0 | 0 | 0 | 0 | 0 | 0
SCE Northern Area | Vincent | 500 | 0 | 0 | 0 | 0 | 0 | 0 | 0 | 0 | 0 | 0 | 0 | 0 | 0 | 0 | 0 | 0 | 0 | 0 | 0 | 0 | 0 | 0 | 0 | 0 | 0 | 0 | 0 | 0 | 0 | 0 | 0 | 0 | 0 | 0 | 0 | 0 | 0 | 0 | 0 | 0 | 0 | 0 | 0 | 0 | 0 | 0 | 0 | 0 | 0 | 0 | 0 | 0 | 0 | 0 | 0 | 0 | 0 | 0 | 0 | 0 | 0 | 0 | 0 | 0 | 0 | 0 | 0 | 0 | 0 | 0 | 0 | 0 | 0 | 0 | 0 | 0 | 0 | 0 | 0 | 0 | 0 | 0 | 0 | 0
SCE Northern Area | Vincent | 230 | 1295 | 1204.16 | 0 | 0 | 1151 | 0 | 0 | 0 | 0 | 0 | 0 | 0 | 1295 | 1204.16 | 0 | 0 | 1151 | 0 | 0 | 0 | 0 | 0 | 0 | 0 | 1295 | 1204.16 | 0 | 0 | 1151 | 0 | 0 | 0 | 0 | 0 | 0 | 0 | 2851.7134 | 1204.16 | 0 | 0 | 1304.5 | 0 | 0 | 0 | 0 | 0 | 0 | 0 | 1295 | 1204.16 | 0 | 0 | 1151 | 0 | 0 | 0 | 0 | 0 | 0 | 0 | 1295 | 1204.16 | 0 | 0 | 1151 | 0 | 0 | 0 | 0 | 0 | 0 | 0 | 2292.55 | 1204.16 | 0 | 0 | 1151 | 0 | 0 | 0 | 0 | 0 | 0 | 0
PG&E Greater Bay Study Area | Vineyard | 230 | 0 | 0 | 0 | 0 | 0 | 0 | 0 | 0 | 0 | 0 | 0 | 0 | 0 | 0 | 0 | 0 | 0 | 0 | 0 | 0 | 0 | 0 | 0 | 0 | 0 | 0 | 0 | 0 | 0 | 0 | 0 | 0 | 0 | 0 | 0 | 0 | 0 | 0 | 0 | 0 | 0 | 0 | 0 | 0 | 0 | 0 | 0 | 0 | 0 | 0 | 0 | 0 | 0 | 0 | 0 | 0 | 0 | 0 | 0 | 0 | 0 | 0 | 0 | 0 | 0 | 0 | 0 | 0 | 0 | 0 | 0 | 0 | 0 | 0 | 0 | 0 | 0 | 0 | 0 | 0 | 0 | 0 | 0 | 0
SCE Eastern Study Area | Vista (SCE) | 230 | 0 | 0 | 0 | 0 | 0 | 0 | 0 | 0 | 0 | 0 | 0 | 0 | 0 | 0 | 0 | 0 | 0 | 0 | 0 | 0 | 0 | 0 | 0 | 0 | 0 | 0 | 0 | 0 | 0 | 0 | 0 | 0 | 0 | 0 | 0 | 0 | 0 | 0 | 0 | 0 | 0 | 0 | 0 | 0 | 0 | 0 | 0 | 0 | 0 | 0 | 0 | 0 | 0 | 0 | 0 | 0 | 0 | 0 | 0 | 0 | 0 | 0 | 0 | 0 | 0 | 0 | 0 | 0 | 0 | 0 | 0 | 0 | 0 | 0 | 0 | 0 | 0 | 0 | 0 | 0 | 0 | 0 | 0 | 0
East of Pisgah Study Area | Vista (VEA) | 138 | 0 | 0 | 0 | 0 | 0 | 0 | 0 | 0 | 0 | 0 | 0 | 0 | 0 | 0 | 0 | 0 | 0 | 0 | 0 | 0 | 0 | 0 | 0 | 0 | 0 | 0 | 0 | 0 | 0 | 0 | 0 | 0 | 0 | 0 | 0 | 0 | 110.87 | 0 | 0 | 0 | 223.33 | 0 | 0 | 0 | 0 | 0 | 0 | 0 | 0 | 0 | 0 | 0 | 0 | 0 | 0 | 0 | 0 | 0 | 0 | 0 | 0 | 0 | 0 | 0 | 0 | 0 | 0 | 0 | 0 | 0 | 0 | 0 | 110.87 | 0 | 0 | 0 | 223.33 | 0 | 0 | 0 | 0 | 0 | 0 | 0
SCE Metro Study Area | Walnut | 230 | 200 | 200 | 0 | 0 | 0 | 0 | 0 | 0 | 0 | 0 | 0 | 0 | 200 | 200 | 0 | 0 | 0 | 0 | 0 | 0 | 0 | 0 | 0 | 0 | 200 | 200 | 0 | 0 | 0 | 0 | 0 | 0 | 0 | 0 | 0 | 0 | 605.5148 | 200 | 0 | 0 | 0 | 0 | 0 | 0 | 0 | 0 | 0 | 0 | 200 | 200 | 0 | 0 | 0 | 0 | 0 | 0 | 0 | 0 | 0 | 0 | 200 | 200 | 0 | 0 | 0 | 0 | 0 | 0 | 0 | 0 | 0 | 0 | 200 | 200 | 0 | 0 | 0 | 0 | 0 | 0 | 0 | 0 | 0 | 0
SCE Northern Area | Warne | 230 | 0 | 0 | 0 | 0 | 0 | 0 | 0 | 0 | 0 | 0 | 0 | 0 | 0 | 0 | 0 | 0 | 0 | 0 | 0 | 0 | 0 | 0 | 0 | 0 | 0 | 0 | 0 | 0 | 0 | 0 | 0 | 0 | 0 | 0 | 0 | 0 | 0 | 0 | 0 | 0 | 0 | 0 | 0 | 0 | 0 | 0 | 0 | 0 | 0 | 0 | 0 | 0 | 0 | 0 | 0 | 0 | 0 | 0 | 0 | 0 | 0 | 0 | 0 | 0 | 0 | 0 | 0 | 0 | 0 | 0 | 0 | 0 | 0 | 0 | 0 | 0 | 0 | 0 | 0 | 0 | 0 | 0 | 0 | 0
PG&E Fresno Study Area | Warnerville | 230 | 0 | 0 | 0 | 0 | 0 | 0 | 0 | 0 | 0 | 0 | 0 | 0 | 0 | 0 | 0 | 0 | 0 | 0 | 0 | 0 | 0 | 0 | 0 | 0 | 0 | 0 | 0 | 0 | 0 | 0 | 0 | 0 | 0 | 0 | 0 | 0 | 0 | 0 | 0 | 0 | 0 | 0 | 0 | 0 | 0 | 0 | 0 | 0 | 0 | 0 | 0 | 0 | 0 | 0 | 0 | 0 | 0 | 0 | 0 | 0 | 0 | 0 | 0 | 0 | 0 | 0 | 0 | 0 | 0 | 0 | 0 | 0 | 0 | 0 | 0 | 0 | 0 | 0 | 0 | 0 | 0 | 0 | 0 | 0
PG&E Fresno Study Area | Waukena | 115 | 0 | 0 | 0 | 0 | 0 | 0 | 0 | 0 | 0 | 0 | 0 | 0 | 0 | 0 | 0 | 0 | 0 | 0 | 0 | 0 | 0 | 0 | 0 | 0 | 0 | 0 | 0 | 0 | 0 | 0 | 0 | 0 | 0 | 0 | 0 | 0 | 0 | 0 | 0 | 0 | 0 | 0 | 0 | 0 | 0 | 0 | 0 | 0 | 0 | 0 | 0 | 0 | 0 | 0 | 0 | 0 | 0 | 0 | 0 | 0 | 0 | 0 | 0 | 0 | 0 | 0 | 0 | 0 | 0 | 0 | 0 | 0 | 0 | 0 | 0 | 0 | 0 | 0 | 0 | 0 | 0 | 0 | 0 | 0
PG&E Greater Bay Study Area | Weber | 230 | 0 | 0 | 0 | 0 | 0 | 0 | 0 | 0 | 0 | 0 | 0 | 0 | 0.2 | 0 | 0 | 0 | 0 | 0 | 0 | 0 | 0 | 0 | 0 | 0 | 0.2 | 0 | 0 | 0 | 0 | 0 | 0 | 0 | 0 | 0 | 0 | 0 | 288.515 | 20 | 0 | 0 | 0 | 0 | 0 | 0 | 0 | 0 | 0 | 0 | 0.2 | 0 | 0 | 0 | 0 | 0 | 0 | 0 | 0 | 0 | 0 | 0 | 0.2 | 0 | 0 | 0 | 0 | 0 | 0 | 0 | 0 | 0 | 0 | 0 | 288.515 | 20 | 0 | 0 | 0 | 0 | 0 | 0 | 0 | 0 | 0 | 0
PG&E Fresno Study Area | West Fresno | 115 | 0 | 0 | 0 | 0 | 0 | 0 | 0 | 0 | 0 | 0 | 0 | 0 | 0 | 0 | 0 | 0 | 0 | 0 | 0 | 0 | 0 | 0 | 0 | 0 | 0 | 0 | 0 | 0 | 0 | 0 | 0 | 0 | 0 | 0 | 0 | 0 | 0 | 0 | 0 | 0 | 0 | 0 | 0 | 0 | 0 | 0 | 0 | 0 | 0 | 0 | 0 | 0 | 0 | 0 | 0 | 0 | 0 | 0 | 0 | 0 | 0 | 0 | 0 | 0 | 0 | 0 | 0 | 0 | 0 | 0 | 0 | 0 | 0 | 0 | 0 | 0 | 0 | 0 | 0 | 0 | 0 | 0 | 0 | 0
PG&E Fresno Study Area | Westley | 230 | 0 | 0 | 0 | 0 | 0 | 0 | 0 | 0 | 0 | 0 | 0 | 0 | 0 | 0 | 0 | 0 | 0 | 0 | 0 | 0 | 0 | 0 | 0 | 0 | 0 | 0 | 0 | 0 | 0 | 0 | 0 | 0 | 0 | 0 | 0 | 0 | 0 | 0 | 0 | 0 | 0 | 0 | 0 | 0 | 0 | 0 | 0 | 0 | 0 | 0 | 0 | 0 | 0 | 0 | 0 | 0 | 0 | 0 | 0 | 0 | 0 | 0 | 0 | 0 | 0 | 0 | 0 | 0 | 0 | 0 | 0 | 0 | 0 | 0 | 0 | 0 | 0 | 0 | 0 | 0 | 0 | 0 | 0 | 0
PG&E Fresno Study Area | New Sub - Westley - Quinto (Proposed) | 230 | 0 | 0 | 0 | 0 | 0 | 0 | 0 | 0 | 0 | 0 | 0 | 0 | 0 | 0 | 0 | 0 | 0 | 0 | 0 | 0 | 0 | 0 | 0 | 0 | 0 | 0 | 0 | 0 | 0 | 0 | 0 | 0 | 0 | 0 | 0 | 0 | 365.12 | 0 | 0 | 0 | 0 | 0 | 0 | 0 | 0 | 0 | 0 | 0 | 0 | 0 | 0 | 0 | 0 | 0 | 0 | 0 | 0 | 0 | 0 | 0 | 0 | 0 | 0 | 0 | 0 | 0 | 0 | 0 | 0 | 0 | 0 | 0 | 365.12 | 0 | 0 | 0 | 0 | 0 | 0 | 0 | 0 | 0 | 0 | 0
PG&E Kern Study Area | Westpark | 115 | 0 | 0 | 0 | 0 | 0 | 0 | 0 | 0 | 0 | 0 | 0 | 0 | 0 | 0 | 0 | 0 | 0 | 0 | 0 | 0 | 0 | 0 | 0 | 0 | 0 | 0 | 0 | 0 | 0 | 0 | 0 | 0 | 0 | 0 | 0 | 0 | 0 | 0 | 0 | 0 | 0 | 0 | 0 | 0 | 0 | 0 | 0 | 0 | 0 | 0 | 0 | 0 | 0 | 0 | 0 | 0 | 0 | 0 | 0 | 0 | 0 | 0 | 0 | 0 | 0 | 0 | 0 | 0 | 0 | 0 | 0 | 0 | 0 | 0 | 0 | 0 | 0 | 0 | 0 | 0 | 0 | 0 | 0 | 0
PG&E Kern Study Area | Wheeler Ridge | 230 | 0 | 0 | 0 | 0 | 0 | 0 | 0 | 0 | 0 | 0 | 0 | 0 | 97.6 | 92 | 0 | 0 | 10.421 | 0 | 0 | 0 | 0 | 0 | 0 | 0 | 97.6 | 92 | 0 | 0 | 10.421 | 0 | 0 | 0 | 0 | 0 | 0 | 0 | 408.23 | 92 | 0 | 0 | 321.051 | 0 | 0 | 0 | 0 | 0 | 0 | 0 | 97.6 | 92 | 0 | 0 | 10.421 | 0 | 0 | 0 | 0 | 0 | 0 | 0 | 97.6 | 92 | 0 | 0 | 10.421 | 0 | 0 | 0 | 0 | 0 | 0 | 0 | 408.23 | 92 | 0 | 0 | 321.051 | 0 | 0 | 0 | 0 | 0 | 0 | 0
PG&E Kern Study Area | New Sub - Midway - Wheeler Ridge (Proposed) | 230 | 0 | 0 | 0 | 0 | 133.6 | 0 | 0 | 0 | 0 | 0 | 0 | 0 | 0 | 0 | 0 | 0 | 0 | 0 | 0 | 0 | 0 | 0 | 0 | 0 | 0 | 0 | 0 | 0 | 235.6 | 0 | 0 | 0 | 0 | 0 | 0 | 0 | 0 | 0 | 0 | 0 | 235.6 | 0 | 0 | 0 | 0 | 0 | 0 | 0 | 0 | 0 | 0 | 0 | 0 | 0 | 0 | 0 | 0 | 0 | 0 | 0 | 0 | 0 | 0 | 0 | 235.6 | 0 | 0 | 0 | 0 | 0 | 0 | 0 | 0 | 0 | 0 | 0 | 235.6 | 0 | 0 | 0 | 0 | 0 | 0 | 0
SCE Northern Area | Whirlwind | 230 | 173.3 | 105.2637 | 0 | 0 | 176.122 | 44.88 | 0 | 0 | 0 | 0 | 0 | 0 | 174 | 105.9637 | 0 | 0 | 176.122 | 44.88 | 0 | 0 | 100 | 100 | 0 | 0 | 282 | 105.9637 | 500 | 300 | 176.122 | 44.88 | 0 | 0 | 100 | 100 | 0 | 0 | 905.48 | 105.9637 | 500 | 300 | 799.602 | 44.88 | 0 | 0 | 100 | 100 | 0 | 0 | 174 | 105.9637 | 0 | 0 | 176.122 | 44.88 | 0 | 0 | 100 | 100 | 0 | 0 | 282 | 105.9637 | 500 | 300 | 176.122 | 44.88 | 0 | 0 | 100 | 100 | 0 | 0 | 282 | 105.9637 | 500 | 300 | 176.122 | 44.88 | 0 | 0 | 100 | 100 | 0 | 0
SCE Northern Area | Whirlwind | 500 | 0 | 0 | 0 | 0 | 0 | 0 | 0 | 0 | 0 | 0 | 0 | 0 | 0 | 0 | 0 | 0 | 0 | 0 | 0 | 0 | 0 | 0 | 0 | 0 | 0 | 0 | 0 | 0 | 0 | 0 | 0 | 0 | 0 | 0 | 0 | 0 | 513.2 | 0 | 0 | 0 | 0 | 0 | 0 | 0 | 0 | 0 | 0 | 0 | 0 | 0 | 0 | 0 | 0 | 0 | 0 | 0 | 0 | 0 | 0 | 0 | 0 | 0 | 0 | 0 | 0 | 0 | 0 | 0 | 0 | 0 | 0 | 0 | 0 | 0 | 0 | 0 | 0 | 0 | 0 | 0 | 0 | 0 | 0 | 0
PG&E Fresno Study Area | Wilson | 230 | 0 | 0 | 0 | 0 | 0 | 0 | 0 | 0 | 0 | 0 | 0 | 0 | 0 | 0 | 0 | 0 | 0 | 0 | 0 | 0 | 0 | 0 | 0 | 0 | 0 | 0 | 0 | 0 | 0 | 0 | 0 | 0 | 0 | 0 | 0 | 0 | 256.29 | 0 | 0 | 0 | 0 | 0 | 0 | 0 | 0 | 0 | 0 | 0 | 0 | 0 | 0 | 0 | 0 | 0 | 0 | 0 | 0 | 0 | 0 | 0 | 0 | 0 | 0 | 0 | 0 | 0 | 0 | 0 | 0 | 0 | 0 | 0 | 256.29 | 0 | 0 | 0 | 0 | 0 | 0 | 0 | 0 | 0 | 0 | 0
PG&E Fresno Study Area | Wilson | 115 | 0 | 0 | 0 | 0 | 0 | 0 | 0 | 0 | 0 | 0 | 0 | 0 | 0 | 0 | 0 | 0 | 0 | 0 | 0 | 0 | 0 | 0 | 0 | 0 | 0 | 0 | 0 | 0 | 0 | 0 | 0 | 0 | 0 | 0 | 0 | 0 | 203.699 | 0 | 0 | 0 | 0 | 0 | 0 | 0 | 0 | 0 | 0 | 0 | 0 | 0 | 0 | 0 | 0 | 0 | 0 | 0 | 0 | 0 | 0 | 0 | 0 | 0 | 0 | 0 | 0 | 0 | 0 | 0 | 0 | 0 | 0 | 0 | 203.699 | 0 | 0 | 0 | 0 | 0 | 0 | 0 | 0 | 0 | 0 | 0
PG&E Kern Study Area | Windgap PP | 230 | 0 | 0 | 0 | 0 | 0 | 0 | 0 | 0 | 0 | 0 | 0 | 0 | 0 | 0 | 0 | 0 | 0 | 0 | 0 | 0 | 0 | 0 | 0 | 0 | 0 | 0 | 0 | 0 | 0 | 0 | 0 | 0 | 0 | 0 | 0 | 0 | 0 | 0 | 0 | 0 | 0 | 0 | 0 | 0 | 0 | 0 | 0 | 0 | 0 | 0 | 0 | 0 | 0 | 0 | 0 | 0 | 0 | 0 | 0 | 0 | 0 | 0 | 0 | 0 | 0 | 0 | 0 | 0 | 0 | 0 | 0 | 0 | 0 | 0 | 0 | 0 | 0 | 0 | 0 | 0 | 0 | 0 | 0 | 0
SCE Northern Area | Windhub | 230 | 767 | 524.8 | 0 | 0 | 650 | 0 | 0 | 0 | 0 | 0 | 0 | 0 | 767 | 524.8 | 0 | 0 | 650 | 0 | 0 | 0 | 0 | 0 | 0 | 0 | 1396.4768 | 524.8 | 0 | 0 | 704.5914 | 0 | 0 | 0 | 0 | 0 | 0 | 0 | 1396.4768 | 524.8 | 0 | 0 | 704.5914 | 0 | 0 | 0 | 0 | 0 | 0 | 0 | 767 | 524.8 | 0 | 0 | 650 | 0 | 0 | 0 | 0 | 0 | 0 | 0 | 1396.4768 | 524.8 | 0 | 0 | 704.5914 | 0 | 0 | 0 | 0 | 0 | 0 | 0 | 1396.4768 | 524.8 | 0 | 0 | 704.5914 | 0 | 0 | 0 | 0 | 0 | 0 | 0
SCE Northern Area | Windhub | 500 | 671.55 | 671.55 | 0 | 0 | 778.5456 | 778.5456 | 0 | 0 | 0 | 0 | 0 | 0 | 671.55 | 671.55 | 0 | 0 | 778.5456 | 778.5456 | 0 | 0 | 0 | 0 | 0 | 0 | 671.55 | 671.55 | 0 | 0 | 778.5456 | 778.5456 | 0 | 0 | 0 | 0 | 0 | 0 | 896.55 | 671.55 | 0 | 0 | 1150.8456 | 778.5456 | 0 | 0 | 0 | 0 | 0 | 0 | 671.55 | 671.55 | 0 | 0 | 778.5456 | 778.5456 | 0 | 0 | 0 | 0 | 0 | 0 | 671.55 | 671.55 | 0 | 0 | 778.5456 | 778.5456 | 0 | 0 | 0 | 0 | 0 | 0 | 896.55 | 671.55 | 0 | 0 | 1150.8456 | 778.5456 | 0 | 0 | 0 | 0 | 0 | 0
PG&E North of Greater Bay Study Area | Woodland | 115 | 0 | 0 | 0 | 0 | 0 | 0 | 0 | 0 | 0 | 0 | 0 | 0 | 0 | 0 | 0 | 0 | 0 | 0 | 0 | 0 | 0 | 0 | 0 | 0 | 0 | 0 | 0 | 0 | 0 | 0 | 0 | 0 | 0 | 0 | 0 | 0 | 0 | 0 | 0 | 0 | 0 | 0 | 0 | 0 | 0 | 0 | 0 | 0 | 0 | 0 | 0 | 0 | 0 | 0 | 0 | 0 | 0 | 0 | 0 | 0 | 0 | 0 | 0 | 0 | 0 | 0 | 0 | 0 | 0 | 0 | 0 | 0 | 0 | 0 | 0 | 0 | 0 | 0 | 0 | 0 | 0 | 0 | 0 | 0
PG&E North of Greater Bay Study Area | Wyandotte | 115 | 0 | 0 | 0 | 0 | 0 | 0 | 0 | 0 | 0 | 0 | 0 | 0 | 0 | 0 | 0 | 0 | 0 | 0 | 0 | 0 | 0 | 0 | 0 | 0 | 0 | 0 | 0 | 0 | 0 | 0 | 0 | 0 | 0 | 0 | 0 | 0 | 0 | 0 | 0 | 0 | 0 | 0 | 0 | 0 | 0 | 0 | 0 | 0 | 0 | 0 | 0 | 0 | 0 | 0 | 0 | 0 | 0 | 0 | 0 | 0 | 0 | 0 | 0 | 0 | 0 | 0 | 0 | 0 | 0 | 0 | 0 | 0 | 0 | 0 | 0 | 0 | 0 | 0 | 0 | 0 | 0 | 0 | 0 | 0

## Subname_converter
CAISO queue substation name | List Sub 1 | Sub 1 Voltage | List Sub 2 | Sub 2 Voltage | Is In new CAISO list | Notes
7th Standard Substation 115 kV | 7th Standard | 115 |  |  | 1 |  | PG&E Kern Study Area
Alamitos Substation, Section A 220 kV | Alamitos | 230 |  |  | 4 |  | SCE Metro Study Area
Alpaugh Substation 115 kV | Alpaugh | 115 |  |  | 7 |  | PG&E Kern Study Area
Altamont Midway Substation 230 kV | Altamont Midway (Sandhill) | 230 |  |  | 9
Antelope- Magunden #2 230 kV line | Antelope | 230 |  |  | 11 |  | SCE Northern Area
Antelope Substation 220 kV | Antelope | 230 |  |  | 11 |  | SCE Northern Area
Antelope Substation 220kV | Antelope | 230 |  |  | 11 |  | SCE Northern Area
Antelope Substation 230 kV | Antelope | 230 |  |  | 11 |  | SCE Northern Area
Antelope Substation 230kV bus | Antelope | 230 |  |  | 11 |  | SCE Northern Area
Antelope ValleySubstation 230 kV | Antelope | 230 |  |  | 11 |  | SCE Northern Area
Antelope-Neenach 66kV line | Antelope | 230 |  |  | 11 |  | SCE Northern Area
Arco Substation 230 kV | Arco | 230 |  |  | 12 |  | PG&E Kern Study Area
Arco Substation 230kV | Arco | 230 |  |  | 12 |  | PG&E Kern Study Area
Arco Substation 70kV | Arco | 230 |  |  | 12 |  | PG&E Kern Study Area
Arco-Carneras 70 kV | Arco | 230 |  |  | 12 |  | PG&E Kern Study Area
Atlantic Substation 60kV | Atlantic | 115 |  |  | 18 |  | PG&E North of Greater Bay Study Area
Avocado Substation 69 kV | Avocado | 69 |  |  | 20 |  | SDG&E Study Area
Beatty Substation 138 kV | Beatty | 138 |  |  | 31 |  | East of Pisgah Study Area
Bellota Substation 115 kV | Bellota | 115 |  |  | 35
Belotta Substation 115 kV | Bellota | 115 |  |  | 35
Birds Landing Sub 230 kV Bus | Birds Landing | 230 |  |  | 38
Birds Landing Substation 230 kV | Birds Landing | 230 |  |  | 38
Birds Landing Substation 230kV | Birds Landing | 230 |  |  | 38
Birds Landing Switching Station 230kV | Birds Landing | 230 |  |  | 38
Borden Substation 230 kV | Borden | 230 |  |  | 43
Boulevard East Substation 138 kV | ECO | 138 |  |  | 149 |  | SDG&E Study Area
Boulevard East Substation 69 kV | ECO | 138 |  |  | 149 |  | SDG&E Study Area
Calcite Substation 220kV bus | Calcite | 230 |  |  | 55 |  | SCE North of Lugo Study Area
Calcite Substation 230 kV | Calcite | 230 |  |  | 55 |  | SCE North of Lugo Study Area
Calcite Substation 230kV | Calcite | 230 |  |  | 55 |  | SCE North of Lugo Study Area
Caliente Switching Station 230kV | Caliente | 230 |  |  | 56 |  | PG&E Kern Study Area
California Flats Switching Station 230 kV | Cal Flats | 230 |  |  | 53 |  | PG&E Kern Study Area
Carrizo Gorge Switchyard 138 kV | ECO | 138 |  |  | 149 |  | SDG&E Study Area
Cayetano Substation 230kV | Cayetano | 230 |  |  | 71 |  | PG&E Greater Bay Study Area
Chicarita Substation 138 kV | Chicarita | 138 |  |  | 79 |  | SDG&E Study Area
Chino Substation 230 kV | Chino | 230 |  |  | 80 |  | SCE Metro Study Area
Chowchilla Substation 115 kV | Chowchilla | 115 |  |  | 81
Cielo Azul Substation 500 kV | Cielo Azul | 500 |  |  | 86 |  | SCE Eastern Study Area
Coburn-Basic Energy 60kV Line Tap | Coburn | 230 |  |  | 89
Colorado River - Palo Verde 500kV | Cielo Azul | 500 |  |  | 86 |  | SCE Eastern Study Area
Colorado River 230 kV | Colorado River | 230 |  |  | 95 |  | SCE Eastern Study Area
Colorado River Substation 220kV | Colorado River | 230 |  |  | 95 |  | SCE Eastern Study Area
Colorado River Substation 230 kV | Colorado River | 230 |  |  | 95 |  | SCE Eastern Study Area
Colorado River Substation 230kV | Colorado River | 230 |  |  | 95 |  | SCE Eastern Study Area
Colorado River Substation 500kV | Colorado River | 500 |  |  | 94 |  | SCE Eastern Study Area
Colorado River-Delaney 500 kV line | Cielo Azul | 500 |  |  | 86 |  | SCE Eastern Study Area
Contra Costa PP - Contra Costa Substation 230 kV Line | Contra Costa | 230 |  |  | 99 |  | PG&E Greater Bay Study Area
Contra Costa PP Substation 230 kV | Contra Costa | 230 |  |  | 99 |  | PG&E Greater Bay Study Area
Contra Costa-Delta Switchyard 230 kV Line | Delta PP | 230 |  |  | 123
Cooley Landing Substation 60 kV | Monta Vista | 230 |  |  | 351 |  | PG&E Greater Bay Study Area
Coolwater Substation 115kV | Coolwater | 115 |  |  | 102 |  | SCE North of Lugo Study Area
Corcoran Substation 70 kV | Corcoran | 115 |  |  | 103 | Follow-up with CAISO PG&E vs plots | PG&E Kern Study Area
Corcoran-Olive Switching Station 115 kV | Olive | 115 |  |  | 389 | Should be from PG&E Matrix | PG&E Kern Study Area
Cortina Substation 115kV | Cortina | 115 |  |  | 106 |  | PG&E North of Greater Bay Study Area
Cortina Substation 60kV | Cortina | 115 |  |  | 106 |  | PG&E North of Greater Bay Study Area
Cottle Substation 230 kV | Cottle | 230 |  |  | 107
Cottonwood-Delevan #1 and #2 230 kV | Glenn | 230 |  |  | 198 |  | PG&E North of Greater Bay Study Area
Crazy Eyes Substation 230kV | Trout Canyon | 230 |  |  | 569 |  | East of Pisgah Study Area
Crazy Horse Canyon - Hollister 115 lV | Hollister | 115 |  |  | 230 | Use Hollister in PG&E Matrix
Creelman Substation 69 kV | Creelman | 69 |  |  | 111 |  | SDG&E Study Area
Crescent Switching Station 70 kV | Helm | 230 |  |  | 221
Crescent Switching Station 70kV | Helm | 230 |  |  | 221
Crow Creek Switching Station 60kV | Crow Creek | 60 | Salado | 115 | 113
Delaney Substation 500 kV | Delaney | 500 |  |  | 120 |  | SCE Eastern Study Area
Delaney-Colorado River 500kV | Cielo Azul | 500 |  |  | 86 |  | SCE Eastern Study Area
Delaney-Colorado River 500kV line | Cielo Azul | 500 |  |  | 86 |  | SCE Eastern Study Area
Delevan Sub 230kV | Delevan | 230 |  |  | 121 |  | PG&E North of Greater Bay Study Area
Delta Switching Yard-Tesla 230kV line | Kelso | 230 |  |  | 259
Devers 220kV | Devers | 230 |  |  | 126 |  | SCE Eastern Study Area
Devers Substation 220 kV | Devers | 230 |  |  | 126 |  | SCE Eastern Study Area
Devers Substation 220kV | Devers | 230 |  |  | 126 |  | SCE Eastern Study Area
Devers Substation 230kV | Devers | 230 |  |  | 126 |  | SCE Eastern Study Area
Diablo Canyon Substation 500 kV | Diablo | 500 |  |  | 128
Diablo Canyon Switching Station 500 kV | Diablo | 500 |  |  | 128
Diablo Canyon Switching Station 500kV | Diablo | 500 |  |  | 128
Diablo-Gates 500kV line | Morro Bay (proposed) | 500 |  |  | 358
Dumbarton - Newark 115 kV line | Dumbarton | 115 |  |  | 138 |  | PG&E Greater Bay Study Area
East County Substation 230 kV | ECO | 230 |  |  | 148 |  | SDG&E Study Area
East County Substation 500 kV | ECO | 500 |  |  | 147 |  | SDG&E Study Area
Eco 230 kV Substation | ECO | 230 |  |  | 148 |  | SDG&E Study Area
El Cajon Substation 69 kV | El Cajon | 69 |  |  | 152 |  | SDG&E Study Area
El Nido Substation 230 kV | El Nido (SCE) | 230 |  |  | 155 |  | SCE Metro Study Area
Eldorado Substation 230kV | Eldorado | 230 |  |  | 159 |  | East of Pisgah Study Area
Eldorado-Ivanpah 230kV line | Ivanpah | 230 |  |  | 250 |  | East of Pisgah Study Area
Encina Substation 138 kV | Encina | 230 |  |  | 162 |  | SDG&E Study Area
ESCO Substation 69 kV | Escondido | 230 |  |  | 163 |  | SDG&E Study Area
Escondido Substation 230 kV | Escondido | 230 |  |  | 163 |  | SDG&E Study Area
Escondido Substation 69 kV | Escondido | 230 |  |  | 163 |  | SDG&E Study Area
Etiwanda Substation 230 kV | Etiwanda | 230 |  |  | 164 |  | SCE Eastern Study Area
Etiwanda Substation 230kV | Etiwanda | 230 |  |  | 164 |  | SCE Eastern Study Area
Evergreen Substation 115 kV bus | Evergreen | 115 |  |  | 165 |  | PG&E Greater Bay Study Area
Excelsior Substation 115 kV | Excelsior | 115 |  |  | 166
Fink 230 kV switching station | Fink (Proposed) | 230 |  |  | 171 | New Substation nearStanislaus Recovery, westley sub Tx constraints
Fulton Substaiton 230 kV | Fulton | 230 |  |  | 177
Fulton Substation | Fulton | 230 |  |  | 177
Fulton Substation 115 kV | Fulton | 115 |  |  | 178
Fulton Substation 230kV | Fulton | 230 |  |  | 177
Gamebird Substation 230 kV | Carpenter Canyon (fka Gamebird) | 230 |  |  | 179 |  | East of Pisgah Study Area
Gamebird Substation 230kV | Carpenter Canyon (fka Gamebird) | 230 |  |  | 179 |  | East of Pisgah Study Area
Gamebird Switchyard 230kV | Carpenter Canyon (fka Gamebird) | 230 |  |  | 179 |  | East of Pisgah Study Area
Gates - Midway 230 kV line | New Sub - Gates - Midway (Proposed) | 230 |  |  | 185 | New Sub Tulare Lake/Chevron Kettleman Sub location, Midway Tx constraints | PG&E Kern Study Area
Gates 230 kV. | Gates | 230 |  |  | 183 |  | PG&E Kern Study Area
Gates Sub 500kV | Gates | 500 |  |  | 182
Gates Substation 230 kV | Gates | 230 |  |  | 183 |  | PG&E Kern Study Area
Gates Substation 230kV | Gates | 230 |  |  | 183 |  | PG&E Kern Study Area
Gates Substation 500 kV | Gates | 500 |  |  | 182
Gates-Midway 230 kV | New Sub - Gates - Midway (Proposed) | 230 |  |  | 185 | New Sub Tulare Lake/Chevron Kettleman Sub location, Midway Tx constraints | PG&E Kern Study Area
Gates-Templeton 230 kV | New Sub - Gates - Templeton (Proposed) | 230 |  |  | 186 | New substation, near Gates geographically, Avenal closest town, Templeton for Tx constraints | PG&E Kern Study Area
Geysers #12-Fulton 230kV line | Geysers 12 | 230 |  |  | 189 | Should be from PG&E Matrix
Geysers #3-Cloverdale 115 kV | Cloverdale | 115 |  |  | 88 | Gesyer5&6 should be same as cloverdale and in PG&E matrix
Giffen Substation 70 kV | Giffen | 70 |  |  | 196
Gold Hill Substation 60kV | Gold Hill | 230 |  |  | 199 |  | PG&E North of Greater Bay Study Area
Grant-Eastshore 115 kV Line #1 | East Shore | 115 |  |  | 146 | Use PG&E Matrix constraints for Grant-Eastshore 115 kV Line #1 | PG&E Greater Bay Study Area
Green Valley Substation 115 kV | Green Valley | 115 |  |  | 208
Greenleaf #1 115 kV Tap Line | Greenleaf 1 | 115 |  |  | 209 | Use PG&E Matrix constriants
Greenleaf #1 115kV Tap | Greenleaf 1 | 115 |  |  | 209 | Use PG&E Matrix constriants
Gregg Substation 230 kV | Gregg | 230 |  |  | 210
GWF Switching Station 115 kV | GWF Hanford | 115 |  |  | 213 | Use PG&E Matrix constriants
Hassayampa Common Bus 500 kV | Hassayampa | 500 |  |  | 218 |  | SDG&E Study Area
Hassayampa Common Bus 500 kV | Hassayampa | 500 |  |  | 218 |  | SDG&E Study Area
Hassayampa Common Bus 500 kV | Hassayampa | 500 |  |  | 218 |  | SDG&E Study Area
Helm-Kerman 70kV line | Helm | 230 |  |  | 221
Henrietta-Lemoore NAS 70 kV | Henrietta | 230 |  |  | 223
Henrietta-Tulare Lake 70kV | Henrietta | 230 |  |  | 223
Hinson Substation 220 kV | Hinson | 230 |  |  | 228 |  | SCE Metro Study Area
Hinson Substation 230 kV | Hinson | 230 |  |  | 228 |  | SCE Metro Study Area
Hinson Substation 230kV | Hinson | 230 |  |  | 228 |  | SCE Metro Study Area
Hoodoo Wash - Hassayampa 500 kV Line | Hoodoo Wash | 500 |  |  | 233 |  | SDG&E Study Area
Hoodoo Wash - North Gila 500 kV | Hoodoo Wash | 500 |  |  | 233 |  | SDG&E Study Area
Hoodoo Wash Switchyard 500 kV | Hoodoo Wash | 500 |  |  | 233 |  | SDG&E Study Area
Humboldt Substation 115kV | Humboldt | 115 |  |  | 235
Ignacio Substation 115 kV | Ignacio | 115 |  |  | 242
Imperial Valley Substation 230 kV | Imperial Valley | 230 |  |  | 244 |  | SDG&E Study Area
Innovation 230kV Sub | Innovation | 230 |  |  | 246 |  | East of Pisgah Study Area
Innovation-Desert View 230 kV line | Desert View | 230 |  |  | 124 |  | East of Pisgah Study Area
Johanna Substation 230 kV | Johanna | 230 |  |  | 255 |  | SCE Metro Study Area
Kelso - Tesla Tap 230kV | Kelso | 230 |  |  | 259
KELSO SUBSTATION 230 kV | Kelso | 230 |  |  | 259
KEN-OKJ 60 kV | Los Esteros | 115 |  |  | 301 |  | PG&E Greater Bay Study Area
Kent SW STA 70 kV | Henrietta | 230 |  |  | 223
Kern Power Substation 230 kV | Kern PP | 115 |  |  | 263 |  | PG&E Kern Study Area
Kern PP Substation 230 kV | Kern PP | 115 |  |  | 263 |  | PG&E Kern Study Area
Kramer Junction Substation 230kV | Kramer | 230 |  |  | 267 |  | SCE North of Lugo Study Area
Kramer Substation 230 kV | Kramer | 230 |  |  | 267 |  | SCE North of Lugo Study Area
Kramer Substation 230kV | Kramer | 230 |  |  | 267 |  | SCE North of Lugo Study Area
Kramer-Lugo #1 220 kV | New Sub - Kramer - Lugo (Proposed) | 230 |  |  | 269 | New Kramer - Lugo Substation: Use Kramer for constraint, Roadway for location | SCE North of Lugo Study Area
La Cienega Substation 230 kV | La Cienega | 230 |  |  | 270 |  | SCE Metro Study Area
Laguna Bell Substation 230 kV | Laguna Bell | 230 |  |  | 273 |  | SCE Metro Study Area
Laguna Bell Substation 230kV | Laguna Bell | 230 |  |  | 273 |  | SCE Metro Study Area
Lakeview Substation 70kV | Wheeler Ridge | 230 |  |  | 611 |  | PG&E Kern Study Area
Lakeville Substation 115 kV | Lakeville | 230 |  |  | 274
Lakeville Substation 60 kV | Lakeville | 230 |  |  | 274
Lakeville Substation 60kV | Lakeville | 230 |  |  | 274
Lambie Substation 230 kV | Lambie | 230 |  |  | 276
Lammers Substation 115 kV | Lammers | 115 |  |  | 277 | Should be Lammers Constraints from PG&E matrix
Lamont Sub 115 KV Bus | Lamont | 115 |  |  | 278 |  | PG&E Kern Study Area
Lamont Substation 115 kV | Lamont | 115 |  |  | 278 |  | PG&E Kern Study Area
Lamont Substation 115kV | Lamont | 115 |  |  | 278 |  | PG&E Kern Study Area
Lathrop Wells Substation 138 kV | Lathrop | 138 |  |  | 280 |  | East of Pisgah Study Area
Le Grand Substation 115 kV | Le Grand | 115 |  |  | 281
Line tap at Tranquillity 8 Gen-tie 230 kV | Tranquility | 230 |  |  | 567
Litehipe Substation 230 kV | Lighthipe | 230 |  |  | 285 |  | SCE Metro Study Area
Llagas-Gilroy Foods 115 kV line | Llagas | 115 |  |  | 289 | Llagas use PG&E Matrix | PG&E Greater Bay Study Area
Logan Creek-Delevan 230 kV | Delevan | 230 |  |  | 121 |  | PG&E North of Greater Bay Study Area
Los Banos - Midway #2 500 kV | New Sub - Los Banos - Midway (Proposed) | 500 |  |  | 299 | New Sub - Los Banos - Midway (Proposed), Lat" 36.483, Lon: -120.221
Los Banos - O'Neil PGP 70 kV Line 1.3 miles from Los Banos 70 kV substation and 2.6 miles from O'Neil 70kV substation. | Los Banos | 230 |  |  | 298
Los Banos 230kV | Los Banos | 230 |  |  | 298
Los Banos Substation 230 kV | Los Banos | 230 |  |  | 298
Los Banos Substation 230kV | Los Banos | 230 |  |  | 298
Los Banos Substation 500 kV | Los Banos | 500 |  |  | 297
Los Banos Substation 70kV | Los Banos | 230 |  |  | 298
Los Banos Substationc230 kV | Los Banos | 230 |  |  | 298
Los Banos-Panoche #1 230kV | Los Banos | 230 |  |  | 298
Los Esteros Substation 115kV | Los Esteros | 115 |  |  | 301 |  | PG&E Greater Bay Study Area
Los Esteros Substation 115kV bus | Los Esteros | 115 |  |  | 301 |  | PG&E Greater Bay Study Area
Los Esteros Substation 230 kV | Los Esteros | 115 |  |  | 301 |  | PG&E Greater Bay Study Area
Los Esteros Substation 230kV | Los Esteros | 115 |  |  | 301 |  | PG&E Greater Bay Study Area
Loveland - Alpine 69 kV Line | Alpine | 69 |  |  | 8 |  | SDG&E Study Area
Lugo Substation 500 kV | Lugo | 500 |  |  | 303 |  | SCE Metro Study Area
Lugo-Pisgah 230 kV | New Sub - Lugo - Pisgah (Proposed) | 230 |  |  | 305 | New substation near Cottonwood (SCE), Pisgah Tx constraints | SCE North of Lugo Study Area
Malaga | McCall | 230 |  |  | 322 | Malaga is in GFA, ask CAISO about Constriants
Mandalay Switchyard 220kV | Mandalay | 230 |  |  | 311 |  | SCE Northern Area
Martin Substation 115 kV | Martin | 115 |  |  | 318 |  | PG&E Greater Bay Study Area
Martin Substation 115kV | Martin | 115 |  |  | 318 |  | PG&E Greater Bay Study Area
Melones-Curtis 115kV line | Peoria | 115 |  |  | 417 | Use Peoria in PG&E Matrix
Mendota Substation 115 kV | Mendota | 115 |  |  | 327
Mercy Springs Switching Station 70kV | Los Banos | 230 |  |  | 298
Mesa Substation 230kV | Mesa | 230 |  |  | 330 |  | PG&E Kern Study Area
Mesa Substation 500 kV | Mesa (SCE) | 500 |  |  | 332 |  | SCE Metro Study Area
Metcalf 115kV | Metcalf | 115 |  |  | 336 |  | PG&E Greater Bay Study Area
Metcalf Substation 230kV | Metcalf | 230 |  |  | 335 |  | PG&E Greater Bay Study Area
Midway | Midway | 115 |  |  | 339 |  | PG&E Kern Study Area
Midway - Wheeler Ridge 230kV #2 line | New Sub - Midway - Wheeler Ridge (Proposed) | 230 |  |  | 612 | New Midway-Wheeler Ridge Sub closest to Buean Vista Pumps, Wheeler Ridge Tx constraints
Midway Substation 115kV | Midway | 115 |  |  | 339 |  | PG&E Kern Study Area
Midway Substation 230kV | Midway | 230 |  |  | 338 |  | PG&E Kern Study Area
Midway Substation 500kV | Midway | 500 |  |  | 337
Midway- Wheeler Ridge #2 - 230 kV Line | New Sub - Midway - Wheeler Ridge (Proposed) | 230 |  |  | 612 | New Midway-Wheeler Ridge Sub closest to Buean Vista Pumps, Wheeler Ridge Tx constraints
Midway-Tupman-Rio Bravo-Renfro 115 kV | Tupman | 115 |  |  | 572 | Use Tupman in PG&E Matrix | PG&E Kern Study Area
Miguel Substation 69 kV | Miguel | 230 |  |  | 341 |  | SDG&E Study Area
MILLBRAE Substation 60 KV Bus | Martin | 115 |  |  | 318 |  | PG&E Greater Bay Study Area
Miller #1 Tap 115 kV | Miller | 115 |  |  | 342
Mira Loma Substation 230 kV | Mira Loma | 230 |  |  | 344 |  | SCE Metro Study Area
Mira Loma Substation 230kV | Mira Loma | 230 |  |  | 344 |  | SCE Metro Study Area
MIRAGE Substation 220 kV | Mirage | 230 |  |  | 345 |  | SCE Eastern Study Area
Mohave Substation 500 kV | Mohave | 500 |  |  | 349 |  | East of Pisgah Study Area
Mohave Substation 500kV | Mohave | 500 |  |  | 349 |  | East of Pisgah Study Area
Monta Vista Substation 230 kV | Monta Vista | 230 |  |  | 351 |  | PG&E Greater Bay Study Area
Moorpark Substation 230 kV | Moorpark | 230 |  |  | 354 |  | SCE Northern Area
Moraga Substation 230 kV | Moraga | 230 |  |  | 355 |  | PG&E Greater Bay Study Area
Morro Bay Substation | Morro Bay | 230 |  |  | 359 |  | PG&E Kern Study Area
Morro Bay Substation 230 kV | Morro Bay | 230 |  |  | 359 |  | PG&E Kern Study Area
Morro Bay Switching Station 230kV | Morro Bay | 230 |  |  | 359 |  | PG&E Kern Study Area
Moss Landing Substation 500 kV | Moss Landing | 500 |  |  | 361
Moss Landing Substation 500kV | Moss Landing | 500 |  |  | 361
Mustang Switching Station 230kV | Mustang | 230 |  |  | 366
Neenach-Bailey 66kV line | Bailey | 230 |  |  | 23 |  | SCE Northern Area
Newark Substation 230 kV | Newark | 230 |  |  | 371 |  | PG&E Greater Bay Study Area
North Gila - Imperial Valley 500 kV Line | New Sub - North Gila - IV (Proposed) | 500 |  |  | 379 | New Imperial - Gila Substation: North Gila for Tx Use and Drop 4 IID for Land-Use | SDG&E Study Area
Oakland C Sub 115 kV | Oakland C | 115 |  |  | 381 |  | PG&E Greater Bay Study Area
Oakland C Sub via Oakland C-Turbine 115 kV Line | Oakland C | 115 |  |  | 381 |  | PG&E Greater Bay Study Area
Ocean Ranch Substation 69 kV | San Luis Rey | 230 |  |  | 487 |  | SDG&E Study Area
Olive SW 115 kV | Olive | 115 |  |  | 389 |  | PG&E Kern Study Area
Olive Switching Station 115kV | Olive | 115 |  |  | 389 |  | PG&E Kern Study Area
Otay Mesa Switchyard 230 kV | Otay Mesa | 230 |  |  | 394 |  | SDG&E Study Area
Otay Substation 69 kV | Otay | 69 |  |  | 393 |  | SDG&E Study Area
Palermo Substation 115 kV | Palermo | 230 |  |  | 401 |  | PG&E North of Greater Bay Study Area
Panoche Substation 230kV | Panoche | 230 |  |  | 405
Panoche Substation, Existing Panoche 115kV Tap | Panoche | 230 |  |  | 405
Panoche-Schindler #1 & #2 115kV | Schindler | 115 |  |  | 504
Pardee-Vincent No1 230kV Line | Vincent | 230 |  |  | 595 |  | SCE Northern Area
Pastoria Substation 230kV | Pastoria | 230 |  |  | 410 |  | SCE Northern Area
Pease-Harter 60 kV Line | Pease | 115 |  |  | 414 | Use Pease in PG&E Matrix
Pisgah Substation 230 kV | Pisgah | 230 |  |  | 420 |  | SCE North of Lugo Study Area
PIT#1 - Cottonwood 230 kV | Cottonwood | 230 |  |  | 108 |  | PG&E North of Greater Bay Study Area
Pit1-Cottonwood 230kV line | New Sub - Pit 1 - Cottonwood (Proposed) | 230 |  |  | 422 | New Pit1-Cottonwood substation, Round mountain location, Pit 1 Tx constraint | PG&E North of Greater Bay Study Area
Pittsburg - Kirker - Columbia Steel 115 KV | Kirker | 115 |  |  | 265 | Use Pittsburg-Kirker-Columbia Steel 115 kV Line in PG&E Matrix | PG&E Greater Bay Study Area
Pittsburg PP 230 kV | Pittsburg | 230 |  |  | 428 |  | PG&E Greater Bay Study Area
Pittsburg Substation 115 kV | Pittsburg | 115 |  |  | 429 |  | PG&E Greater Bay Study Area
Pittsburg Substation 230 kV | Pittsburg | 230 |  |  | 428 |  | PG&E Greater Bay Study Area
Pittsburg Substation 230kV | Pittsburg | 230 |  |  | 428 |  | PG&E Greater Bay Study Area
Pittsburg-Tesla #1 230 kV line | Delta PP | 230 |  |  | 123
Point Loma Substation 69 kV | Point Loma | 69 | Old Town | 230 | 433 |  | SDG&E Study Area
Pomerado Substation 69 kV | Pomerado | 69 |  |  | 434 |  | SDG&E Study Area
Proposed Lee Lake Substation 500 kV | Alberhill | 500 |  |  | 5 |  | SCE Eastern Study Area
Quinto Switching Station 230 kV | Quinto | 230 |  |  | 441
Rancho Seco-Bellota #1 230 kV | New Sub - Rancho Seco - Bellota (Proposed) | 230 |  |  | 446 | New Rancho Seco-Bellota 230 Sub: Camanche for Transmission and Camanche for Land-uSe
Rector Substation 220 kV | Rector | 230 |  |  | 450 |  | SCE Northern Area
Rector Substation 230 kV | Rector | 230 |  |  | 450 |  | SCE Northern Area
Red Bluff 220 kV | Red bluff | 230 |  |  | 452 |  | SCE Eastern Study Area
Red Bluff Substation 220 kV | Red bluff | 230 |  |  | 452 |  | SCE Eastern Study Area
Red Bluff Substation 220kV | Red bluff | 230 |  |  | 452 |  | SCE Eastern Study Area
Red Bluff Substation 230 kV | Red bluff | 230 |  |  | 452 |  | SCE Eastern Study Area
Red Bluff Substation 230kV | Red bluff | 230 |  |  | 452 |  | SCE Eastern Study Area
Red Bluff Substation 500 kV | Red bluff | 500 |  |  | 451 |  | SCE Eastern Study Area
Red Bluff Substation 500kV | Red bluff | 500 |  |  | 451 |  | SCE Eastern Study Area
Rio Hondo Substation 230 kV | Rio Hondo | 230 |  |  | 465 |  | SCE Metro Study Area
Ripon Substation 115kV | Ripon | 115 |  |  | 468
Roadway Substation 115kV | Roadway | 115 |  |  | 471 |  | SCE North of Lugo Study Area
Roadway Substation 115kV bus | Roadway | 115 |  |  | 471 |  | SCE North of Lugo Study Area
Round Mountain Substation 230kV | Round Mountain | 230 |  |  | 477 |  | PG&E North of Greater Bay Study Area
Salado-Newman #1 60kV line | Crow Creek | 60 | Salado | 115 | 113
Salt Creek Substation 69 kV | Salt Creek | 69 |  |  | 480 |  | SDG&E Study Area
San Bernadino 230 kV | San Bernardino | 230 |  |  | 481 |  | SCE Eastern Study Area
San Luis Rey Substation 230 kV | San Luis Rey | 230 |  |  | 487 |  | SDG&E Study Area
Sanger Substation 115 kV | Sanger | 115 |  |  | 495
Santa Teresa Substation 115 kV | Santa Teresa | 115 |  |  | 499
SCE owned Eldorado Bus 230kV | Eldorado | 230 |  |  | 159 |  | East of Pisgah Study Area
SCE portion of Eldorado Substation 230 kV | Eldorado | 230 |  |  | 159 |  | East of Pisgah Study Area
Schulte Substation 115 kV | Schulte | 115 |  |  | 505
Schulte Sw St 115 kV | Schulte | 115 |  |  | 505
Scripps Substation 69 kV | Sycamore Canyon | 230 |  |  | 542 |  | SDG&E Study Area
SERRANO Substation 220 kV | Serrano | 230 |  |  | 509 |  | SCE Metro Study Area
Shafter Substation 115 kV | Shafter | 115 |  |  | 511 |  | PG&E Kern Study Area
Silvergate Substation 230 kV | Silvergate | 230 |  |  | 516 |  | SDG&E Study Area
Sloan Canyon Switching Station 230kV | Sloan Canyon | 230 |  |  | 518 |  | East of Pisgah Study Area
Springville Substation 230 kV | Springville | 230 |  |  | 528 |  | SCE Northern Area
Suncrest - Ocotillo 500 kV Line | New Sub - Suncrest - Ocotillo (Proposed) | 500 |  |  | 538 | New Sub Suncrest-Ocotillo 500 kV, Use Ocotillo for Tx and Boulevard and Crestwood for Land-Use | SDG&E Study Area
Suncrest Substation 230 kV | Suncrest | 230 |  |  | 537 |  | SDG&E Study Area
Sycamore Canyon Substation 138 kV | Sycamore Canyon | 138 |  |  | 543 |  | SDG&E Study Area
Sylmar-Gould line 230 kV | Sylmar | 230 |  |  | 544 |  | SCE Metro Study Area
Table Mountain Substation 115 kV | Table Mountain | 230 |  |  | 546 |  | PG&E North of Greater Bay Study Area
Talega Substation 138 kV | Talega | 230 |  |  | 548 |  | SDG&E Study Area
Tesla 230 kV Bus "C" | Tesla | 230 |  |  | 555
Tesla Substation 230 kV | Tesla | 230 |  |  | 555
Tesla Substation 230kV | Tesla | 230 |  |  | 555
Tesla Substation 500 kV | Tesla | 500 |  |  | 554
Tesla-Newark #1 230 kV Line | Tesla | 230 |  |  | 555
Trabuco - Capistrano 138 kV line | Capistrano | 138 |  |  | 64 |  | SDG&E Study Area
Tranquility Substation 230 kV | Tranquility | 230 |  |  | 567
Tranquility Substation 230kV | Tranquility | 230 |  |  | 567
Tranquility Switching Station 230kV | Tranquility | 230 |  |  | 567
Tranquillity Substation 230 kV | Tranquility | 230 |  |  | 567
Tranquillity Switching Station 230kV | Tranquility | 230 |  |  | 567
Trout Canyon Substation 230 kV | Trout Canyon | 230 |  |  | 569 |  | East of Pisgah Study Area
Trout Canyon Substation 230kV | Trout Canyon | 230 |  |  | 569 |  | East of Pisgah Study Area
Trout Canyon Switching Station 230 kV | Trout Canyon | 230 |  |  | 569 |  | East of Pisgah Study Area
Trout Canyon Switching Station 230kV | Trout Canyon | 230 |  |  | 569 |  | East of Pisgah Study Area
Tulucay Substation 60kV | Tulucay | 230 |  |  | 571
Vaca Dixon Substation 115 kV | Vaca Dixon | 115 |  |  | 579
Vaca-Dixon Substation 230 kV | Vaca Dixon | 115 |  |  | 579
Vaca-Dixon Substation 230kV | Vaca Dixon | 115 |  |  | 579
Vaca-Dixon Substation 500 kV | Vaca Dixon | 500 |  |  | 577
Vaca-Lakeville #1 230 kV line | Tulucay | 230 |  |  | 571
Valley Springs Substation 60 kV | Bellota | 115 |  |  | 35
Valley Substation 138kV | Valley (VEA) | 138 |  |  | 581 |  | East of Pisgah Study Area
Valley Substation 500 kV | Valley (SCE) | 500 |  |  | 580 |  | SCE Eastern Study Area
Valley Substation 500kV | Valley (SCE) | 500 |  |  | 580 |  | SCE Eastern Study Area
Vestal Substation 230 kV | Vestal | 230 |  |  | 587 |  | SCE Northern Area
Vestal Substation 230kV | Vestal | 230 |  |  | 587 |  | SCE Northern Area
Victor Substation 230 kV | Victor | 230 |  |  | 588 |  | SCE North of Lugo Study Area
Viejo Substation 230kV | Viejo | 230 |  |  | 591 |  | SCE Metro Study Area
Vierra Substation 115kV | Vierra | 115 |  |  | 592
Vincent - Pearblossom 230 kV line | Vincent | 230 |  |  | 595 |  | SCE Northern Area
Vincent Substation 230 kV | Vincent | 230 |  |  | 595 |  | SCE Northern Area
Vincent Substation 230kV | Vincent | 230 |  |  | 595 |  | SCE Northern Area
Vincent Substation 500kV | Vincent | 230 |  |  | 595 |  | SCE Northern Area
Vista Substation 138 kV | Vista (VEA) | 138 |  |  | 598 |  | East of Pisgah Study Area
Volta-South 60 kV Line | Cottonwood | 230 |  |  | 108 |  | PG&E North of Greater Bay Study Area
Vota - South 60 KV | Cottonwood | 230 |  |  | 108 |  | PG&E North of Greater Bay Study Area
Walnut Substation 220kV | Walnut | 230 |  |  | 599 |  | SCE Metro Study Area
Walnut Substation 230 kV | Walnut | 230 |  |  | 599 |  | SCE Metro Study Area
Weber Substation | Weber | 230 |  |  | 604
Weber Substation 60 kV | Weber | 230 |  |  | 604
Weber Substation 60kV | Weber | 230 |  |  | 604
Westly-Quinto 230 kV | New Sub - Westley - Quinto (Proposed) | 230 |  |  | 608 | New Substation near Crows Landing, use westley for tx, Crows Landing for Land-use
Wheeler Ridge Substation 230 kV | Wheeler Ridge | 230 |  |  | 611 |  | PG&E Kern Study Area
Wheeler Ridge Substation 230kV | Wheeler Ridge | 230 |  |  | 611 |  | PG&E Kern Study Area
Wheeler Ridge Substation 70kV | Wheeler Ridge | 230 |  |  | 611 |  | PG&E Kern Study Area
Whirlwind Substation 220 kV | Whirlwind | 230 |  |  | 614 |  | SCE Northern Area
Whirlwind Substation 230 kV | Whirlwind | 230 |  |  | 614 |  | SCE Northern Area
Whirlwind Substation 230kV | Whirlwind | 230 |  |  | 614 |  | SCE Northern Area
Whirlwind Substation 230kV | Whirlwind | 230 |  |  | 614 |  | SCE Northern Area
Whirlwind Substation 230kV | Whirlwind | 230 |  |  | 614 |  | SCE Northern Area
Whirlwind Substation 500 kV | Whirlwind | 500 |  |  | 615 |  | SCE Northern Area
Wildlife Substation 230 kV | Mira Loma | 230 |  |  | 344 |  | SCE Metro Study Area
Wilson Substation 115 kV | Wilson | 115 |  |  | 619
Wilson Substation 230 kV | Wilson | 230 |  |  | 618
Windhub Substation 220kV | Windhub | 230 |  |  | 621 |  | SCE Northern Area
Windhub Substation 230kV | Windhub | 230 |  |  | 621 |  | SCE Northern Area
Windhub Substation 500kV | Windhub | 500 |  |  | 622 |  | SCE Northern Area
Woodland - Davis 115 kV | Davis | 115 |  |  | 118 | Should use Woodland-Davis PGE matrix | PG&E North of Greater Bay Study Area
Woodland-Davis 115 kV | Davis | 115 |  |  | 118 | Should use Woodland-Davis PGE matrix | PG&E North of Greater Bay Study Area

## Res_converter
Resource Type | Fuel 1 | Fuel 2 | Fuel 3 | Types of Fuels | FCDS output table
Geothermal | Geothermal |  |  | Battery | Resource Type | HSN | HSN | HSN | SSN | SSN | SSN
Wind Turbine | Wind Turbine |  |  | Geothermal |  | SDGE | SCE | PGAE | SDGE | SCE | PGAE
Offshore Wind | Offshore Wind Turbine |  |  | Wind Turbine | Solar | 0.03 | 0.106 | 0.1 | 0.402 | 0.427 | 0.556
Offshore Wind | Offshore Wind Turbine | Battery |  | Offshore Wind Turbine | Wind | 0.337 | 0.557 | 0.665 | 0.112 | 0.208 | 0.163
Offshore Wind | Battery | Offshore Wind Turbine |  | Solar | Biomass | 1 | 1 | 1 | 1 | 1 | 1
Solar | Solar |  |  | Pumped-Storage hydro | Geothermal | 1 | 1 | 1 | 1 | 1 | 1
Battery | Battery |  |  | Compressed Air | Li_Battery | 1 | 1 | 1 | 0.5 | 0.5 | 0.5
LDES | Pumped-Storage hydro |  |  |  | PSH | 1 | 1 | 1 | 1 | 1 | 1
LDES | Pumped-Storage hydro | Battery
Geothermal-Hybrid | Geothermal | Battery
Solar-Hybrid | Battery | Solar |  |  | EODS output table
Solar-Hybrid | Solar | Battery |  |  | Resource type | Wind | Wind | Wind | Solar | Solar | Solar
Wind-Hybrid | Battery | Wind Turbine |  |  |  | SDGE | SCE | PGAE | SDGE | SCE | PGAE
Wind-Hybrid | Wind Turbine | Battery |  |  | Solar | 0.68 | 0.68 | 0.68 | 0.79 | 0.77 | 0.79
Wind-Solar | Wind Turbine | Solar |  |  | Wind | 0.69 | 0.64 | 0.63 | 0.44 | 0.44 | 0.44
Wind-Solar-Hybrid | Wind Turbine | Solar | Battery |  | Biomass | 0 | 0 | 0 | 0 | 0 | 0
Wind-Solar-Hybrid | Battery | Solar | Wind Turbine |  | Geothermal | 0 | 0 | 0 | 0 | 0 | 0
Wind-Solar-Hybrid | Wind Turbine | Battery | Solar |  | Li_Battery | -1 | -1 | -1 | -1 | -1 | -1
Wind-Solar-Hybrid | Solar | Battery | Wind Turbine |  | PSH | -1 | -1 | -1 | -1 | -1 | -1
LDES | Battery | Compressed Air

## Completed Generation Projects
Report Run Date: 08/08/2023
The California ISO Controlled Grid Generation Queue for All: Completed
[6 empty] | Generating Facility | [5 empty] | MWs |  |  |  | Deliverability Status |  |  |  | Location |  | Point of Interconnection |  |  |  |  | Study Availability
Project Name | Queue Position | Interconnection Request Receive Date | Queue Date | Application Status | Study Process | Type-1 | Type-2 | Type-3 | Fuel-1 | Fuel-2 | Fuel-3 | MW-1 | MW-2 | MW-3 | Net MWs to Grid | Full Capacity, Partial or Energy Only (FC/P/EO) | TPD Allocation Percentage | Off-Peak Deliverability and Economic Only | TPD Allocation Group | County | State | Utility | PTO Study Region | Station or Transmission Line | Proposed On-line Date (as filed with IR) | Actual On-line Date | Feasibility Study or Supplemental Review | System Impact Study or Phase I Cluster Study | Facilities Study (FAS) or Phase II Cluster Study | Optional Study (OS) | Interconnection Agreement Status
OTAY MESA GENERATING PROJECT | 1A | 1999-11-01 | 1999-11-01 08:00 | COMPLETED | Pre- Amend. 39 | Generating Facility Type-1: Combined Cycle; Generating Facility Fuel-1: Natural Gas; MWs MW-1: 550 | 550 |  |  | Off-Peak Deliverability |  | SAN DIEGO | CA | SDGE |  | Otay Mesa Switchyard 230 kV | 2002-03-01 08:00 | 2009-10-02 07:00 |  | Complete | Complete |  | Executed
GATEWAY GENERATING FACILITY (FKA CONTRA COSTA POWER PLANT PROJECT) | 2 | 1999-08-10 | 2000-02-03 08:00 | COMPLETED | Pre- Amend. 39 | Generating Facility Type-1: Combined Cycle; Generating Facility Fuel-1: Natural Gas; MWs MW-1: 590 | 590 |  |  | Off-Peak Deliverability |  | CONTRA COSTA | CA | PGAE |  | Contra Costa Power Plant 230 kV bus | 2007-11-28 08:00 | 2009-01-06 08:00 |  | Complete | Complete |  | Executed
CPV SENTINEL (FKA INTERGEN OCOTILLO) | 3 | 2000-04-21 | 2000-06-14 07:00 | COMPLETED | Serial LGIP | Generating Facility Type-1: Gas Turbine; Generating Facility Fuel-1: Natural Gas; MWs MW-1: 850 | 850 | Full Capacity |  | Off-Peak Deliverability |  | RIVERSIDE | CA | SCE | Eastern | Devers Substation 230kV Bus | 2004-01-01 08:00 | 2013-06-01 07:00 | Waived | Re-Study | Re-Study | Complete | Executed
PALOMAR ENERGY PROJECT | 4 | 2000-08-08 | 2000-08-08 07:00 | COMPLETED | Pre- Amend. 39 | Generating Facility Type-1: Combined Cycle; Generating Facility Fuel-1: Natural Gas; MWs MW-1: 521 | 521 |  |  | Off-Peak Deliverability |  | SAN DIEGO | CA | SDGE |  | Palomar Energy Switchyard 230 kV | 2001-06-01 07:00 | 2005-10-14 07:00 |  | Complete | Complete |  | Executed
NRG EL SEGUNDO - TOT041 | 7 | 2000-08-16 | 2000-10-06 07:00 | COMPLETED | Pre- Amend. 39 | Generating Facility Type-1: Combined Cycle; Generating Facility Fuel-1: Natural Gas; MWs MW-1: 570 | 570 |  |  | Off-Peak Deliverability |  | LOS ANGELES | CA | SCE | Metro | El Segundo 220 kV Bus | 2009-08-01 07:00 | 2013-07-10 07:00 |  | Complete | Complete | Complete | Executed
BLYTHE ENERGY PROJECT PHASE I | 11A | 2002-07-26 | 2002-07-26 07:00 | COMPLETED |  | Generating Facility Type-1: Combined Cycle; Generating Facility Fuel-1: Natural Gas; MWs MW-1: 520 | 520 | Full Capacity |  | Off-Peak Deliverability |  | RIVERSIDE | CA | SCE | Northern | Julian Hinds Substation 230kV | 2005-06-01 07:00 | 2010-07-31 07:00 | NA | Complete | Complete | NA | Executed
SHILOH WIND PARTNERS, LLC | 12 | 2002-12-16 | 2002-12-16 08:00 | COMPLETED | AMEND 39 | Generating Facility Type-1: Wind Turbine; Generating Facility Fuel-1: Wind Turbine; MWs MW-1: 150 | 150 |  |  | Off-Peak Deliverability |  | SOLANO | CA | PGAE |  | Birds Landing Sub 230kV Bus | 2005-10-31 08:00 | 2006-03-30 08:00 |  | Complete | Complete |  | Executed
LAKE HODGES PUMPED STORAGE PROJECT | 13 | 2003-01-03 | 2003-01-03 08:00 | COMPLETED | AMEND 39 | Generating Facility Type-1: Storage; Generating Facility Fuel-1: Water; MWs MW-1: 40 | 40 |  |  | Off-Peak Deliverability |  | SAN DIEGO | CA | SDGE |  | Lake Hodges Metering Switchyard 69 kV | 2007-07-01 07:00 | 2012-08-26 07:00 |  | Complete | Complete |  | Executed
OTAY MESA | 14 | 2003-01-07 | 2003-01-07 08:00 | COMPLETED | AMEND 39 | Generating Facility Type-1: Combined Cycle; Generating Facility Fuel-1: Natural Gas; MWs MW-1: 65 | 65 |  |  | Off-Peak Deliverability |  | SAN DIEGO | CA | SDGE |  | Otay Mesa Switchyard 230 kV | 2004-12-31 08:00 | 2009-10-02 07:00 |  | Complete | Complete |  | Executed
KUMEYAAY/CAMPO WIND FARM | 19 | 2003-06-04 | 2003-06-18 07:00 | COMPLETED | AMEND 39 | Generating Facility Type-1: Wind Turbine; Generating Facility Fuel-1: Wind Turbine; MWs MW-1: 46 | 46 |  |  | Off-Peak Deliverability |  | SAN DIEGO | CA | SDGE |  | Crestwood Substation 69 kV | 2005-12-31 08:00 | 2005-09-30 07:00 |  | Complete | Complete |  | Executed
MANZANA WIND | 20 | 2003-08-19 | 2003-09-04 07:00 | COMPLETED | AMEND 39 | Generating Facility Type-1: Other; Generating Facility Fuel-1: Other; MWs MW-1: 189 | 189 |  |  | Off-Peak Deliverability |  | KERN | CA | SCE | Northern | Whirlwind 220kV | 2006-12-31 08:00 | 2018-11-14 08:00 |  | Complete | Complete |  | Executed
BUENA VISTA REPOWER | 21 | 2003-10-03 | 2003-10-23 07:00 | COMPLETED | AMEND 39 | Generating Facility Type-1: Wind Turbine; Generating Facility Fuel-1: Wind Turbine; MWs MW-1: 37.55 | 37.55 |  |  | Off-Peak Deliverability |  | CONTRA COSTA | CA | PGAE |  | Windmaster/Buena Vista Sub | 2004-07-01 07:00 | 2006-12-28 08:00 |  | N/A |  |  | Executed
MOUNTAINVIEW POWER PROJECT | 23 | 2003-11-17 | 2003-11-24 08:00 | COMPLETED | AMEND 39 | Generating Facility Type-1: Combined Cycle; Generating Facility Fuel-1: Natural Gas; MWs MW-1: 72 | 72 |  |  | Off-Peak Deliverability |  | SAN BERNARDINO | CA | SCE | Eastern | San Bernadino 220+M127 kV | 2004-11-01 08:00 | 2005-10-01 07:00 |  | Complete | Complete |  | Executed
SHILOH WIND FARM II | 24 | 2004-01-30 | 2004-01-30 08:00 | COMPLETED | AMEND 39 | Generating Facility Type-1: Wind Turbine; Generating Facility Fuel-1: Wind Turbine; MWs MW-1: 150 | 150 |  |  | Off-Peak Deliverability |  | SOLANO | CA | PGAE |  | High Winds/Contra Costa PP | 2006-12-31 08:00 | 2009-01-26 08:00 |  | Complete | Complete |  | Executed
TERRA-GEN DIXIE VALLEY EXPANSION (FKA CAITHNESS DIXIE VALLEY) | 33 | 2004-07-09 | 2004-07-12 07:00 | COMPLETED | AMEND 39 | Generating Facility Type-1: Steam Turbine; Generating Facility Fuel-1: Geothermal; MWs MW-1: 10 | 10 |  |  | Off-Peak Deliverability |  | CHURCHILL | NV | SCE |  | Bishop Control Substation 115 kV | 1988-07-14 07:00 | 2006-05-30 07:00 |  | Complete | Complete |  | Executed
HUMBOLDT BAY POWER PLANT REPOWERING PROJECT | 38 | 2004-10-19 | 2004-11-11 08:00 | COMPLETED | AMEND 39 | Generating Facility Type-1: Combustion Turbine; MWs MW-1: 146.4 | 146.4 |  |  | Off-Peak Deliverability |  | HUMBOLDT | CA | PGAE |  | Humboldt Power Plant Substation | 2008-08-01 07:00 | 2010-09-29 07:00 |  | Complete | Complete |  | Executed
SHILOH III | 39 | 2004-11-11 | 2004-11-11 08:00 | COMPLETED | AMEND 39 | Generating Facility Type-1: Wind Turbine; Generating Facility Fuel-1: Wind Turbine; MWs MW-1: 200 | 200 |  |  | Off-Peak Deliverability |  | SOLANO | CA | PGAE |  | Birds Landing Switching Station 230kV | 2008-12-31 08:00 | 2012-12-04 08:00 |  | Complete | Complete |  | Executed
RUSSELL CITY ENERGY CENTER | 45 | 2004-12-01 | 2004-12-01 08:00 | COMPLETED | AMEND 39 | Generating Facility Type-1: Combustion Turbine; MWs MW-1: 354 | 354 |  |  | Off-Peak Deliverability |  | ALAMEDA | CA | PGAE |  | Eastshore Substation 230kV | 2006-07-31 07:00 | 2013-08-08 07:00 |  | Complete | Re-Study |  | Executed
INLAND EMPIRE ENERGY CENTER | 50 | 2004-12-21 | 2004-12-21 08:00 | COMPLETED | AMEND 39 | Generating Facility Type-1: Combined Cycle; Generating Facility Fuel-1: Natural Gas; MWs MW-1: 810 | 810 |  |  | Off-Peak Deliverability |  | RIVERSIDE | CA | SCE | Eastern | SCE Valley Substation 500 kV | 2008-05-31 07:00 | 2010-06-07 07:00 |  | Complete | Complete |  | Executed
FRESNO COGEN ICE UNIT | 51 | 2004-12-20 | 2004-12-21 08:00 | COMPLETED | AMEND 39 | Generating Facility Type-1: Combustion Turbine; MWs MW-1: 0.55 | 0.55 |  |  | Off-Peak Deliverability |  | FRESNO | CA | PGAE |  | Kerman-Helm 70kV line | 2005-04-30 07:00 | 2006-05-30 07:00 |  | N/A |  |  | Executed
PANOCHE ENERGY CENTER | 52 | 2004-12-01 | 2004-12-21 08:00 | COMPLETED | Serial LGIP | Generating Facility Type-1: Gas Turbine; Generating Facility Fuel-1: Natural Gas; MWs MW-1: 401 | 401 |  |  | Off-Peak Deliverability |  | FRESNO | CA | PGAE |  | Panoche Substation | 2008-06-30 07:00 | 2009-05-28 07:00 | Waived | Complete | Complete | None | Executed
MIDWAY PEAKING AGGREGATE | 54 | 2005-01-12 | 2005-01-12 08:00 | COMPLETED | Serial LGIP | Generating Facility Type-1: Gas Turbine; Generating Facility Fuel-1: Natural Gas; MWs MW-1: 119.9 | 119.9 |  |  | Off-Peak Deliverability |  | FRESNO | CA | PGAE |  | Panoche Substation | 2008-06-01 07:00 | 2009-05-04 07:00 | Waived | Complete | Re-Study | None | Executed
CPV COLUSA | 57 | 2004-12-01 | 2005-02-08 08:00 | COMPLETED | AMEND 39 | Generating Facility Type-1: Combined Cycle; Generating Facility Fuel-1: Natural Gas; MWs MW-1: 715 | 715 |  |  | Off-Peak Deliverability |  | COLUSA | CA | PGAE |  | Between Cottonwood and Vaca-Dixon | 2010-01-01 08:00 | 2010-12-22 08:00 |  | Complete | Complete |  | Executed
WALNUT CREEK ENERGY PARK - PHASE 1 | 66 | 2005-05-06 | 2005-05-06 07:00 | COMPLETED | AMEND 39 | Generating Facility Type-1: Combustion Turbine; MWs MW-1: 500.5 | 500.5 |  |  | Off-Peak Deliverability |  | LOS ANGELES | CA | SCE | Metro | Walnut Substation 220kV | 2007-09-01 07:00 | 2013-03-21 07:00 |  | Complete | Complete |  | Executed
RUSSELL CITY ENERGY CENTER EXPANSION | 67 | 2005-03-28 | 2005-05-09 07:00 | COMPLETED | AMEND 39 | Generating Facility Type-1: Combined Cycle; Generating Facility Fuel-1: Natural Gas; MWs MW-1: 245 | 245 |  |  | Off-Peak Deliverability |  | ALAMEDA | CA | PGAE |  | Eastshore Substation 230kV | 2008-07-31 07:00 | 2013-08-08 07:00 |  | Complete | Re-Study |  | Executed
OX MOUNTAIN LANDFILL GAS GENERATION | 70 | 2005-05-09 | 2005-06-14 07:00 | COMPLETED | AMEND 39 | Generating Facility Type-1: Combustion Turbine; MWs MW-1: 12.6 | 12.6 |  |  | Off-Peak Deliverability |  | SAN MATEO | CA | PGAE |  | Hillsdale Junction-Half Moon Bay 60 kV line | 2005-12-23 08:00 | 2009-03-31 07:00 |  | Complete | Complete |  | Executed
PACIFIC WIND | 73 | 2005-06-06 | 2005-06-27 07:00 | COMPLETED | Serial LGIP | Generating Facility Type-1: Wind Turbine; Generating Facility Fuel-1: Wind Turbine; MWs MW-1: 141.3 | 141.3 |  |  | Off-Peak Deliverability |  | KERN | CA | SCE | Northern | Whirlwind Sub 230kV Bus | 2007-12-31 08:00 | 2012-07-20 07:00 | Waived | Complete | Complete | None | Executed
HATCHET RIDGE WIND FARM PROJECT | 74 | 2005-07-12 | 2005-07-12 07:00 | COMPLETED | Serial LGIP | Generating Facility Type-1: Wind Turbine; Generating Facility Fuel-1: Wind Turbine; MWs MW-1: 102 | 102 |  |  | Off-Peak Deliverability |  | SHASTA | CA | PGAE | None | Pit #3-Round Mountain 230kV Line | 2007-12-15 08:00 | 2010-11-18 08:00 | Required | Complete | Re-Study | None | Executed
CHOWCHILLA BIOMASS | 75 | 2005-04-28 | 2005-07-15 07:00 | COMPLETED | AMEND 39 | Generating Facility Type-1: Steam Turbine; Generating Facility Fuel-1: Biofuel; MWs MW-1: 10.5 | 10.5 |  |  | Off-Peak Deliverability |  | MADERA | CA | PGAE |  | Le Grand-Chowcilla 115 kV | 2005-12-31 08:00 | 2009-05-19 07:00 |  | Complete | Complete |  | Executed
EL NIDO | 76 | 2005-04-28 | 2005-07-15 07:00 | COMPLETED | AMEND 39 | Generating Facility Type-1: Steam Turbine; Generating Facility Fuel-1: Biofuel; MWs MW-1: 10.5 | 10.5 |  |  | Off-Peak Deliverability |  | MERCED | CA | PGAE |  | Merced #1 70 kV circuit | 2006-07-01 07:00 | 2009-05-18 07:00 |  | Complete | Complete |  | Executed
BOTTLE ROCK POWER | 81 | 2005-09-13 | 2005-09-13 07:00 | COMPLETED | Serial LGIP | Generating Facility Type-1: Steam Turbine; Generating Facility Fuel-1: Geothermal; MWs MW-1: 55 | 55 |  |  | Off-Peak Deliverability | Group A | LAKE | CA | PGAE |  | Geysers #17 - Fulton 230kV Line | 2006-09-01 07:00 | 2007-10-31 07:00 | None | Complete | Complete | None | Executed
AVALON HYBRID | 84 | 2005-11-22 | 2005-12-01 08:00 | COMPLETED | Serial LGIP | Generating Facility Type-1: Photovoltaic; Generating Facility Fuel-1: Solar; MWs MW-1: 100 | 100 | Full Capacity |  | Off-Peak Deliverability |  | KERN | CA | SCE | Northern | Whirlwind Sub 230kV Bus | 2009-12-31 08:00 | 2019-11-09 08:00 | Waived | Complete | Complete | None | Executed
VOYAGER WIND | 93 | 2006-02-15 | 2006-03-01 08:00 | COMPLETED | Serial LGIP | Generating Facility Type-1: Wind Turbine; Generating Facility Fuel-1: Wind Turbine; MWs MW-1: 220 | 220 | Full Capacity |  | Off-Peak Deliverability |  | KERN | CA | SCE | Northern | Windhub Substation 220kV bus | 2008-12-31 08:00 | 2021-04-26 07:00 | Waived | Complete | Complete | None | Executed
CPC EAST | 95 | 2006-02-10 | 2006-03-01 08:00 | COMPLETED | Serial LGIP | Generating Facility Type-1: Wind Turbine; Generating Facility Fuel-1: Wind Turbine; MWs MW-1: 550 | 550 |  |  | Off-Peak Deliverability |  | KERN | CA | SCE | Northern | Windhub Substation 220kV bus | 2009-12-31 08:00 | 2012-02-14 08:00 | Waived | Complete | Complete | None | Executed
CPC WEST | 96 | 2006-02-15 | 2006-03-01 08:00 | COMPLETED | Serial LGIP | Generating Facility Type-1: Wind Turbine; Generating Facility Fuel-1: Wind Turbine; MWs MW-1: 600 | 600 |  |  | Off-Peak Deliverability |  | KERN | CA | SCE | Northern | Tehachapi Conceptual Substation #1 | 2009-12-31 08:00 | 2011-11-29 08:00 | Waived | Complete | None | None | Executed
DIABLO CANYON P.P. UNIT 1 | 98 | 2006-03-09 | 2006-03-09 08:00 | COMPLETED | TC | Generating Facility Type-1: Steam Turbine; Generating Facility Fuel-1: Nuclear; MWs MW-1: 37 | 37 | Full Capacity |  | Off-Peak Deliverability |  | SAN LUIS OBISPO | CA | PGAE |  | Diablo Canyon Substation Cirvuit Breakers 532 and 632 | 2005-12-08 08:00 | 2005-12-31 08:00 | NA | Complete | None | NA
DIABLO CANYON P.P. UNIT 2 | 99 | 2006-03-29 | 2006-03-29 08:00 | COMPLETED | Serial LGIP | Generating Facility Type-1: Steam Turbine; Generating Facility Fuel-1: Natural Gas; MWs MW-1: 45 | 45 |  |  | Off-Peak Deliverability |  | SAN LUIS OBISPO | CA | PGAE |  | Diablo Canyon Substation Circuit Breakers 542 and 642 | 2006-06-08 07:00 | 2006-06-07 07:00 | None | None | None | None
SOLANO WIND PROJECT - PHASE 3 (230KV) | 108 | 2006-06-09 | 2006-06-09 07:00 | COMPLETED | Serial LGIP | Generating Facility Type-1: Wind Turbine; Generating Facility Fuel-1: Wind Turbine; MWs MW-1: 128 | 128 |  |  | Off-Peak Deliverability |  | SOLANO | CA | PGAE |  | Lambie-Contra Costa 230 kV | 2011-03-01 08:00 | 2012-03-04 08:00 | Required | Complete | Complete | Complete | Executed
VOYAGER WIND 2 | 119 | 2006-08-08 | 2006-08-08 07:00 | COMPLETED | Serial LGIP | Generating Facility Type-1: Wind Turbine; Generating Facility Fuel-1: Wind Turbine; MWs MW-1: 500 | 500 | Full Capacity |  | Off-Peak Deliverability |  | KERN | CA | SCE | Northern | Windhub Sub 230kV Bus | 2013-12-31 08:00 | 2021-04-26 07:00 | Required | Complete | Complete | None | Executed
MIRAMAR ENERGY FACILITY II | 121 | 2006-08-16 | 2006-08-17 07:00 | COMPLETED | Serial LGIP | Generating Facility Type-1: Gas Turbine; Generating Facility Fuel-1: Natural Gas; MWs MW-1: 49 | 49 |  |  | Off-Peak Deliverability |  | SAN DIEGO | CA | SDGE |  | Miramar GT Substation 69 kV | 2009-03-31 07:00 | 2009-08-07 07:00 | Waived | Complete | Complete | None | Executed
SILVER RIDGE MOUNT SIGNAL | 124 | 2006-08-22 | 2006-08-22 07:00 | COMPLETED | Serial LGIP | Generating Facility Type-1: Photovoltaic; Generating Facility Fuel-1: Solar; MWs MW-1: 600 | 600 | Full Capacity |  | Off-Peak Deliverability |  | IMPERIAL | CA | SDGE |  | Imperial Valley Substation 230 kV | 2011-03-01 08:00 | 2019-12-06 08:00 | Waived | Complete | Complete | None | Executed
MOJAVE SOLAR (FKA HARPER LAKE SOLAR) | 125 | 2006-08-22 | 2006-08-22 07:00 | COMPLETED | Serial LGIP | Generating Facility Type-1: Steam Turbine; Generating Facility Fuel-1: Solar; MWs MW-1: 250 | 250 | Full Capacity |  | Off-Peak Deliverability |  | SAN BERNARDINO | CA | SCE | NOL | Coolwater-Kramer 230kv line | 2010-08-01 07:00 | 2014-12-04 08:00 | Required | Complete | Complete | Complete | Executed
DPT 1 | 131 | 2006-09-25 | 2006-09-25 07:00 | COMPLETED | Serial LGIP | Generating Facility Type-1: Steam Turbine; Generating Facility Fuel-1: Solar; MWs MW-1: 132 | 132 |  |  | Off-Peak Deliverability |  | SAN BERNARDINO | CA | SCE | NOL | Eldorado-Baker-Cool Water-Dunn Siding-Mountain Pass 115kV line | 2010-06-30 07:00 | 2013-12-30 08:00 | Required | Complete | Complete | None | Executed
NORTH SKY RIVER WIND | 132 | 2006-09-27 | 2006-09-27 07:00 | COMPLETED | Serial LGIP | Generating Facility Type-1: Wind Turbine; Generating Facility Fuel-1: Wind Turbine; MWs MW-1: 162 | 162 | Full Capacity |  | Off-Peak Deliverability |  | KERN | CA | SCE | Northern | Highwind Substation 230kV bus | 2010-12-31 08:00 | 2012-12-07 08:00 | Required | Complete | Complete | Complete | Executed
CARLSBAD 1 | 137 | 2006-10-16 | 2006-10-17 07:00 | COMPLETED | Serial LGIP | Generating Facility Type-1: Combined Cycle; Generating Facility Fuel-1: Natural Gas; MWs MW-1: 211 | 211 |  |  | Off-Peak Deliverability |  | SAN DIEGO | CA | SDGE |  | Encina Substation 230 kV | 2017-08-01 07:00 | 2018-11-19 08:00 | Waived | Complete | Complete | None | Executed
ENERGIA SIERRA JUAREZ WIND | 159A | 2006-12-06 | 2006-12-22 08:00 | COMPLETED | Serial LGIP | Generating Facility Type-1: Wind Turbine; Generating Facility Fuel-1: Wind Turbine; MWs MW-1: 256 | 256 | Full Capacity |  | Off-Peak Deliverability |  | BAJA CALIFORNIA | MX | SDGE |  | East County Substation 230 kV | 2009-06-01 07:00 | 2022-01-13 08:00 | Required | Complete | Complete | None | Executed
DPT 2 | 162 | 2007-01-05 | 2007-01-05 08:00 | COMPLETED | Serial LGIP | Generating Facility Type-1: Steam Turbine; Generating Facility Fuel-1: Solar; MWs MW-1: 126 | 126 |  |  | Off-Peak Deliverability |  | SAN BERNARDINO | CA | SCE | NOL | Eldorado-Baker-Cool Water-Dunn Siding-Mountain Pass 115kV line | 2010-06-30 07:00 | 2013-12-30 08:00 | Waived | Complete | Complete | None | Executed
DESERT STATELINE PROJECT | 163 | 2007-01-09 | 2007-01-09 08:00 | COMPLETED | TC | Generating Facility Type-1: Photovoltaic; Generating Facility Fuel-1: Solar; MWs MW-1: 300 | 300 | Full Capacity |  | Off-Peak Deliverability |  | SAN BERNARDINO | CA | SCE | EOP | Mountain Pass Substation 115kV | 2010-12-31 08:00 | 2016-08-30 07:00 | NA | Complete | Complete | NA | Executed
CALIFORNIA VALLEY PV | 166 | 2007-01-23 | 2007-01-23 08:00 | COMPLETED | Serial LGIP | Generating Facility Type-1: Photovoltaic; Generating Facility Fuel-1: Solar; MWs MW-1: 210 | 210 |  |  | Off-Peak Deliverability |  | SAN LUIS OBISPO | CA | PGAE |  | Midway-Morrow Bay 230kV line | 2010-12-31 08:00 | 2014-10-27 07:00 | Required | Re-Study | Complete | None | Executed
RISING TREE WIND FARM (FKA HOMESTEAD WIND FARM) | 188 | 2007-03-23 | 2007-03-23 07:00 | COMPLETED | TC | Generating Facility Type-1: Wind Turbine; Generating Facility Fuel-1: Wind Turbine; MWs MW-1: 198 | 198 | Full Capacity |  | Off-Peak Deliverability |  | KERN | CA | SCE | Northern | Windhub Substation 230kV | 2013-12-15 08:00 | 2015-06-25 07:00 | NA | Complete | Complete | NA | Executed
CARLSBAD 2 | 189 | 2007-03-30 | 2007-03-30 07:00 | COMPLETED | Serial LGIP | Generating Facility Type-1: Gas Turbine; Generating Facility Fuel-1: Natural Gas; MWs MW-1: 105.8 | 105.8 | Full Capacity |  | Off-Peak Deliverability |  | SAN DIEGO | CA | SDGE |  | Encina Substation 138 kV | 2010-05-01 07:00 | 2019-06-10 07:00 | Waived | Complete | Complete | None | Executed
GENESIS MCCOY | 193 | 2007-03-19 | 2007-04-04 07:00 | COMPLETED | TC | Steam Turbine | Storage |  | Solar | Battery |  | 500 | 230 |  | 500 | Partial Capacity | 68.3 | Off-Peak Deliverability |  | RIVERSIDE | CA | SCE | Eastern | Colorado River Substation 500kV | 2010-12-31 08:00 | 2021-06-30 07:00 | NA | Complete | Complete | NA | Executed
CARRIZO PLAIN SOLAR | 194 | 2007-04-05 | 2007-04-05 07:00 | COMPLETED | Serial LGIP | Generating Facility Type-1: Photovoltaic; Generating Facility Fuel-1: Solar; MWs MW-1: 190 | 190 |  |  | Off-Peak Deliverability |  | SAN LUIS OBISPO | CA | PGAE |  | Morro Bay-Midway #1 & #2 lines 230kV | 2010-12-31 08:00 | 2014-10-27 07:00 | Required | Complete | Complete | None | Executed
ORANGE GROVE | 201 | 2007-04-02 | 2007-04-19 07:00 | COMPLETED | Serial LGIP | Generating Facility Type-1: Gas Turbine; Generating Facility Fuel-1: Natural Gas; MWs MW-1: 99 | 99 |  |  | Off-Peak Deliverability |  | SAN DIEGO | CA | SDGE |  | Pala Substation 69 kV | 2008-05-31 07:00 | 2010-06-16 07:00 | Waived | Complete | Complete | None | Executed
IVANPAH SEGS 3 | 233 | 2007-06-27 | 2007-06-27 07:00 | COMPLETED | Serial LGIP | Generating Facility Type-1: Steam Turbine; Generating Facility Fuel-1: Solar; MWs MW-1: 132 | 132 |  |  | Off-Peak Deliverability |  | SAN BERNARDINO | CA | SCE | NOL | Ivanpah Substation 115kV | 2013-06-30 07:00 | 2013-12-30 08:00 | Waived | Complete | Complete | None | Executed
CALIFORNIA VALLEY SOLAR RANCH (FKA CARRIZO SOLAR FARM II) | 239 | 2007-07-11 | 2007-07-11 07:00 | COMPLETED | TC | Generating Facility Type-1: Photovoltaic; Generating Facility Fuel-1: Solar; MWs MW-1: 250 | 250 | Full Capacity |  | Off-Peak Deliverability |  | SAN LUIS OBISPO | CA | PGAE |  | Midway-Morro Bay 230kV line | 2010-12-01 08:00 | 2014-02-13 08:00 | NA | Complete | Complete | NA | Executed
DESERT TOPAZ PV 2 | 242 | 2007-07-13 | 2007-07-13 07:00 | COMPLETED | TC | Generating Facility Type-1: Photovoltaic; Generating Facility Fuel-1: Solar; MWs MW-1: 150 | 150 | Full Capacity |  | Off-Peak Deliverability |  | SAN LUIS OBISPO | CA | PGAE |  | Morro Bay-Midway 230kV line | 2012-09-01 07:00 | 2014-10-27 07:00 | NA | Complete | Complete | NA | Executed
AES REDONDO BEACH UNIT 7 | 252 | 2007-07-11 | 2007-08-06 07:00 | COMPLETED | Serial LGIP | Generating Facility Type-1: Steam Turbine; Generating Facility Fuel-1: Natural Gas; MWs MW-1: 25.96 | 25.96 |  |  | Off-Peak Deliverability |  | LOS ANGELES | CA | SCE | Metro | Redondo Beach Generating Station 220kV switchyard | 2007-05-23 07:00 | 2010-02-07 08:00 | Waived | None | None | None | Executed
CALRENEW-1(A) | 261A | 2007-10-09 | 2007-10-09 07:00 | COMPLETED | AMEND 39 | Generating Facility Type-1: Photovoltaic; Generating Facility Fuel-1: Solar; MWs MW-1: 5 | 5 |  |  | Off-Peak Deliverability |  | FRESNO | CA | PGAE |  | Mendota-San Joaquin-Helm 70kV line | 2009-04-15 07:00 | 2010-04-20 07:00 |  |  |  |  | Executed
LODI ENERGY CENTER | 267 | 2007-10-23 | 2007-10-23 07:00 | COMPLETED | Serial LGIP | Generating Facility Type-1: Combined Cycle; Generating Facility Fuel-1: Natural Gas; MWs MW-1: 280 | 280 |  |  | Off-Peak Deliverability |  | SAN JOAQUIN | CA | PGAE |  | Gold Hill-Eight Mile 230kV lines | 2012-04-16 07:00 | 2012-07-16 07:00 | Required | Unexpected | Complete | None | Executed
GWF TRACY | 268 | 2007-10-24 | 2007-10-24 07:00 | COMPLETED | Serial LGIP | Generating Facility Type-1: Steam Turbine; Generating Facility Fuel-1: Natural Gas; MWs MW-1: 145 | 145 |  |  | Off-Peak Deliverability |  | SAN JOAQUIN | CA | PGAE |  | Tesla-Manteca 115kV line via Schulte Switchyard | 2012-06-01 07:00 | 2012-05-31 07:00 | Waived | Complete | Complete | None | Executed
AMERICAN KINGS SOLAR | 272 | 2007-11-01 | 2007-11-01 07:00 | COMPLETED | TC | Photovoltaic | Storage |  | Solar | Battery |  | 123 | 73.8 |  | 123 | Full Capacity |  | Off-Peak Deliverability | Group A | KINGS | CA | PGAE | Fresno | Henrietta Substation 70kV bus | 2012-06-01 07:00 | 2020-12-04 08:00 | NA | Complete | Complete | NA | Executed
PALOMAR ENERGY CENTER EXPANSION | 274 | 2007-11-05 | 2007-11-05 08:00 | COMPLETED | Serial LGIP | Generating Facility Type-1: Combined Cycle; Generating Facility Fuel-1: Natural Gas; MWs MW-1: 54 | 54 |  |  | Off-Peak Deliverability |  | SAN DIEGO | CA | SDGE |  | Palomar Energy Switchyard 230 kV | 2008-08-25 07:00 | 2008-08-24 07:00 | Waived | Complete | Complete | None | Executed
ALPAUGH PV SOLAR GENERATION FACILITY | 304 | 2008-02-28 | 2008-02-28 08:00 | COMPLETED | TC | Generating Facility Type-1: Photovoltaic; Generating Facility Fuel-1: Solar; MWs MW-1: 50 | 50 | Full Capacity |  | Off-Peak Deliverability |  | TULARE | CA | PGAE | None | Smyrna-Alpaugh 115kV line | 2010-05-03 07:00 | 2013-03-08 08:00 | NA | Complete | Complete | NA | Executed
MARSH LANDING GENERATION STATION - SIMPLE CYCLE UNITS | 320 | 2008-03-12 | 2008-03-12 07:00 | COMPLETED | TC | Generating Facility Type-1: Combustion Turbine; Generating Facility Fuel-1: Natural Gas; MWs MW-1: 100 | 100 | Full Capacity |  | Off-Peak Deliverability |  | CONTRA COSTA | CA | PGAE |  | Contra Costa Substation 230kV switchyard | 2013-05-01 07:00 | 2013-05-01 07:00 | NA | Complete | Complete | NA | Executed
MARIPOSA ENERGY PROJECT (FKA DGC KELSO CT) | 334 | 2008-04-04 | 2008-04-04 07:00 | COMPLETED | TC | Generating Facility Type-1: Combustion Turbine; Generating Facility Fuel-1: Natural Gas; MWs MW-1: 195.9 | 195.9 | Full Capacity |  | Off-Peak Deliverability |  | ALAMEDA | CA | PGAE |  | Kelso Substation 230kV bus | 2012-06-01 07:00 | 2012-06-30 07:00 | NA | Complete | Complete | NA | Executed
BORREGO SOLAR I | 337 | 2008-04-02 | 2008-04-18 07:00 | COMPLETED | TC | Generating Facility Type-1: Photovoltaic; Generating Facility Fuel-1: Solar; MWs MW-1: 26 | 25.75 | Full Capacity |  | Off-Peak Deliverability |  | SAN DIEGO | CA | SDGE |  | Borrego Substation 69 kV | 2011-04-01 07:00 | 2013-02-12 08:00 | NA | Complete | Complete | NA | Executed
ATWELL ISLAND PV SOLAR GENERATING FACILITY | 340 | 2008-04-02 | 2008-04-22 07:00 | COMPLETED | SGIP | Generating Facility Type-1: Photovoltaic; Generating Facility Fuel-1: Solar; MWs MW-1: 20 | 20 | Full Capacity |  | Off-Peak Deliverability |  | TULARE | CA | PGAE |  | Smyrna-Alpaugh 115kV line | 2010-05-01 07:00 | 2013-03-08 08:00 | System Impact Study | Facilities Study | SGIA | NA | Executed
CUYAMA SOLAR | 356 | 2008-04-28 | 2008-04-28 07:00 | COMPLETED | TC | Generating Facility Type-1: Photovoltaic; Generating Facility Fuel-1: Solar; MWs MW-1: 40 | 40 | Full Capacity |  | Off-Peak Deliverability |  | SAN LUIS OBISPO | CA | PGAE | None | Taft-Cuyama #1 70kV line | 2012-04-01 07:00 | 2017-11-30 08:00 | NA | Complete | Complete | NA | Executed
SOLAR STAR 1 | 407 | 2008-05-30 | 2008-05-30 07:00 | COMPLETED | TC | Generating Facility Type-1: Photovoltaic; Generating Facility Fuel-1: Solar; MWs MW-1: 310 | 310 | Full Capacity |  | Off-Peak Deliverability |  | KERN | CA | SCE | Northern | Cottonwind-Whirlwind 230kV line | 2012-07-01 07:00 | 2015-06-08 07:00 | NA | Complete | Complete | NA | Executed
SOLAR STAR 2 | 408 | 2008-05-30 | 2008-05-30 07:00 | COMPLETED | TC | Generating Facility Type-1: Photovoltaic; Generating Facility Fuel-1: Solar; MWs MW-1: 276 | 276 | Full Capacity |  | Off-Peak Deliverability |  | KERN | CA | SCE | Northern | Cottonwind-Whirlwind 230kV line | 2012-07-01 07:00 | 2015-06-25 07:00 | NA | Complete | Complete | NA | Executed
AV SOLAR ONE PROJECT | 412 | 2008-05-30 | 2008-05-30 07:00 | COMPLETED | TC | Generating Facility Type-1: Photovoltaic; Generating Facility Fuel-1: Solar; MWs MW-1: 250 | 250 | Full Capacity |  | Off-Peak Deliverability |  | LOS ANGELES | CA | SCE | Northern | Whirlwind Substation 230kV | 2012-08-01 07:00 | 2014-06-19 07:00 | NA | Complete | Complete | NA | Executed
WISTARIA RANCH SOLAR ENERGY | 429 | 2008-05-30 | 2008-05-30 07:00 | COMPLETED | TC | Generating Facility Type-1: Photovoltaic; Generating Facility Fuel-1: Solar; MWs MW-1: 100 | 100 | Full Capacity |  | Off-Peak Deliverability |  | IMPERIAL | CA | SDGE |  | Imperial Valley Substation 230 kV | 2014-07-01 07:00 | 2018-11-06 08:00 | NA | Complete | Complete | NA | Executed
CENTINELA SOLAR ENERGY | 442 | 2008-05-30 | 2008-05-30 07:00 | COMPLETED | TC | Generating Facility Type-1: Photovoltaic; Generating Facility Fuel-1: Solar; MWs MW-1: 125 | 125 | Full Capacity |  | Off-Peak Deliverability |  | IMPERIAL | CA | SDGE |  | Imperial Valley Substation 230 kV | 2013-10-01 07:00 | 2014-07-30 07:00 | NA | Complete | Complete | NA | Executed
AGUA CALIENTE | 468 | 2008-05-30 | 2008-06-02 07:00 | COMPLETED | TC | Generating Facility Type-1: Photovoltaic; Generating Facility Fuel-1: Solar; MWs MW-1: 290 | 290 | Energy Only |  | Off-Peak Deliverability |  | YUMA | AZ | SDGE |  | Hoodoo Wash Switchyard 500 kV | 2012-08-01 07:00 | 2014-06-10 07:00 | NA | Complete | Complete | NA | Executed
BLUE LAKE POWER | 472 | 2010-11-20 | 2008-08-11 07:00 | COMPLETED | SGIP | Steam Turbine | Steam Turbine |  | Biofuel | Biofuel |  | 11 | 0 |  | 0 | Full Capacity |  | Off-Peak Deliverability |  |  |  | PGAE |  | Blue Lake Power Substation | 2008-12-20 08:00 | 2010-09-09 07:00 | None | None | None | NA | Executed
ALPAUGH NORTH PV SOLAR GENERATING FACILITY | 473 | 2008-09-03 | 2008-09-12 07:00 | COMPLETED | SGIP | Generating Facility Type-1: Photovoltaic; Generating Facility Fuel-1: Solar; MWs MW-1: 20 | 20 | Full Capacity |  | Off-Peak Deliverability |  | TULARE | CA | PGAE |  | Smyrna-Alpaugh 115kV line | 2010-05-01 07:00 | 2013-03-08 08:00 | None | Facilities Study | SGIA | NA | Executed
AMERESCO BUTTE COUNTY LANDFILL | 477 | 2009-02-02 | 2009-02-06 08:00 | COMPLETED | SGIP | Generating Facility Type-1: Reciprocating Engine; Generating Facility Fuel-1: Biofuel; MWs MW-1: 4 | 4 | Energy Only |  | Off-Peak Deliverability |  | BUTTE | CA | PGAE |  | Centerville-Table Mountain 60kV line | 2010-03-31 07:00 | 2012-05-15 07:00 | None | None | SGIA | NA | Executed
CORCORAN PV GENERATION FACILITY | 478 | 2009-02-17 | 2009-02-17 08:00 | COMPLETED | SGIP | Generating Facility Type-1: Photovoltaic; Generating Facility Fuel-1: Solar; MWs MW-1: 20 | 20 | Full Capacity |  | Off-Peak Deliverability |  | KINGS | CA | PGAE |  | Corcoran-Kingsburg 115kV #2 line | 2011-11-01 07:00 | 2013-08-14 07:00 | None | Facilities Study | SGIA | NA | Executed
WHITE RIVER PV 20MVA SOLAR GENERATION FACILITY | 479 | 2009-03-13 | 2009-03-13 07:00 | COMPLETED | SGIP | Generating Facility Type-1: Photovoltaic; Generating Facility Fuel-1: Solar; MWs MW-1: 20 | 20 | Full Capacity |  | Off-Peak Deliverability |  | TULARE | CA | PGAE |  | Smyrna-Alpaugh 115kV line | 2011-10-01 07:00 | 2013-06-25 07:00 | None | Facilities Study | SGIA | NA | Executed
BVBP REPOWERING PROJECT | 481 | 2009-04-06 | 2009-04-20 07:00 | COMPLETED | SGIP | Generating Facility Type-1: Steam Turbine; Generating Facility Fuel-1: Biofuel; MWs MW-1: 18.4 | 18.4 | Energy Only |  | Off-Peak Deliverability |  | AMADOR | CA | PGAE |  | Valley Springs-Martel #2 60kV line | 2010-04-01 07:00 | 2012-01-30 08:00 | None | Facilities Study | SGIA | NA | Executed
ATWELL WEST PV SOLAR GENERATING FACILITY | 482 | 2009-04-24 | 2009-04-24 07:00 | COMPLETED | SGIP | Generating Facility Type-1: Photovoltaic; Generating Facility Fuel-1: Solar; MWs MW-1: 20 | 20 | Full Capacity |  | Off-Peak Deliverability |  | TULARE | CA | PGAE |  | Smyrna-Alpaugh 115kV line | 2012-08-01 07:00 | 2015-06-11 07:00 | None | Facilities Study | SGIA | NA | Executed
LOST HILLS SOLAR | 484 | 2009-06-11 | 2009-06-11 07:00 | COMPLETED | SGIP | Generating Facility Type-1: Photovoltaic; Generating Facility Fuel-1: Solar; MWs MW-1: 20 | 20 | Full Capacity |  | Off-Peak Deliverability |  | SAN FRANCISCO | CA | PGAE |  | Arco-Carneras 70 kV Line | 2013-12-31 08:00 | 2015-04-10 07:00 | None | Facilities Study | SGIA | NA | Executed
OCOTILLO EXPRESS | 493 | 2009-07-16 | 2009-07-31 07:00 | COMPLETED | C01 | Generating Facility Type-1: Wind Turbine; Generating Facility Fuel-1: Wind Turbine; MWs MW-1: 265.44 | 265.44 | Full Capacity |  | Off-Peak Deliverability |  | IMPERIAL | CA | SDGE |  | Ocotillo Switchyard 500 kV | 2013-12-31 08:00 | 2013-07-30 07:00 | NA | Complete | Complete | NA | Executed
TULLOCH POWERHOUSE | 495 | 2009-07-24 | 2009-07-31 07:00 | COMPLETED | C01 | Generating Facility Type-1: Hydro; Generating Facility Fuel-1: Water; MWs MW-1: 7.2 | 7.2 | Full Capacity |  | Off-Peak Deliverability |  | TUOLUMNE | CA | PGAE |  | Tulloch 115kV tap | 2011-10-01 07:00 | 2012-03-31 07:00 | NA | Complete | Complete | NA | Executed
SILVER STATE SOUTH SOLAR PROJECT (FKA SILVER STATE SOLAR II) | 502 | 2009-07-28 | 2009-07-31 07:00 | COMPLETED | C01 | Generating Facility Type-1: Photovoltaic; Generating Facility Fuel-1: Solar; MWs MW-1: 20 | 20 | Full Capacity |  | Off-Peak Deliverability |  | CLARK | NV | SCE | EOP | Eldorado-Ivanpah 230kV line | 2016-05-01 07:00 | 2016-08-23 07:00 | NA | Complete | Complete | NA | Executed
CMS2 (FKA BOULDER CITY PV) | 503 | 2009-07-28 | 2009-07-31 07:00 | COMPLETED | C01 | Generating Facility Type-1: Photovoltaic; Generating Facility Fuel-1: Solar; MWs MW-1: 155 | 155 | Full Capacity |  | Off-Peak Deliverability |  | CLARK | NV | SDGE |  | Merchant Switchyard 230 kV | 2016-01-01 08:00 | 2015-06-14 07:00 | NA | Complete | Complete | NA | Executed
EL CAJON ENERGY CENTER | 509 | 2009-07-31 | 2009-07-31 07:00 | COMPLETED | C01 | Generating Facility Type-1: Combustion Turbine; Generating Facility Fuel-1: Natural Gas; MWs MW-1: 49.9 | 49.9 | Full Capacity |  | Off-Peak Deliverability |  | SAN DIEGO | CA | SDGE |  | El Cajon Substation 69 kV | 2010-06-15 07:00 | 2010-10-31 07:00 | NA | Complete | None | NA | Executed
IV SUBSTATION SOUTH | 510 | 2009-07-31 | 2009-07-31 07:00 | COMPLETED | C01 | Generating Facility Type-1: Photovoltaic; Generating Facility Fuel-1: Solar; MWs MW-1: 130 | 130 | Full Capacity |  | Off-Peak Deliverability |  | IMPERIAL | CA | SDGE |  | Imperial Valley Substation 230 kV | 2012-07-01 07:00 | 2013-10-11 07:00 | NA | Complete | Complete | NA | Executed
OLD RIVER 1 | 517 | 2009-08-19 | 2009-08-19 07:00 | COMPLETED | SGIP | Generating Facility Type-1: Photovoltaic; Generating Facility Fuel-1: Solar; MWs MW-1: 20 | 20 | Full Capacity |  | Off-Peak Deliverability |  | KERN | CA | PGAE |  | Kern-Old River #1 70kV line | 2012-12-31 08:00 | 2014-12-30 08:00 | None | Facilities Study | SGIA | NA | Executed
PAIGE SOLAR | 526 | 2009-09-11 | 2009-09-11 07:00 | COMPLETED | SGIP | Generating Facility Type-1: Photovoltaic; Generating Facility Fuel-1: Solar; MWs MW-1: 20 | 20 | Energy Only |  | Off-Peak Deliverability |  | FRESNO | CA | PGAE | None | Schindler-Coalinga #2 70kV line | 2012-01-01 08:00 | 2017-03-09 08:00 | None | Facilities Study | SGIA | NA | Executed
FRESHWATER SOLAR GENERATING FACILITY (FKA SWEETWATER PV 20MVA SOLAR GENERATING FACILITY) | 529 | 2009-10-19 | 2009-10-19 07:00 | COMPLETED | SGIP | Generating Facility Type-1: Photovoltaic; Generating Facility Fuel-1: Solar; MWs MW-1: 20 | 20 | Energy Only |  | Off-Peak Deliverability |  | KINGS | CA | PGAE |  | Corcoran- Kingsburg #1 115kV line | 2013-08-01 07:00 | 2016-01-15 08:00 | None | Facilities Study | SGIA | NA | Executed
WHITNEY POINT SOLAR | 532 | 2009-11-02 | 2009-11-02 08:00 | COMPLETED | SGIP | Generating Facility Type-1: Photovoltaic; Generating Facility Fuel-1: Solar; MWs MW-1: 20 | 20 | Energy Only |  | Off-Peak Deliverability |  | FRESNO | CA | PGAE | None | Schindler-Huron-Gates 70kV line | 2012-01-01 08:00 | 2017-04-15 07:00 | None | Facilities Study | SGIA | NA | Executed
VEGA SOLAR (FKA: FRV VEGA SOLAR) | 548 | 2009-11-19 | 2010-01-15 08:00 | COMPLETED | SGIP | Generating Facility Type-1: Photovoltaic; Generating Facility Fuel-1: Solar; MWs MW-1: 20 | 20 | Energy Only |  | Off-Peak Deliverability |  | KINGS | CA | PGAE | None | Mercy Springs Substation 70kV | 2011-10-31 07:00 | 2015-03-23 07:00 | None | Facilities Study | SGIA | NA | Executed
WHITE RIVER 2 (FKA:WHITE RIVER WEST 19.75 MW PV GENERATION FACILTY) | 557 | 2010-01-27 | 2010-02-01 08:00 | COMPLETED | C02 | Generating Facility Type-1: Photovoltaic; Generating Facility Fuel-1: Solar; MWs MW-1: 19.75 | 19.75 | Full Capacity |  | Off-Peak Deliverability |  | TULARE | CA | PGAE |  | Smyrna-Alpaugh 115kV line | 2013-04-01 07:00 | 2014-10-01 07:00 | NA | Complete | Complete | NA | Executed
CORCORAN 2 GENERATING FACILITY (FKA: CORCORAN WEST 19.75 MW PV GENERATION FACILTY) | 558 | 2010-01-27 | 2010-02-01 08:00 | COMPLETED | C02 | Generating Facility Type-1: Photovoltaic; Generating Facility Fuel-1: Solar; MWs MW-1: 19.75 | 19.75 | Full Capacity |  | Off-Peak Deliverability |  | KINGS | CA | PGAE |  | Corcoran-Kingsburg #2 115kV | 2013-06-01 07:00 | 2015-05-20 07:00 | NA | Complete | Complete | NA | Executed
REGULUS SOLAR (FKA FRV REGULUS SOLAR) | 559 | 2010-01-27 | 2010-02-01 08:00 | COMPLETED | C02 | Generating Facility Type-1: Photovoltaic; Generating Facility Fuel-1: Solar; MWs MW-1: 60 | 60 | Full Capacity |  | Off-Peak Deliverability |  | KERN | CA | PGAE |  | Wheeler Ridge-Lamont 115kV | 2012-07-01 07:00 | 2014-11-11 08:00 | NA | Complete | Complete | NA | Executed
RUSSELL CITY ENERGY CENTER FD3 UPGRADE | 568 | 2010-01-28 | 2010-02-01 08:00 | COMPLETED | C02 | Generating Facility Type-1: Combined Cycle; Generating Facility Fuel-1: Natural Gas; MWs MW-1: 25 | 25 | Full Capacity |  | Off-Peak Deliverability |  | ALAMEDA | CA | PGAE |  | Eastshore Substation 230kV Bus | 2013-05-01 07:00 | 2013-08-08 07:00 | NA | Complete | Complete | NA | Executed
PIO PICO ENERGY CENTER | 574 | 2010-01-29 | 2010-02-01 08:00 | COMPLETED | C02 | Generating Facility Type-1: Combustion Turbine; Generating Facility Fuel-1: Natural Gas; MWs MW-1: 308 | 308 | Full Capacity |  | Off-Peak Deliverability |  | SAN DIEGO | CA | SDGE |  | Otay Mesa Switchyard 230 kV | 2013-05-01 07:00 | 2016-11-03 07:00 | NA | Complete | Complete | NA | Executed
BLYTHE MESA SOLAR | 576 | 2010-01-29 | 2010-02-01 08:00 | COMPLETED | C02 | Photovoltaic | Storage |  | Solar | Battery |  | 224 | 112 |  | 224 | Full Capacity |  | Off-Peak Deliverability |  | RIVERSIDE | CA | SCE | Eastern | Colorado River Sub 230kV Bus | 2013-12-31 08:00 |  | NA | Complete | Complete | NA | Executed
SOLAR STAR CALIFORNIA XIII (QUINTO) | 577 | 2010-01-29 | 2010-02-01 08:00 | COMPLETED | C02 | Generating Facility Type-1: Photovoltaic; Generating Facility Fuel-1: Solar; MWs MW-1: 110 | 110 | Full Capacity |  | Off-Peak Deliverability |  | MERCED | CA | PGAE |  | Los Banos-Westley 230kV | 2013-12-31 08:00 | 2015-11-30 08:00 | NA | Complete | Complete | NA | Executed
HENRIETTA SOLAR (FKA SUNPOWER HENRIETTA SOLAR) | 581 | 2010-01-29 | 2010-02-01 08:00 | COMPLETED | C02 | Generating Facility Type-1: Photovoltaic; Generating Facility Fuel-1: Solar; MWs MW-1: 100 | 100 | Full Capacity |  | Off-Peak Deliverability |  | KINGS | CA | PGAE | None | Henrietta-GWF 115 kV Line | 2013-05-01 07:00 | 2016-08-15 07:00 | NA | Complete | Complete | NA | Executed
CAMPO VERDE SOLAR (FKA USS WIXOM SOLAR 1) | 590 | 2010-01-29 | 2010-02-01 08:00 | COMPLETED | C02 | Generating Facility Type-1: Photovoltaic; Generating Facility Fuel-1: Solar; MWs MW-1: 147 | 147 | Full Capacity |  | Off-Peak Deliverability |  | IMPERIAL | CA | SDGE |  | Imperial Valley Substation 230 kV | 2012-12-31 08:00 | 2013-10-22 07:00 | NA | Complete | Complete | NA | Executed
CATALINA SOLAR | 602 | 2010-01-30 | 2010-02-01 08:00 | COMPLETED | C02 | Generating Facility Type-1: Photovoltaic; Generating Facility Fuel-1: Solar; MWs MW-1: 150 | 150 | Full Capacity |  | Off-Peak Deliverability |  | KERN | CA | SCE | Northern | Whirlwind Substation 230kV | 2013-07-01 07:00 |  | NA | Complete | Complete | NA | Executed
GWF TRACY - ADDITIONAL CAPACITY | 606 | 2010-02-01 | 2010-02-01 08:00 | COMPLETED | C02 | Generating Facility Type-1: Combined Cycle; Generating Facility Fuel-1: Natural Gas; MWs MW-1: 20 | 20 | Full Capacity |  | Off-Peak Deliverability |  | SAN JOAQUIN | CA | PGAE |  | Schulte Switching Station 115kV bus | 2012-06-01 07:00 | 2012-05-31 07:00 | NA | Complete | Complete | NA | Executed
NORTH STAR SOLAR 1 | 607 | 2010-02-01 | 2010-02-01 08:00 | COMPLETED | C02 | Generating Facility Type-1: Photovoltaic; Generating Facility Fuel-1: Solar; MWs MW-1: 60 | 60 | Full Capacity |  | Off-Peak Deliverability |  | FRESNO | CA | PGAE |  | Mendota Substation 115 kV bus | 2012-10-01 07:00 | 2015-06-20 07:00 | NA | Complete | Complete | NA | Executed
IMPERIAL VALLEY WEST | 608 | 2010-02-01 | 2010-02-01 08:00 | COMPLETED | C02 | Generating Facility Type-1: Photovoltaic; Generating Facility Fuel-1: Solar; MWs MW-1: 150 | 150 | Full Capacity |  | Off-Peak Deliverability |  | IMPERIAL | CA | SDGE |  | Imperial Valley Substation 230 kV | 2013-05-01 07:00 | 2016-01-21 08:00 | NA | Complete | Complete | NA | Executed
MARICOPA WEST SOLAR PV (FKA COPUS SOLAR ONE) | 620 | 2010-04-26 | 2010-04-26 07:00 | COMPLETED | SGIP | Generating Facility Type-1: Photovoltaic; Generating Facility Fuel-1: Solar; MWs MW-1: 20 | 20 | Full Capacity |  | Off-Peak Deliverability |  | KERN | CA | PGAE |  | Copus Road Sub 70kV bus | 2014-12-31 08:00 | 2015-12-12 08:00 | None | Facilities Study | SGIA | NA | Executed
ORION SOLAR I (FKA: FRV ORION KERN SOLAR) | 621A | 2010-05-05 | 2010-05-05 07:00 | COMPLETED | SGIP | Generating Facility Type-1: Photovoltaic; Generating Facility Fuel-1: Solar; MWs MW-1: 20 | 20 | Full Capacity |  | Off-Peak Deliverability |  | KERN | CA | PGAE |  | Weedpatch - San Bernard 70 KV line | 2012-04-02 07:00 | 2014-06-26 07:00 | None | Facilities Study | SGIA | NA | Executed
ADOBE SOLAR (FKA FRV ADOBE SOLAR) | 622B | 2010-05-05 | 2010-05-05 07:00 | COMPLETED | SGIP | Generating Facility Type-1: Photovoltaic; Generating Facility Fuel-1: Solar; MWs MW-1: 20 | 20 | Full Capacity |  | Off-Peak Deliverability |  | KERN | CA | PGAE |  | Wheeler Ridge-Lamont 115 kv | 2012-03-31 07:00 | 2014-05-21 07:00 | None | Facilities Study | SGIA | NA | Executed
ADAMS EAST | 632 | 2010-05-25 | 2010-05-25 07:00 | COMPLETED | SGIP | Generating Facility Type-1: Photovoltaic; Generating Facility Fuel-1: Solar; MWs MW-1: 19 | 19 | Full Capacity |  | Off-Peak Deliverability | Group A | FRESNO | CA | PGAE |  | Wesix 70kV Tap | 2012-12-31 08:00 | 2014-12-13 08:00 | None | Facilities Study | SGIA | NA | Executed
SUMMER WHEAT SOLAR FARM | 632B | 2010-06-01 | 2010-06-01 07:00 | COMPLETED | SGIP-TC | Generating Facility Type-1: Photovoltaic; Generating Facility Fuel-1: Solar; MWs MW-1: 20 | 18.5 | Full Capacity |  | Off-Peak Deliverability |  | FRESNO | CA | PGAE | None | Stroud switching station 70kV | 2012-12-01 08:00 | 2018-10-11 07:00 | NA | Complete | Complete | NA | Executed
WESTLANDS SOLAR FARM PV1 | 633 | 2010-06-02 | 2010-06-02 07:00 | COMPLETED | SGIP | Generating Facility Type-1: Photovoltaic; Generating Facility Fuel-1: Solar; MWs MW-1: 18 | 18 | Full Capacity |  | Off-Peak Deliverability | Group A | FRESNO | CA | PGAE | None | Gates-Coalinga 70 kV Line #1 | 2012-11-30 08:00 | 2014-02-14 08:00 | None | Facilities Study | SGIA | NA | Executed
KANSAS | 636 | 2010-07-02 | 2010-07-06 07:00 | COMPLETED | SGIP | Generating Facility Type-1: Photovoltaic; Generating Facility Fuel-1: Solar; MWs MW-1: 20 | 20 | Full Capacity |  | Off-Peak Deliverability |  | KINGS | CA | PGAE | None | Leprino Food (Lemoore) 115 kV Tap Line | 2012-12-31 08:00 | 2014-12-18 08:00 | None | Facilities Study | SGIA | NA | Executed
KANSAS SOUTH | 637 | 2010-07-02 | 2010-07-06 07:00 | COMPLETED | SGIP | Generating Facility Type-1: Photovoltaic; Generating Facility Fuel-1: Solar; MWs MW-1: 20 | 20 | Full Capacity |  | Off-Peak Deliverability | Group A | KINGS | CA | PGAE | None | Henrietta-Jacobs Corner 70kV | 2012-12-31 08:00 | 2013-06-06 07:00 | None | Facilities Study | SGIA | NA | Executed
DESERT HARVEST | 643AE | 2010-07-30 | 2010-07-31 07:00 | COMPLETED | C03 | Photovoltaic | Storage |  | Solar | Battery |  | 150 | 35 |  | 150 | Partial Capacity | 65 | Off-Peak Deliverability |  | RIVERSIDE | CA | SCE | Eastern | Red Bluff Sub 230kV Bus | 2014-01-01 08:00 | 2020-12-11 08:00 | NA | Complete | Complete | NA | Executed
WILLOW SPRINGS 2 | 643AJ | 2010-07-30 | 2010-07-31 07:00 | COMPLETED | C03 | Generating Facility Type-1: Photovoltaic; Generating Facility Fuel-1: Solar; MWs MW-1: 100 | 100 | Full Capacity |  | Off-Peak Deliverability |  | KERN | CA | SCE | Northern | Whirlwind Sub 230 kV Bus | 2013-06-01 07:00 | 2019-01-29 08:00 | NA | Complete | Complete | NA | Executed
CENTINELA SOLAR ENERGY EXPANSION (45 MW) | 643AM | 2010-07-30 | 2010-07-31 07:00 | COMPLETED | C03 | Generating Facility Type-1: Photovoltaic; Generating Facility Fuel-1: Solar; MWs MW-1: 45 | 45 | Full Capacity |  | Off-Peak Deliverability |  | IMPERIAL | CA | SDGE |  | Imperial Valley Substation 230 kV | 2014-03-01 08:00 | 2014-08-15 07:00 | NA | Complete | Complete | NA | Executed
SPI ANDERSON 2 | 643G | 2010-07-20 | 2010-07-31 07:00 | COMPLETED | C03 | Steam Turbine | Steam Turbine |  | Biofuel | Biofuel |  | 27.15 | 27.15 |  | 27.15 | Full Capacity |  | Off-Peak Deliverability |  |  |  | PGAE |  | Cascade-Cottonwood 115 kV | 2012-03-01 08:00 | 2015-09-09 07:00 | NA | Complete | Complete | NA | Executed
NORTH ROSAMOND SOLAR | 643R | 2010-07-30 | 2010-07-31 07:00 | COMPLETED | C03 | Generating Facility Type-1: Photovoltaic; Generating Facility Fuel-1: Solar; MWs MW-1: 153 | 153 | Full Capacity |  | Off-Peak Deliverability |  | KERN | CA | SCE | Northern | Whirlwind Sub 230 kV Bus | 2013-06-01 07:00 | 2019-06-11 07:00 | NA | Complete | Complete | NA | Executed
MESQUITE SOLAR 1 (FKA MESQUITE GENERATION) | 643T | 2010-07-30 | 2010-07-31 07:00 | COMPLETED | C03 | Generating Facility Type-1: Photovoltaic; Generating Facility Fuel-1: Solar; MWs MW-1: 165 | 165 | Full Capacity |  | Off-Peak Deliverability |  | MARICOPA | AZ | SDGE |  | Hassayampa Common Bus 500 kV | 2015-10-31 07:00 | 2014-01-01 08:00 | NA | Complete | None | NA | Executed
RE MUSTANG | 643W | 2010-07-08 | 2010-07-31 07:00 | COMPLETED | C03 | Photovoltaic | Storage |  | Solar | Battery |  | 100 | 75 |  | 100 | Full Capacity |  | Off-Peak Deliverability |  | KINGS | CA | PGAE | None | Gates-Gregg 230 kV and Gates-McCall 230 kV | 2014-06-30 07:00 | 2021-10-29 07:00 | NA | Complete | Complete | NA | Executed
RE TRANQUILLITY | 643X | 2010-07-30 | 2010-07-31 07:00 | COMPLETED | C03 | Photovoltaic | Storage |  | Solar | Battery |  | 200 | 72 |  | 200 | Full Capacity |  | Off-Peak Deliverability |  | FRESNO | CA | PGAE | None | Helm-Panoche 230 kV and Panoche-Kearney 230kV | 2014-06-30 07:00 | 2022-03-16 07:00 | NA | Complete | Complete | NA | Executed
CHOWCHILLA SOLAR PROJECT | 644 | 2010-08-16 | 2010-08-16 07:00 | COMPLETED | SGIP-TC | Generating Facility Type-1: Photovoltaic; Generating Facility Fuel-1: Solar; MWs MW-1: 20 | 20 | Energy Only |  | Off-Peak Deliverability |  | MADERA | CA | PGAE |  | Dairyland - Legrand 115 kV | 2012-01-03 08:00 | 2015-12-23 08:00 | NA | Complete | Complete | NA | Executed
JACUMBA SOLAR FARM | 644A | 2010-08-17 | 2010-08-17 07:00 | COMPLETED | SGIP-TC | Generating Facility Type-1: Photovoltaic; Generating Facility Fuel-1: Solar; MWs MW-1: 20 | 20 | Full Capacity |  | Off-Peak Deliverability |  | SAN DIEGO | CA | SDGE |  | East County Substation 138 kV | 2012-05-01 07:00 | 2017-07-25 07:00 | NA | Complete | Complete | NA | Executed
KENT SOUTH | 650AB | 2010-09-08 | 2010-09-08 07:00 | COMPLETED | SGIP-TC | Generating Facility Type-1: Photovoltaic; Generating Facility Fuel-1: Solar; MWs MW-1: 20 | 20 | Full Capacity |  | Off-Peak Deliverability | Group A | KINGS | CA | PGAE |  | Henrietta-Tulare Lake 70kV | 2012-12-31 08:00 | 2014-12-24 08:00 | NA | Complete | Complete | NA | Executed
WEST ANTELOPE SOLAR (FKA: TA - ACACIA) | 651A | 2010-09-21 | 2010-09-21 07:00 | COMPLETED | SGIP-TC | Generating Facility Type-1: Photovoltaic; Generating Facility Fuel-1: Solar; MWs MW-1: 20 | 20 | Full Capacity |  | Off-Peak Deliverability |  | LOS ANGELES | CA | SCE | None | Antlelope Sub 66 kV Bus | 2012-06-30 07:00 | 2014-11-13 08:00 | NA | Complete | Complete | NA | Executed
PUMPJACK SOLAR I (AKA PIONEER SOLAR I) | 653B | 2010-09-29 | 2010-09-29 07:00 | COMPLETED | SGIP-TC | Generating Facility Type-1: Photovoltaic; Generating Facility Fuel-1: Solar; MWs MW-1: 20 | 20 | Full Capacity |  | Off-Peak Deliverability |  | KERN | CA | PGAE |  | Belridge - Temblor 115 kV | 2013-05-01 07:00 | 2015-01-27 08:00 | NA | Complete | Complete | NA | Executed
SOUTH KERN SOLAR PV PLANT | 653EA | 2010-09-30 | 2010-09-30 07:00 | COMPLETED | SGIP-TC | Generating Facility Type-1: Photovoltaic; Generating Facility Fuel-1: Solar; MWs MW-1: 20 | 20 | Full Capacity |  | Off-Peak Deliverability |  | KERN | CA | PGAE |  | Copus-Old River 70 kV | 2012-04-01 07:00 | 2015-04-07 07:00 | NA | Complete | Complete | NA | Executed
WESTERN ANTELOPE DRY RANCH | 653H | 2010-10-20 | 2010-10-20 07:00 | COMPLETED | SGIP-TC | Generating Facility Type-1: Photovoltaic; Generating Facility Fuel-1: Solar; MWs MW-1: 10 | 10 | Full Capacity |  | Off-Peak Deliverability |  | LOS ANGELES | CA | SCE | Northern | Antelope Sub 66 kV Bus | 2013-12-31 08:00 | 2016-12-01 08:00 | NA | Complete | Complete | NA | Executed
WILDWOOD SOLAR I (FKA GOOSE LAKE SOLAR I) | 654 | 2010-10-25 | 2010-10-25 07:00 | COMPLETED | SGIP-TC | Generating Facility Type-1: Photovoltaic; Generating Facility Fuel-1: Solar; MWs MW-1: 20 | 20 | Full Capacity |  | Off-Peak Deliverability |  | KERN | CA | PGAE | None | Semitropic-Midway #2 115kV | 2013-05-01 07:00 | 2015-02-19 08:00 | NA | Complete | Complete | NA | Executed
CENTRAL ANTELOPE SOLAR (FKA WESTERN ANTELOPE BLUE SKY RANCH B) | 659 | 2010-12-15 | 2010-12-15 08:00 | COMPLETED | SGIP-TC | Generating Facility Type-1: Photovoltaic; Generating Facility Fuel-1: Solar; MWs MW-1: 20 | 20 | Full Capacity |  | Off-Peak Deliverability |  | LOS ANGELES | CA | SCE | Northern | Antelope Sub 66 kV Bus | 2013-12-31 08:00 | 2016-05-06 07:00 | NA | Complete | Complete | NA | Executed
WESTERN ANTELOPE BLUE SKY RANCH A | 660 | 2010-12-15 | 2010-12-15 08:00 | COMPLETED | SGIP-TC | Generating Facility Type-1: Photovoltaic; Generating Facility Fuel-1: Solar; MWs MW-1: 20 | 20 | Full Capacity |  | Off-Peak Deliverability |  | LOS ANGELES | CA | SCE | Northern | Antelope Sub 66 kV Bus | 2013-12-31 08:00 | 2014-11-14 08:00 | NA | Complete | Complete | NA | Executed
SIERRA SOLAR GWX (FKA SILVER SUN GREENWORKS) | 662 | 2010-12-15 | 2010-12-15 08:00 | COMPLETED | SGIP-TC | Generating Facility Type-1: Photovoltaic; Generating Facility Fuel-1: Solar; MWs MW-1: 20 | 20 | Full Capacity |  | Off-Peak Deliverability |  | LOS ANGELES | CA | SCE | Northern | Antelope Sub 66 kV Bus | 2013-12-31 08:00 | 2015-11-30 08:00 | NA | Complete | Complete | NA | Executed
BURFORD GIFFEN | 679 | 2011-03-31 | 2011-03-31 07:00 | COMPLETED | C04 | Generating Facility Type-1: Photovoltaic; Generating Facility Fuel-1: Solar; MWs MW-1: 20 | 20 | Full Capacity |  | Off-Peak Deliverability |  | FRESNO | CA | PGAE | None | Giffen substation 70 KV | 2013-09-05 07:00 | 2017-06-16 07:00 | NA | Complete | Complete | NA | Executed
FRONTIER SOLAR | 705 | 2011-03-28 | 2011-03-31 07:00 | COMPLETED | C04 | Generating Facility Type-1: Photovoltaic; Generating Facility Fuel-1: Solar; MWs MW-1: 20 | 20 | Full Capacity |  | Off-Peak Deliverability |  | KERN | CA | PGAE | None | Arco-Carneras 70 kV line | 2013-09-05 07:00 | 2019-02-05 08:00 | NA | Complete | Complete | NA | Executed
GOLDEN HILLS 2 WIND | 709 | 2011-03-31 | 2011-03-31 07:00 | COMPLETED | C04 | Generating Facility Type-1: Wind Turbine; Generating Facility Fuel-1: Wind Turbine; MWs MW-1: 36 | 36 | Full Capacity |  | Off-Peak Deliverability |  | ALAMEDA | CA | PGAE |  | Tesla Sub 115 KV | 2013-12-31 08:00 | 2015-12-18 08:00 | NA | Complete | Complete | NA | Executed
LOTUS SOLAR FARM | 723 | 2011-03-31 | 2011-03-31 07:00 | COMPLETED | C04 | Generating Facility Type-1: Photovoltaic; Generating Facility Fuel-1: Solar; MWs MW-1: 50 | 50 | Full Capacity |  | Off-Peak Deliverability |  | MADERA | CA | PGAE |  | Borden 70kV | 2014-07-01 07:00 | 2020-05-30 07:00 | NA | Complete | Complete | NA | Executed
RE ASTORIA | 746 | 2011-03-31 | 2011-03-31 07:00 | COMPLETED | C04 | Generating Facility Type-1: Photovoltaic; Generating Facility Fuel-1: Solar; MWs MW-1: 175 | 175 | Full Capacity |  | Off-Peak Deliverability |  | KERN | CA | SCE | Northern | Whirlwind Substation 220kV | 2014-12-31 08:00 | 2016-10-31 07:00 | NA | Complete | Complete | NA | Executed
MORELOS DEL SOL (FKA TWISSLEMAN I) | 775 | 2011-03-31 | 2011-03-31 07:00 | COMPLETED | C04 | Generating Facility Type-1: Photovoltaic; Generating Facility Fuel-1: Solar; MWs MW-1: 15 | 15 | Full Capacity |  | Off-Peak Deliverability |  | KERN | CA | PGAE |  | Arco-Twisselman 70 KV | 2014-07-10 07:00 | 2015-11-25 08:00 | NA | Complete | Complete | NA | Executed
NORTH LANCASTER SOLAR (FKA WESTERN ANTELOPE DRY RANCH ADDITION) | 778 | 2011-03-31 | 2011-03-31 07:00 | COMPLETED | C04 | Generating Facility Type-1: Photovoltaic; Generating Facility Fuel-1: Solar; MWs MW-1: 20 | 20 | Energy Only |  | Off-Peak Deliverability |  | LOS ANGELES | CA | SCE | Northern | Antelope Substation 66 kV bus | 2013-12-31 08:00 | 2016-12-31 08:00 | NA | Complete | Complete | NA | Executed
KINGBIRD SOLAR A (FKA AV SOLAR RANCH 2-A) | 795 | 2011-03-31 | 2011-03-31 07:00 | COMPLETED | C04 | Generating Facility Type-1: Photovoltaic; Generating Facility Fuel-1: Solar; MWs MW-1: 20 | 20 | Full Capacity |  | Off-Peak Deliverability |  | KERN | CA | SCE | Northern | Whirlwind Substation 230 kV bus | 2013-08-30 07:00 | 2016-04-30 07:00 | NA | Complete | Complete | NA | Executed
KINGBIRD SOLAR B (FKA AV SOLAR RANCH 2-B | 796 | 2011-03-31 | 2011-03-31 07:00 | COMPLETED | C04 | Generating Facility Type-1: Photovoltaic; Generating Facility Fuel-1: Solar; MWs MW-1: 20 | 20 | Full Capacity |  | Off-Peak Deliverability |  | KERN | CA | SCE | Northern | Whirlwind Substation 230 kV bus | 2013-08-30 07:00 | 2016-04-30 07:00 | NA | Complete | Complete | NA | Executed
PV2 PANOCHE VALLEY SOLAR (AKA SGE PANOCHE VALLEY SOLAR) | 829 | 2011-03-31 | 2011-03-31 07:00 | COMPLETED | C04 | Generating Facility Type-1: Photovoltaic; Generating Facility Fuel-1: Solar; MWs MW-1: 140 | 140 | Full Capacity |  | Off-Peak Deliverability |  | SAN BENITO | CA | PGAE |  | Moss-Panoche and Coburn-Panoche 230 KV | 2015-12-30 08:00 | 2018-11-26 08:00 | NA | Complete | Complete | NA | Executed
BLUE HORNET SOLAR | 838 | 2011-03-31 | 2011-03-31 07:00 | COMPLETED | C04 | Generating Facility Type-1: Photovoltaic; Generating Facility Fuel-1: Solar; MWs MW-1: 100 | 100 | Full Capacity |  | Off-Peak Deliverability |  | IMPERIAL | CA | SDGE |  | Imperial Valley Substation 230 kV | 2015-12-31 08:00 | 2022-11-04 07:00 | NA | Complete | Complete | NA | Executed
COPPER MOUNTAIN SOLAR 4 | 855 | 2011-03-31 | 2011-03-31 07:00 | COMPLETED | C04 | Generating Facility Type-1: Photovoltaic; Generating Facility Fuel-1: Solar; MWs MW-1: 92 | 92 | Full Capacity |  | Off-Peak Deliverability |  | CLARK | NV | SDGE |  | Merchant Switchyard 230 kV | 2013-02-28 08:00 | 2016-12-02 08:00 | NA | Complete | Complete | NA | Executed
VASCO WIND PROJECT | 860 | 2011-03-31 | 2011-03-31 07:00 | COMPLETED | ISP | Generating Facility Type-1: Wind Turbine; Generating Facility Fuel-1: Wind Turbine; MWs MW-1: 3.1 | 3.1 | Full Capacity |  | Off-Peak Deliverability |  | CONTRA COSTA | CA | PGAE | None | Lone Tree-Cayetano at the Jackson Substation | 2011-12-01 08:00 | 2011-11-30 08:00 | NA | Complete | Complete | NA
CALIFORNIA FLATS SOLAR | 877 | 2012-03-23 | 2012-04-02 07:00 | COMPLETED | C05 | Photovoltaic | Storage |  | Solar | Battery |  | 280 | 60 |  | 280 | Full Capacity |  | Off-Peak Deliverability |  | MONTEREY | CA | PGAE | None | Morro-Gates 230kV line | 2015-10-30 07:00 | 2019-03-05 08:00 | NA | Complete | Complete | NA | Executed
SKIC SOLAR | 885 | 2012-04-02 | 2012-04-02 07:00 | COMPLETED | C05 | Generating Facility Type-1: Photovoltaic; Generating Facility Fuel-1: Solar; MWs MW-1: 10 | 10 | Full Capacity |  | Off-Peak Deliverability |  | KERN | CA | PGAE | None | Copus-Old River 70 kV line | 2015-01-01 08:00 | 2017-01-05 08:00 | NA | Complete | Complete | NA | Executed
RIO BRAVO SOLAR 1 | 900 | 2012-04-02 | 2012-04-02 07:00 | COMPLETED | C05 | Generating Facility Type-1: Photovoltaic; Generating Facility Fuel-1: Solar; MWs MW-1: 20 | 20 | Full Capacity |  | Off-Peak Deliverability |  | KERN | CA | PGAE | None | Midway Temblor 115 kV line | 2014-12-20 08:00 | 2016-12-21 08:00 | NA | Complete | Complete | NA | Executed
WILDWOOD SOLAR 2 | 901 | 2012-04-02 | 2012-04-02 07:00 | COMPLETED | C05 | Generating Facility Type-1: Photovoltaic; Generating Facility Fuel-1: Solar; MWs MW-1: 15 | 15 | Full Capacity |  | Off-Peak Deliverability |  | KERN | CA | PGAE | None | Semitropic-Midway 115 kV line | 2015-12-20 08:00 | 2017-01-11 08:00 | NA | Complete | Complete | NA | Executed
MOJAVE SOLAR | 909 | 2012-04-02 | 2012-04-02 07:00 | COMPLETED | C05 | Generating Facility Type-1: Solar Thermal; Generating Facility Fuel-1: Solar; MWs MW-1: 25 | 25 | Energy Only |  | Off-Peak Deliverability |  | SAN BERNARDINO | CA | SCE | NOL | Sandlot Substation 220kV | 2014-02-11 08:00 | 2015-10-22 07:00 | NA | Complete | Complete | NA | In Progress
PASTORIA ENERGY FACILITY | 911 | 2012-04-02 | 2012-04-02 07:00 | COMPLETED | C05 | Generating Facility Type-1: Combined Cycle; Generating Facility Fuel-1: Natural Gas; MWs MW-1: 50 | 50 | Full Capacity |  | Off-Peak Deliverability |  | KERN | CA | SCE | Northern | Pastoria Substation 220kV | 2014-01-01 08:00 | 2016-04-01 07:00 | NA | Complete | Complete | NA | Executed
LECU | 945 | 2013-04-18 | 2013-04-30 07:00 | COMPLETED | C06 | Generating Facility Type-1: Combined Cycle; Generating Facility Fuel-1: Natural Gas; MWs MW-1: 24 | 24 | Full Capacity |  | Off-Peak Deliverability |  | SAN JOAQUIN | CA | PGAE | None | Lodi STIG 230 kV Substation | 2014-01-08 08:00 | 2017-04-24 07:00 | NA | Complete | Complete | NA | Executed
MESQUITE SOLAR 2 | 952 | 2013-04-29 | 2013-04-30 07:00 | COMPLETED | C06 | Generating Facility Type-1: Photovoltaic; Generating Facility Fuel-1: Solar; MWs MW-1: 100.81 | 100.81 | Partial Capacity | 98 | Off-Peak Deliverability |  | MARICOPA | AZ | SDGE |  | Hassayampa Common Bus 500 kV | 2016-11-30 08:00 | 2017-10-12 07:00 | NA | Complete | Complete | NA | Executed
LOS MEDANOS ENERGY CENTER | 963 | 2013-04-30 | 2013-04-30 07:00 | COMPLETED | C06 | Generating Facility Type-1: Combustion Turbine; Generating Facility Fuel-1: Natural Gas; MWs MW-1: 72 | 72 | Full Capacity |  | Off-Peak Deliverability |  | CONTRA COSTA | CA | PGAE | None | Pittsburg Substation 115 kV bus | 2014-01-03 08:00 | 2019-03-04 08:00 | NA | Complete | Complete | NA | Executed
JAVA SOLAR | 965 | 2013-04-30 | 2013-04-30 07:00 | COMPLETED | C06 | Generating Facility Type-1: Photovoltaic; Generating Facility Fuel-1: Solar; MWs MW-1: 13.5 | 13.5 | Full Capacity |  | Off-Peak Deliverability |  | KINGS | CA | PGAE | None | Henrietta-GWF 115 kV Line | 2016-10-01 07:00 |  | NA | Complete | Complete | NA | Executed
PALOMAR ENERGY CENTER 2 | 968 | 2013-04-30 | 2013-04-30 07:00 | COMPLETED | C06 | Generating Facility Type-1: Combined Cycle; Generating Facility Fuel-1: Natural Gas; MWs MW-1: 35 | 35 | Full Capacity |  | Off-Peak Deliverability |  | SAN DIEGO | CA | SDGE |  | Palomar Energy Switchyard 230 kV | 2015-03-01 08:00 | 2021-07-30 07:00 | NA | Complete | Complete | NA | Executed
GARLAND | 971 | 2013-04-30 | 2013-04-30 07:00 | COMPLETED | C06 | Photovoltaic | Storage |  | Solar | Battery |  | 200 | 88 |  | 200 | Full Capacity |  | Off-Peak Deliverability |  | KERN | CA | SCE | Northern | Whirlwind Substation 220kV | 2016-05-30 07:00 | 2021-08-19 07:00 | NA | Complete | Complete | NA | Executed
RIO BRAVO SOLAR 2 | 972 | 2013-04-30 | 2013-04-30 07:00 | COMPLETED | C06 | Generating Facility Type-1: Photovoltaic; Generating Facility Fuel-1: Solar; MWs MW-1: 20 | 20 | Full Capacity |  | Off-Peak Deliverability |  | KERN | CA | PGAE | None | Midway-Temblor 115kV line | 2016-12-31 08:00 | 2016-12-29 08:00 | NA | Complete | Complete | NA | Executed
SUNSHINE VALLEY SOLAR 2 | 994 | 2013-05-01 | 2013-04-30 07:00 | COMPLETED | C06 | Generating Facility Type-1: Photovoltaic; Generating Facility Fuel-1: Solar; MWs MW-1: 50 | 50 | Full Capacity |  | Off-Peak Deliverability |  | NYE | NV | VEA |  | Valley Substation 138kV | 2016-12-31 08:00 | 2019-12-18 08:00 | NA | Complete | Complete | NA | Executed
PEARBLOSSOM SOLAR | 1003A | 2014-08-07 | 2013-04-30 07:00 | COMPLETED | C06 | Generating Facility Type-1: Photovoltaic; Generating Facility Fuel-1: Solar; MWs MW-1: 9.5 | 9.5 | Full Capacity |  | Off-Peak Deliverability |  | LOS ANGELES | CA | SCE | Northern | Vincent Substation 230kV | 2016-10-01 07:00 | 2016-12-29 08:00 | NA | None | Complete | NA | Executed
MERCED POWER | 1005 | 2014-01-21 | 2014-03-11 07:00 | COMPLETED | FT | Generating Facility Type-1: Steam Turbine; Generating Facility Fuel-1: Biofuel; MWs MW-1: 0.5 | 0.5 | Energy Only |  | Off-Peak Deliverability |  | MERCED | CA | PGAE |  | Merced #1 70kV Line | 2014-04-29 07:00 | 2014-07-30 07:00 | None | NA | NA | NA | Executed
DYER SUMMIT WIND REPOWER | 1010 | 2014-04-28 | 2014-04-30 07:00 | COMPLETED | C07 | Generating Facility Type-1: Wind Turbine; Generating Facility Fuel-1: Wind Turbine; MWs MW-1: 46.1 | 44.8 | Full Capacity |  | Off-Peak Deliverability |  | SAN JOAQUIN | CA | PGAE | None | Vasco-Herdlyn 60kV line | 2015-12-01 08:00 |  | NA | Complete | Complete | NA | Executed
RICHMOND STEAM TURBINE | 1016 | 2014-04-25 | 2014-04-30 07:00 | COMPLETED | C07 | Generating Facility Type-1: Steam Turbine; Generating Facility Fuel-1: Natural Gas; MWs MW-1: 0.01 | 0 | Energy Only |  | Off-Peak Deliverability |  | CONTRA COSTA | CA | PGAE |  | Standard Oil Switching Station 115kV | 2018-04-30 07:00 | 2019-04-11 07:00 | NA | Complete | Complete | NA | Executed
LITTLE BEAR SOLAR 1 | 1028 | 2014-04-30 | 2014-04-30 07:00 | COMPLETED | C07 | Generating Facility Type-1: Photovoltaic; Generating Facility Fuel-1: Solar; MWs MW-1: 20 | 20 | Full Capacity |  | Off-Peak Deliverability |  | FRESNO | CA | PGAE | None | Mendota Substation 115 kV | 2016-12-01 08:00 | 2020-12-02 08:00 | NA | Complete | Complete | NA | Executed
LITTLE BEAR SOLAR 2 | 1029 | 2014-04-30 | 2014-04-30 07:00 | COMPLETED | C07 | Generating Facility Type-1: Photovoltaic; Generating Facility Fuel-1: Solar; MWs MW-1: 20 | 20 | Full Capacity |  | Off-Peak Deliverability |  | FRESNO | CA | PGAE |  | Mendota Substation 115 kV | 2018-09-01 07:00 | 2020-12-02 08:00 | NA | Complete | Complete | NA | Executed
TRANQUILLITY 8 | 1032 | 2014-04-30 | 2014-04-30 07:00 | COMPLETED | C07 | Generating Facility Type-1: Photovoltaic; Generating Facility Fuel-1: Solar; MWs MW-1: 206.2 | 200 | Full Capacity |  | Off-Peak Deliverability |  | FRESNO | CA | PGAE | None | Tranquillity Switchyard 230kV | 2016-09-30 07:00 | 2018-04-17 07:00 | NA | Complete | Complete | NA | Executed
MUSTANG 2 | 1036 | 2014-04-30 | 2014-04-30 07:00 | COMPLETED | C07 | Generating Facility Type-1: Photovoltaic; Generating Facility Fuel-1: Solar; MWs MW-1: 153.4 | 150 | Full Capacity |  | Off-Peak Deliverability |  | KINGS | CA | PGAE | None | Mustang Switchyard 230 kV | 2016-09-30 07:00 | 2020-11-18 08:00 | NA | Complete | Complete | NA | Executed
ARLINGTON VALLEY SOLAR ENERGY 2 | 1040 | 2014-04-29 | 2014-04-30 07:00 | COMPLETED | C07 | Generating Facility Type-1: Photovoltaic; Generating Facility Fuel-1: Solar; MWs MW-1: 127 | 127 | Full Capacity |  | Off-Peak Deliverability |  | MARICOPA | AZ | SDGE |  | Hassayampa Common Bus 500 kV | 2014-01-03 08:00 | 2014-01-03 08:00 | NA | Complete | Complete | NA | Executed
MESQUITE SOLAR 3 | 1053 | 2014-04-30 | 2014-04-30 07:00 | COMPLETED | C07 | Generating Facility Type-1: Photovoltaic; Generating Facility Fuel-1: Solar; MWs MW-1: 152 | 152 | Full Capacity |  | Off-Peak Deliverability |  | MARICOPA | AZ | SDGE |  | Hassayampa Common Bus 500 kV | 2019-11-30 08:00 | 2019-10-17 07:00 | NA | Complete | Complete | NA | Executed
PIO PICO CAPACITY INCREASE (FKA PIO PICO ENERGY CENTER 2) | 1058 | 2014-04-30 | 2014-04-30 07:00 | COMPLETED | C07 | Generating Facility Type-1: Combustion Turbine; Generating Facility Fuel-1: Natural Gas; MWs MW-1: 10 | 10 | Full Capacity |  | Off-Peak Deliverability |  | SAN DIEGO | CA | SDGE |  | Otay Mesa Switchyard 230 kV | 2016-05-01 07:00 | 2016-12-14 08:00 | NA | Complete | Complete | NA | Executed
VISTA ENERGY STORAGE | 1061 | 2014-04-29 | 2014-04-30 07:00 | COMPLETED | C07 | Generating Facility Type-1: Storage; Generating Facility Fuel-1: Battery; MWs MW-1: 20 | 20 | Full Capacity |  | Off-Peak Deliverability |  | SAN DIEGO | CA | SDGE |  | Melrose Substation 69 kV | 2016-06-01 07:00 | 2018-06-26 07:00 | NA | Complete | Complete | NA | Executed
CENTRAL 40 | 1103 | 2015-04-30 | 2015-04-30 07:00 | COMPLETED | C08 | Generating Facility Type-1: Photovoltaic; Generating Facility Fuel-1: Solar; MWs MW-1: 40 | 40 | Full Capacity |  | Off-Peak Deliverability |  | STANISLAUS | CA | PGAE | None | Miller #1 115 kV line | 2017-08-01 07:00 | 2021-02-23 08:00 | NA | Complete | Complete | NA | Executed
BLACK DIAMOND ENERGY STORAGE | 1111 | 2015-04-30 | 2015-04-30 07:00 | COMPLETED | C08 | Generating Facility Type-1: Storage; Generating Facility Fuel-1: Battery; MWs MW-1: 200 | 200 | Full Capacity |  |  |  | CONTRA COSTA | CA | PGAE | None | Pittsburgh Substation 230kV | 2018-06-01 07:00 |  | NA | Complete | Complete | NA | Executed
AQUAMARINE WESTSIDE | 1117 | 2015-04-30 | 2015-04-30 07:00 | COMPLETED | C08 | Generating Facility Type-1: Photovoltaic; Generating Facility Fuel-1: Solar; MWs MW-1: 250 | 250 | Full Capacity |  | Off-Peak Deliverability |  | KINGS | CA | PGAE |  | Gates Substation 230 kV | 2019-06-18 07:00 | 2021-12-08 08:00 | NA | Complete | Complete | NA | Executed
LITTLE BEAR 3 | 1127 | 2015-04-28 | 2015-04-30 07:00 | COMPLETED | C08 | Generating Facility Type-1: Photovoltaic; Generating Facility Fuel-1: Solar; MWs MW-1: 20.44 | 20 | Full Capacity |  | Off-Peak Deliverability |  | FRESNO | CA | PGAE | None | Mendota Substation 115kV | 2020-08-01 07:00 | 2020-12-02 08:00 | NA | Complete | Complete | NA | Executed
LITTLE BEAR 4 | 1128 | 2015-04-28 | 2015-04-30 07:00 | COMPLETED | C08 | Generating Facility Type-1: Photovoltaic; Generating Facility Fuel-1: Solar; MWs MW-1: 103.09 | 100 | Full Capacity |  | Off-Peak Deliverability |  | FRESNO | CA | PGAE | Fresno | Mendota Substation 115kV | 2020-12-01 08:00 | 2020-12-02 08:00 | NA | Complete | Complete | NA | Executed
SLATE | 1158 | 2015-04-29 | 2015-04-30 07:00 | COMPLETED | C08 | Photovoltaic | Storage |  | Solar | Battery |  | 308.5 | 308.7 |  | 300 | Full Capacity |  | Off-Peak Deliverability |  | KINGS | CA | PGAE | Fresno | Mustang Switching Station 230kV | 2018-12-31 08:00 |  | NA | Complete | Complete | NA | Executed
SUN STREAMS SOLAR 2 | 1189 | 2015-04-28 | 2015-04-30 07:00 | COMPLETED | C08 | Generating Facility Type-1: Photovoltaic; Generating Facility Fuel-1: Solar; MWs MW-1: 150 | 150 | Full Capacity |  | Off-Peak Deliverability |  | MARICOPA | AZ | SDGE |  | Hassayampa Common Bus 500 kV | 2020-01-31 08:00 | 2021-06-25 07:00 | NA | Complete | Complete | NA | Executed
VALLEY CENTER ENERGY STORAGE | 1191 | 2015-04-30 | 2015-04-30 07:00 | COMPLETED | C08 | Generating Facility Type-1: Storage; Generating Facility Fuel-1: Battery; MWs MW-1: 119 | 120 | Partial Capacity | 87 | Off-Peak Deliverability |  | SAN DIEGO | CA | SDGE |  | Valley Center Substation 69 kV | 2018-10-01 07:00 | 2021-12-16 08:00 | NA | Complete | Complete | NA | Executed
SPI SONORA | 1283 | 2016-04-28 | 2016-05-02 07:00 | COMPLETED | C09 | Generating Facility Type-1: Cogeneration; Generating Facility Fuel-1: Biofuel; MWs MW-1: 10.9 | 7.5 | Full Capacity |  | Off-Peak Deliverability |  | TUOLUMNE | CA | PGAE | Northern | Donnels-Curtis at PG&E switch 183 115vK | 2017-06-05 07:00 | 2018-04-12 07:00 | NA | Complete | Complete | NA
VISTA ENERGY STORAGE 2 | 1294 | 2016-04-30 | 2016-05-02 07:00 | COMPLETED | C09 | Generating Facility Type-1: Storage; Generating Facility Fuel-1: Battery; MWs MW-1: 20 | 20 | Full Capacity |  | Off-Peak Deliverability |  | SAN DIEGO | CA | SDGE |  | Melrose Substation 69 kV | 2019-08-01 07:00 | 2018-06-26 07:00 | NA | Complete | Complete | NA | Executed
TROPICO SOLAR | 1329 | 2016-04-29 | 2016-05-02 07:00 | COMPLETED | C09 | Photovoltaic | Storage |  | Solar | Battery |  | 112.266 | 70 |  | 110 | Partial Capacity | 92 | Off-Peak Deliverability |  | KERN | CA | SCE | Northern | Whirlwind Substation 230 kV | 2021-12-01 08:00 |  | NA | Complete | Complete | NA | Executed
PIO PICO PLUS | 1348 | 2017-02-03 | 2017-02-06 08:00 | COMPLETED | ISP | Generating Facility Type-1: Gas Turbine; Generating Facility Fuel-1: Natural Gas; MWs MW-1: 18 | 18 | Full Capacity |  | Off-Peak Deliverability |  | USA | CA | SDGE |  | Otay Mesa Switchyard 230 kV | 2017-11-05 07:00 | 2017-10-17 07:00 | NA |  |  | NA | Executed
ELKHORN ENERGY STORAGE | 1374 | 2017-05-01 | 2017-05-01 07:00 | COMPLETED | C10 | Generating Facility Type-1: Storage; Generating Facility Fuel-1: Battery; MWs MW-1: 189 | 182.5 | Full Capacity |  | Off-Peak Deliverability |  | MONTEREY | CA | PGAE | Fresno | Moss Landing Substation 115kV | 2020-10-31 07:00 | 2022-04-07 07:00 | NA | Complete | Complete | NA | Filed Unexecuted
MOUNTAINVIEW GENERATING STATION PMAX INCREASE | 1407 | 2017-04-06 | 2017-05-01 07:00 | COMPLETED | C10 | Generating Facility Type-1: Combined Cycle; Generating Facility Fuel-1: Natural Gas; MWs MW-1: 38 | 38 | Full Capacity |  | Off-Peak Deliverability |  | SAN BERNARDINO | CA | SCE | Eastern | San Bernardino Substation 230kV | 2019-03-01 08:00 | 2019-10-17 07:00 | NA | Complete | Complete | NA | Executed
HIGH 5 SOLAR | 1414 | 2017-04-28 | 2017-05-01 07:00 | COMPLETED | C10 | Photovoltaic | Storage |  | Solar | Battery |  | 100 | 50 |  | 100 | Full Capacity |  | Off-Peak Deliverability |  | SAN BERNARDINO | CA | SCE | NOL | Victor Substation 230kV | 2019-12-29 08:00 | 2021-12-08 08:00 | NA | Complete | Complete | NA | Executed
TOP GUN ENERGY STORAGE | 1434 | 2017-04-28 | 2017-05-01 07:00 | COMPLETED | C10 | Generating Facility Type-1: Storage; Generating Facility Fuel-1: Battery; MWs MW-1: 30 | 30 | Full Capacity |  | Off-Peak Deliverability |  | SAN DIEGO | CA | SDGE |  | Miramar GT Substation 69 kV | 2019-12-31 08:00 | 2021-06-30 07:00 | NA | Complete | Complete | NA | Executed
WIND WALL MONOLITH 1 | 1439 | 2018-04-30 | 2018-04-17 07:00 | COMPLETED | FT | Generating Facility Type-1: Wind Turbine; Generating Facility Fuel-1: Wind Turbine; MWs MW-1: 4.96 | 4.96 | Full Capacity |  | Off-Peak Deliverability | Group 1a |  |  | SCE | Northern | Vincent Substation 220kV | 2019-12-15 08:00 | 2021-03-30 07:00 | Offered | NA | NA | NA | Executed
WIND WALL MONOLITH 2 | 1440 | 2018-04-30 | 2018-04-17 07:00 | COMPLETED | FT | Generating Facility Type-1: Wind Turbine; Generating Facility Fuel-1: Wind Turbine; MWs MW-1: 3.7 | 3.7 | Full Capacity |  | Off-Peak Deliverability | Group 1a | KERN | CA | SCE | Northern | Vincent Substation 220kV | 2019-12-15 08:00 | 2021-03-30 07:00 | Offered | NA | NA | NA | Executed
DALLAS ENERGY STORAGE | 1472 | 2018-04-11 | 2018-04-18 07:00 | COMPLETED | C11 | Generating Facility Type-1: Storage; Generating Facility Fuel-1: Battery; MWs MW-1: 500 | 400 | Full Capacity |  | Off-Peak Deliverability |  | MONTEREY | CA | PGAE | Fresno | Moss Landing Substation 500kV | 2020-12-01 08:00 | 2021-07-28 07:00 | NA | Complete | Complete | NA | Executed
PLANO STORAGE | 1540 | 2019-03-05 | 2019-05-07 07:00 | COMPLETED | ISP | Generating Facility Type-1: Storage; Generating Facility Fuel-1: Battery; MWs MW-1: 365 | 350 | Full Capacity |  |  |  | MONTEREY | CA | PGAE | Northern | Moss Landing Substation 500kV | 2021-12-01 08:00 |  | NA | Complete | Complete | NA | Executed
RESAVA ENERGY STORAGE | 1675 | 2019-04-05 | 2019-04-15 07:00 | COMPLETED | C12 | Generating Facility Type-1: Storage; Generating Facility Fuel-1: Battery; MWs MW-1: 20 | 20 | Energy Only |  | Off-Peak Deliverability |  | SAN DIEGO | CA | SDGE |  | Valley Center Substation 69 kV | 2021-12-31 08:00 | 2021-12-16 08:00 | NA | Complete | Complete | NA
POINT WIND FAST TRACK | 1679 | 2020-03-30 | 2020-04-14 07:00 | COMPLETED | FT | Generating Facility Type-1: Wind Turbine; Generating Facility Fuel-1: Wind Turbine; MWs MW-1: 1.62 | 1.5374 | Energy Only |  | Off-Peak Energy Only |  | KERN | CA | SCE | Northern | Vincent Sub | 2020-11-01 07:00 | 2021-03-30 07:00 |  | NA | NA | NA | Executed
RE GARLAND | 1680 | 2020-01-29 | 2020-05-13 07:00 | COMPLETED | FT | Generating Facility Type-1: Photovoltaic; Generating Facility Fuel-1: Solar; MWs MW-1: 5 | 3 | Energy Only |  | Off-Peak Energy Only |  | KERN | CA | SCE | Northern | Whirlwind Substation | 2019-08-03 07:00 | 2021-08-19 07:00 |  | NA | NA | NA
HIGH DESERT POWER PLANT UPDATE | 1829 | 2020-11-11 | 2020-12-14 08:00 | COMPLETED | ISP | Generating Facility Type-1: Combined Cycle; Generating Facility Fuel-1: Natural Gas; MWs MW-1: 100 | 100 | Partial Capacity | 51 |  | Group 1a | SAN BERNARDINO | CA | SCE | NOL | Victor Substation | 2021-07-01 07:00 | 2021-08-09 07:00 | NA |  |  | NA | Executed
CHULA VISTA ENERGY CENTER EXPANSION | 1834 | 2021-03-02 | 2021-03-02 08:00 | COMPLETED | FT | Generating Facility Type-1: Gas Turbine; Generating Facility Fuel-1: Natural Gas; MWs MW-1: 2.8 | 2.8 | Energy Only |  |  | Group C | SAN DIEGO | CA | SDGE |  | Otay Substation 69 kV | 2021-05-14 07:00 | 2022-05-14 07:00 |  | NA | NA | NA | Executed
The contents of these pages are subject to change without notice. Decisions based on information contained within the California ISO's web site are the visitor's sole responsibility.

## Withdrawn Generation Projects
Report Run Date: 08/08/2023
The California ISO Controlled Grid Generation Queue for All: Withdrawn
[7 empty] | Generating Facility | [5 empty] | MWs |  |  |  | Deliverability Status |  | Location |  | Point of Interconnection |  |  |  | Study Availability
Project Name - Confidential | Queue Position | Interconnection Request Receive Date | Queue Date | Application Status | Withdrawn Date | Study Process | Type-1 | Type-2 | Type-3 | Fuel-1 | Fuel-2 | Fuel-3 | MW-1 | MW-2 | MW-3 | Net MWs to Grid | Full Capacity, Partial or Energy Only (FC/P/EO) | Off-Peak Deliverability and Economic Only | County | State | Utility | Station or Transmission Line | Proposed On-line Date (as filed with IR) | Current On-line Date | Feasibility Study or Supplemental Review | System Impact Study or Phase I Cluster Study | Facilities Study (FAS) or Phase II Cluster Study | Optional Study (OS) | Interconnection Agreement Status | Reason for Withdrawal
ENCINA GENERATING PROJECT (PH. 1 AND 2) | 5 | 2000-08-09 | 2000-08-09 07:00 | WITHDRAWN |  | Pre- Amend. 39 | Generating Facility Type-1: Combined Cycle; Generating Facility Fuel-1: Natural Gas; MWs MW-1: 900 | 900 |  |  | SAN DIEGO | CA | SDGE | Encina Power Plant Switchyard | 2003-06-30 07:00 | 2008-06-01 07:00 |  | Complete
TESLA POWER PLANT | 6 | 2007-08-24 | 2000-08-23 07:00 | WITHDRAWN | 2011-06-16 17:57 | Serial LGIP | Generating Facility Type-1: Combined Cycle; Generating Facility Fuel-1: Natural Gas; MWs MW-1: 1156 | 1156 |  |  | SAN JOAQUIN | CA | PGAE | Tesla Sub 230kV Bus E | 2008-06-01 07:00 | 2014-11-30 08:00 | Waived | Complete | Complete | Complete
SAN DIEGO COMMUNITY POWER GENERATING STATION | 8 | 2000-11-28 | 2000-11-28 08:00 | WITHDRAWN |  | Pre- Amend. 39 | Generating Facility Type-1: Combined Cycle; Generating Facility Fuel-1: Natural Gas; MWs MW-1: 750 | 750 |  |  | SAN DIEGO | CA | SDGE | Sycamore Canyon Substation | 2004-06-01 07:00 | 2010-12-31 08:00 |  | Complete | Re-Study |  | In Progress
MORRO BAY MODERNIZATION PROJECT | 9 | 2000-12-01 | 2000-12-01 08:00 | WITHDRAWN |  | Pre- Amend. 39 | Generating Facility Type-1: Combined Cycle; Generating Facility Fuel-1: Natural Gas; MWs MW-1: 1200 | 1200 |  |  | SAN LUIS OBISPO | CA | PGAE | Morro Bay Substation | 2008-01-01 08:00 | 2008-01-01 08:00 |  | Complete | Complete |  | Executed
AVENAL ENERGY PROJECT | 10 | 2001-05-02 | 2001-05-02 07:00 | WITHDRAWN |  | Pre- Amend. 39 | Generating Facility Type-1: Combined Cycle; Generating Facility Fuel-1: Natural Gas; MWs MW-1: 620 | 620 |  |  | KINGS | CA | PGAE | Gates Substation (Arco - Gates 230 kV line) | 2009-01-01 08:00 | 2009-07-01 07:00 |  | Complete | Complete |  | Executed
DESERT POWER WIND PROJECT | 11 | 2002-10-14 | 2002-10-23 07:00 | WITHDRAWN |  | AMEND 39 | Generating Facility Type-1: Wind Turbine; Generating Facility Fuel-1: Wind Turbine; MWs MW-1: 63 | 63 |  |  | SAN BERNARDINO | CA | SCE | Wheaton Substation | 2004-12-01 08:00 | 2008-03-01 08:00 |  | Complete | Complete |  | Executed
ARGONAUT WIND PROJECT | 15 | 2002-12-31 | 2003-01-17 08:00 | WITHDRAWN |  | AMEND 39 | Generating Facility Type-1: Wind Turbine; Generating Facility Fuel-1: Wind Turbine; MWs MW-1: 50 | 50 |  |  | SAN BERNARDINO | CA | SCE | Mountain Pass | 2004-09-01 07:00 | 2010-01-01 08:00 |  | Complete | Complete
PACIFIC RENEWABLE ENERGY GENERATION LLC (FKA LOMPOC WIND POWER PROJECT) | 16 | 2003-03-11 | 2003-03-11 08:00 | WITHDRAWN |  | AMEND 39 | Generating Facility Type-1: Wind Turbine; Generating Facility Fuel-1: Wind Turbine; MWs MW-1: 55.5 | 55.5 |  |  | SANTA BARBARA | CA | PGAE | Divide-Cabrillo #2 115kV line tap | 2006-06-01 07:00 | 2015-12-31 08:00 |  | Complete | Complete |  | Executed
SONORAN 2 | 17 | 2003-03-18 | 2003-03-18 08:00 | WITHDRAWN |  | AMEND 39 | Generating Facility Type-1: Photovoltaic; Generating Facility Fuel-1: Solar; MWs MW-1: 520 | 520 |  |  | RIVERSIDE | CA | SCE | Colorado River Substation 500kV bus | 2006-01-01 08:00 | 2021-01-02 08:00 |  | Complete | Complete |  | Executed
FAIRMONT WIND GENERATION PROJECT | 18 | 2003-04-15 | 2003-04-15 07:00 | WITHDRAWN |  | AMEND 39 | Generating Facility Type-1: Wind Turbine; Generating Facility Fuel-1: Wind Turbine; MWs MW-1: 200 | 200 |  |  | LOS ANGELES | CA | SCE | Antelope | 2005-12-31 08:00 | 2007-12-12 08:00 |  | Complete | Complete |  | In Progress
CUYAPAIPE WIND POWER PROJECT | 25 | 2004-02-05 | 2004-02-05 08:00 | WITHDRAWN |  | AMEND 39 | Generating Facility Type-1: Wind Turbine; Generating Facility Fuel-1: Wind Turbine; MWs MW-1: 117 | 117 |  |  | SAN DIEGO | CA | SDGE | Crestwood | 2005-06-06 07:00 | 2007-06-01 07:00
SAN DIEGO WIND #2 - PHASE I | 26 | 2004-02-12 | 2004-02-12 08:00 | WITHDRAWN |  | AMEND 39 | Generating Facility Type-1: Wind Turbine; Generating Facility Fuel-1: Wind Turbine; MWs MW-1: 36 | 36 |  |  | SAN DIEGO | CA | SDGE | Crestwood | 2006-04-01 08:00 | 2008-01-01 08:00
SOUTH BAY REPLACEMENT - OPTION 1 | 27 | 2004-02-23 | 2004-02-23 08:00 | WITHDRAWN |  | AMEND 39 | Generating Facility Type-1: Combined Cycle; Generating Facility Fuel-1: Natural Gas; MWs MW-1: 650 | 650 |  |  | SAN DIEGO | CA | SDGE | 230/138/69 kV South Bay (650 MW CC) | 2010-01-01 08:00 | 2010-01-01 08:00 |  | Complete | Complete |  | In Progress
S. F. ELECTRIC RELIABILITY GENERATING PLANT | 28 | 2004-02-25 | 2004-02-25 08:00 | WITHDRAWN |  | AMEND 39 | Generating Facility Type-1: Combustion Turbine; Generating Facility Fuel-1: Natural Gas; MWs MW-1: 145.1 | 145.1 |  |  | SAN FRANCISCO | CA | PGAE | Potrero 115 kV Sub | 2006-12-01 08:00 | 2008-06-01 07:00 |  | Complete | Complete |  | Executed
GEYSERS WIND PROJECT | 29 | 2004-03-08 | 2004-03-29 08:00 | WITHDRAWN |  | AMEND 39 | Generating Facility Type-1: Wind Turbine; Generating Facility Fuel-1: Wind Turbine; MWs MW-1: 201 | 201 |  |  | LAKE/SONOMA | CA | PGAE | Collector Sub at Geysers #17 Fulton 230 kV line | 2006-12-01 08:00 | 2009-07-01 07:00 |  | Complete | Re-Study |  | In Progress
SAN FRANCISCO AIRPORT ELECTRIC RELIABILITY PLANT | 30 | 2004-04-26 | 2004-04-26 07:00 | WITHDRAWN |  | AMEND 39 | Generating Facility Type-1: Combustion Turbine; Generating Facility Fuel-1: Natural Gas; MWs MW-1: 48.7 | 48.7 |  |  | SAN FRANCISCO | CA | PGAE | SF Airport Substation | 2006-06-01 07:00 | 2008-06-01 07:00 |  | Complete | Complete |  | Executed
BARREN RIDGE WIND PROJECT | 31 | 2004-04-12 | 2004-05-11 07:00 | WITHDRAWN |  | AMEND 39 | Generating Facility Type-1: Wind Turbine; Generating Facility Fuel-1: Wind Turbine; MWs MW-1: 201 | 201 |  |  | KERN | CA | SCE | Monolith Substation | 2007-12-31 08:00 | 2010-06-01 07:00 |  | Complete
BARREN RIDGE II | 34 | 2004-07-19 | 2004-07-19 07:00 | WITHDRAWN |  | AMEND 39 | Generating Facility Type-1: Wind Turbine; Generating Facility Fuel-1: Wind Turbine; MWs MW-1: 300 | 300 |  |  | KERN | CA | SCE | Monolith Substation | 2007-07-01 07:00 | 2011-07-01 07:00 |  | Complete
WELLHEAD POWER FIREBAUGH | 35 | 2004-10-25 | 2004-10-25 07:00 | WITHDRAWN |  | AMEND 39 | Generating Facility Type-1: Combustion Turbine; Generating Facility Fuel-1: Natural Gas; MWs MW-1: 49.9 | 49.9 |  |  | FRESNO | CA | PGAE | 115 KV Panoche Sub | 2006-05-31 07:00 | 2006-05-31 07:00 |  | Complete | Complete |  | In Progress
WELLHEAD POWER LATHROP | 36 | 2004-11-01 | 2004-11-01 08:00 | WITHDRAWN |  | AMEND 39 | Generating Facility Type-1: Combustion Turbine; Generating Facility Fuel-1: Natural Gas; MWs MW-1: 99.9 | 99.9 |  |  | STANISLAUS | CA | PGAE | 115 kV Tesla - Stockton Cogen Trans. Line. | 2006-05-31 07:00 | 2006-05-31 07:00 |  | Complete | Complete |  | In Progress
RIPON GENERATION | 37 | 2004-11-08 | 2004-11-08 08:00 | WITHDRAWN |  | AMEND 39 | Generating Facility Type-1: Combustion Turbine; Generating Facility Fuel-1: Natural Gas; MWs MW-1: 74.9 | 74.9 |  |  | SAN JOAQUIN | CA | PGAE | Tesla Substation | 2007-01-01 08:00 | 2011-12-31 08:00 |  | Complete | Complete |  | Executed
EASTSHORE ENERGY FACILITY PROJECT | 40 | 2004-10-19 | 2004-11-11 08:00 | WITHDRAWN |  | AMEND 39 | Generating Facility Type-1: Combustion Turbine; Generating Facility Fuel-1: Natural Gas; MWs MW-1: 118 | 118 |  |  | ALAMEDA | CA | PGAE | Eastshore Substation | 2007-05-01 07:00 | 2009-10-01 07:00 |  | Complete | Complete |  | Executed
PASTORIA EXPANSION | 41 | 2004-11-09 | 2004-11-18 08:00 | WITHDRAWN |  | AMEND 39 | Generating Facility Type-1: Combustion Turbine; Generating Facility Fuel-1: Natural Gas; MWs MW-1: 157 | 157 |  |  | KERN | CA | SCE | Pastoria Substation | 2006-07-31 07:00 | 2011-06-01 07:00 |  | Complete | Complete
WELLHEAD POWER MCCALL | 42 | 2004-11-24 | 2004-11-26 08:00 | WITHDRAWN |  | AMEND 39 | Generating Facility Type-1: Combustion Turbine; Generating Facility Fuel-1: Natural Gas; MWs MW-1: 300 | 300 |  |  | FRESNO | CA | PGAE | McCall Substation | 2007-05-31 07:00 | 2013-03-31 07:00 |  | Complete | Complete |  | Executed
ALBION P3 | 43 | 2004-11-29 | 2004-11-29 08:00 | WITHDRAWN |  | AMEND 39 | Generating Facility Type-1: Combustion Turbine; Generating Facility Fuel-1: Natural Gas; MWs MW-1: 168.7 | 168.7 |  |  | SAN JOAQUIN | CA | PGAE | Tesla-Bellota 230 kV line | 2008-01-01 08:00 | 2007-10-01 07:00 |  | Complete |  |  | In Progress
LOWLANDS P3 | 44 | 2004-11-29 | 2004-11-29 08:00 | WITHDRAWN |  | AMEND 39 | Generating Facility Type-1: Combustion Turbine; Generating Facility Fuel-1: Natural Gas; MWs MW-1: 126.5 | 126.5 |  |  | MADERA | CA | PGAE | Borden Substation 230 kV Bus | 2008-01-01 08:00 | 2007-10-01 07:00 |  | Complete | Complete
EAST ALTAMONT ENERGY CENTER - OPTION 2 | 46 | 2004-12-01 | 2004-12-01 08:00 | WITHDRAWN |  | AMEND 39 | Generating Facility Type-1: Combustion Turbine; Generating Facility Fuel-1: Natural Gas; MWs MW-1: 531 | 531 |  |  | CONTRA COSTA | CA | PGAE | Tesla-Tracy #1 230 kV Line - Tracy Sub | 2006-07-31 07:00 | 2008-07-31 07:00 |  | Complete | Complete
BULLARD ENERGY CENTER | 47 | 2004-12-01 | 2004-12-01 08:00 | WITHDRAWN |  | AMEND 39 | Generating Facility Type-1: Combustion Turbine; Generating Facility Fuel-1: Natural Gas; MWs MW-1: 200.6 | 200.6 |  |  | FRESNO | CA | PGAE | Herndon - Kearney 230 kV line | 2008-06-30 07:00 | 2008-06-30 07:00 |  | Complete | Complete |  | In Progress
BRIDGEVIEW ENERGY FACILITY | 48 | 2004-12-01 | 2004-12-01 08:00 | WITHDRAWN |  | AMEND 39 | Generating Facility Type-1: Combustion Turbine; Generating Facility Fuel-1: Natural Gas; MWs MW-1: 590 | 590 |  |  | CONTRA COSTA | CA | PGAE | Contra Costa Power Plant 230 kV Substation | 2008-01-01 08:00 | 2008-10-01 07:00 |  | Complete | Complete |  | In Progress
ROCKLIN PEAKER | 53 | 2004-12-01 | 2004-12-22 08:00 | WITHDRAWN |  | AMEND 39 | Generating Facility Type-1: Combustion Turbine; Generating Facility Fuel-1: Natural Gas; MWs MW-1: 116.8 | 116.8 |  |  | PLACER | CA | PGAE | Pleasant Grove Sub Station | 2008-06-01 07:00 | 2008-06-01 07:00 |  | Complete | Complete |  | In Progress
COPPER MOUNTAIN PROJECT | 56 | 2004-12-21 | 2005-01-25 08:00 | WITHDRAWN |  | AMEND 39 | Generating Facility Type-1: Combined Cycle; Generating Facility Fuel-1: Natural Gas; MWs MW-1: 634 | 634 |  |  | CLARK | NV | SCE | El Dorado 230 kV Substation | 2007-06-01 07:00 | 2009-08-01 07:00 |  | Complete | Complete
GREEN BORDERS GEOTHERMAL | 58 | 2005-01-25 | 2005-02-22 08:00 | WITHDRAWN |  | AMEND 39 | Generating Facility Type-1: Steam Turbine; Generating Facility Fuel-1: Geothermal; MWs MW-1: 62 | 62 |  |  | MINERAL | NV | SCE | Control 115kV Substation | 2007-10-07 07:00 | 2012-02-01 08:00 |  | Complete | Complete |  | Executed
HENRIETTA II | 59 | 2005-03-25 | 2005-03-28 08:00 | WITHDRAWN |  | AMEND 39 | Generating Facility Type-1: Combustion Turbine; Generating Facility Fuel-1: Natural Gas; MWs MW-1: 97.2 | 97.2 |  |  | KINGS | CA | PGAE | Henrietta Substantion 70 kV | 2008-01-01 08:00 | 2008-01-01 08:00 |  | Complete | Complete |  | In Progress
SOUTH KERN FRONT COGEN | 60 | 2005-03-28 | 2005-03-28 08:00 | WITHDRAWN |  | AMEND 39 | Generating Facility Type-1: Combustion Turbine; Generating Facility Fuel-1: Natural Gas; MWs MW-1: 94 | 94 |  |  | KERN | CA | PGAE | Kern Oil Substation 115 kV | 2007-03-31 07:00 | 2015-10-31 07:00 |  | Complete | Complete |  | Executed
WELLHEAD POWER HUMBOLDT | 62 | 2005-03-28 | 2005-04-13 07:00 | WITHDRAWN |  | AMEND 39 | Generating Facility Type-1: Combined Cycle; Generating Facility Fuel-1: Natural Gas; MWs MW-1: 166.5 | 166.5 |  |  | HUMBOLDT | CA | PGAE | Humboldt Bay-Humboldt #1 115 kV | 2007-05-31 07:00 | 2007-06-01 07:00
WILBUR POWER CC | 63 | 2005-03-25 | 2005-04-18 07:00 | WITHDRAWN |  | AMEND 39 | Generating Facility Type-1: Combined Cycle; Generating Facility Fuel-1: Natural Gas; MWs MW-1: 158 | 158 |  |  | CONTRA COSTA | CA | PGAE | Contra Costa (230 kV) | 2008-01-01 08:00 | 2008-01-01 08:00 |  | Complete | Re-Study |  | In Progress
HUMBOLDT ENERGY FACILITY (AGILE ENERGY) | 64 | 2005-03-30 | 2005-04-28 07:00 | WITHDRAWN |  | AMEND 39 | Generating Facility Type-1: Combustion Turbine; Generating Facility Fuel-1: Natural Gas; MWs MW-1: 147 | 147 |  |  | HUMBOLDT | CA | PGAE | Humboldt Bay Power Plant Sub | 2008-05-01 07:00 | 2008-03-01 08:00 |  | Complete
LONG BEACH PEAKER PROJECT | 65 | 2005-05-06 | 2005-05-06 07:00 | WITHDRAWN |  | AMEND 39 | Generating Facility Type-1: Combustion Turbine; Generating Facility Fuel-1: Natural Gas; MWs MW-1: 424.8 | 424.8 |  |  | LOS ANGELES | CA | SCE | Long Beach Gen Station 220kv switchyard | 2007-01-01 08:00 | 2010-06-01 07:00 |  | Complete | Complete
K ROAD CALICO SOLAR LLC (KRCS) (FKA CALICO SOLAR 1; SES SOLAR ONE) | 68 | 2005-03-30 | 2005-05-11 07:00 | WITHDRAWN | 2013-06-04 22:43 | Serial LGIP | Generating Facility Type-1: Photovoltaic; Generating Facility Fuel-1: Solar; MWs MW-1: 850 | 850 |  |  | SAN BERNARDINO | CA | SCE | Pisgah Sub 230 kV Bus | 2009-12-31 08:00 | 2013-03-31 07:00 | Waived | Complete | Complete | Complete |  | None
FONTANA ENERGY CENTER | 69 | 2005-05-06 | 2005-06-07 07:00 | WITHDRAWN |  | AMEND 39 | Generating Facility Type-1: Combustion Turbine; Generating Facility Fuel-1: Natural Gas; MWs MW-1: 527 | 527 |  |  | SAN BERNARDINO | CA | SCE | Etiwanda 230kV Substation | 2008-08-01 07:00 | 2008-08-01 07:00 |  | Complete
RELIANT ENERGY BIGHORN | 71 |  | 2005-06-15 07:00 | WITHDRAWN | 2006-01-11 08:00 | Serial LGIP | Generating Facility Type-1: Combined Cycle; Generating Facility Fuel-1: Natural Gas; MWs MW-1: 591 | 591 |  |  | CLARK | NV | SCE | Eldorado 500/230kV Substation | 2007-02-28 08:00 | 2007-01-31 08:00 | None | None | None | None
BARREN RIDGE II ALTERNATIVE | 77 | 2010-12-14 | 2005-08-22 07:00 | WITHDRAWN | 2011-02-08 08:00 | TC | Generating Facility Type-1: Wind Turbine; Generating Facility Fuel-1: Wind Turbine; MWs MW-1: 300 | 300 | Full Capacity |  | KERN | CA | SCE | TBD Bakersfield | 2007-11-30 08:00 | 2007-11-30 08:00 | NA | None | None | NA
SES SOLAR TWO) | 78 | 2005-08-31 | 2005-08-31 07:00 | WITHDRAWN | 2012-03-02 20:50 | Serial LGIP | Generating Facility Type-1: Photovoltaic; Generating Facility Fuel-1: Solar; MWs MW-1: 300 | 300 |  |  | IMPERIAL | CA | SDGE | Imperial Valley Sub 230kV Bus | 2009-12-31 08:00 | 2012-05-31 07:00 | Waived | Complete | Complete | None
VERNON POWER PLANT | 80 | 2005-09-12 | 2005-09-12 07:00 | WITHDRAWN | 2009-09-28 07:00 | Serial LGIP | Generating Facility Type-1: Combined Cycle; Generating Facility Fuel-1: Natural Gas; MWs MW-1: 610 | 610 |  |  | LOS ANGELES | CA | SCE | Laguna Bell Sub 230 kV Bus | 2008-07-31 07:00 | 2012-05-31 07:00 | Required | Complete | Re-Study | None
PALCO | 82 | 2005-06-10 | 2005-09-14 07:00 | WITHDRAWN | 2011-08-05 19:34 | Serial LGIP | Generating Facility Type-1: Steam Turbine; Generating Facility Fuel-1: Biofuel; MWs MW-1: 6.8 | 6.8 |  |  | HUMBOLDT | CA | PGAE | Rio Dell Substation 60kV | 2006-01-01 08:00 | 2006-01-01 08:00 | None | Complete | None | None
WEST FRY WIND ENERGY PROJECT | 83 | 2005-09-16 | 2005-09-16 07:00 | WITHDRAWN | 2008-10-08 07:00 | Serial LGIP | Generating Facility Type-1: Wind Turbine; Generating Facility Fuel-1: Wind Turbine; MWs MW-1: 60 | 60 |  |  | SAN BERNARDINO | CA | SCE | Lugo-Pisgah No. 2 230 kV tran line | 2008-12-31 08:00 | 2010-06-01 07:00 | Required | Complete | None | None
WINDSTAR I | 85 | 2005-12-28 | 2005-12-28 08:00 | WITHDRAWN | 2008-03-26 07:00 | Serial LGIP | Generating Facility Type-1: Wind Turbine; Generating Facility Fuel-1: Wind Turbine; MWs MW-1: 120 | 120 |  |  | KERN | CA | SCE | Segment 3 230 Collector Loop Tehachapi | 2007-12-31 08:00 | 2009-12-31 08:00 | Waived | Complete | Withdrawn | None
CAITHNESS 251 WIND REPOWER | 86A | 2006-01-20 | 2006-01-20 08:00 | WITHDRAWN | 2012-12-04 19:39 | Serial LGIP | Generating Facility Type-1: Wind Turbine; Generating Facility Fuel-1: Wind Turbine; MWs MW-1: 33.1 | 33.1 |  |  | KERN | CA | SCE | Vincent Substation | 2008-01-01 08:00 | 2015-01-01 08:00 | Waived | Complete | Complete | None
CAITHNESS RIDGETOP WIND REPOWER | 86B | 2006-01-20 | 2006-01-20 08:00 | WITHDRAWN | 2012-12-04 19:39 | Serial LGIP | Generating Facility Type-1: Wind Turbine; Generating Facility Fuel-1: Wind Turbine; MWs MW-1: 34 | 34 |  |  | KERN | CA | SCE | Canwind Substation 66kV | 2008-01-01 08:00 | 2015-01-01 08:00 | Waived | Complete | Complete | None
DIABLO CANYON P.P. #1 UNIT | 87 | 2010-12-14 | 2006-02-03 08:00 | WITHDRAWN | 2010-12-14 08:00 | TC | Generating Facility Type-1: Steam Turbine; Generating Facility Fuel-1: Nuclear; MWs MW-1: 28 | 28 | Full Capacity |  | SAN LUIS OBISPO | CA | PGAE | Diablo Canyon Substation Circuit Breakers 532 and 632 | 2005-12-08 08:00 | 2005-12-08 08:00 | NA | None | None | NA
CARSON HYDROGEN POWER PROJECT (CHPP) | 88 | 2006-02-10 | 2006-02-10 08:00 | WITHDRAWN | 2008-02-14 08:00 | Serial LGIP | Generating Facility Type-1: Combined Cycle; Generating Facility Fuel-1: Natural Gas; MWs MW-1: 613.5 | 613.5 |  |  | LOS ANGELES | CA | SCE | Hinson Sub 230 kV bus | 2011-07-01 07:00 | 2011-07-01 07:00 | Waived | Re-Study | None | None
VICTORVILLE 2 | 89 | 2006-02-13 | 2006-02-13 08:00 | WITHDRAWN | 2010-10-07 07:00 | Serial LGIP | Generating Facility Type-1: Combined Cycle; Generating Facility Fuel-1: Natural Gas; MWs MW-1: 570 | 570 |  |  | SAN BERNARDINO | CA | SCE | Victorville Substation | 2009-07-01 07:00 | 2012-07-01 07:00 | Required | Re-Study | Complete | None
MMC CHULA VISTA EXPANSION | 90 | 2006-09-13 | 2006-02-16 08:00 | WITHDRAWN | 2009-10-26 07:00 | Serial LGIP | Generating Facility Type-1: Gas Turbine; Generating Facility Fuel-1: Natural Gas; MWs MW-1: 93 | 93 |  |  | SAN DIEGO | CA | SDGE | Existing radial 69kV gen-tie line to TL6929 | 2007-06-01 07:00 | 2009-06-01 07:00 | Required | Complete | Complete | None
PALMDALE POWER PLANT | 92 | 2006-02-23 | 2006-02-23 08:00 | WITHDRAWN | 2019-07-22 07:00 | Serial LGIP | Generating Facility Type-1: Combined Cycle; Generating Facility Fuel-1: Natural Gas; MWs MW-1: 570 | 570 | Full Capacity |  | LOS ANGELES | CA | SCE | Vincent Sub 230 kV Bus | 2009-07-01 07:00 | 2022-04-01 07:00 | Waived | Complete | Complete | None | Executed | Failure to Cure Deficiency
ALTA Q94 (FKA LEHIGH) | 94 | 2006-02-15 | 2006-03-01 08:00 | WITHDRAWN | 2014-02-04 16:08 | Serial LGIP | Generating Facility Type-1: Wind Turbine; Generating Facility Fuel-1: Wind Turbine; MWs MW-1: 180 | 180 |  |  | KERN | CA | SCE | Highwind Sub 220kV Bus | 2011-12-31 08:00 | 2016-12-31 08:00 | Waived | Complete | Complete | None
ALTA Q97 (FKA ALTA 5 AND LUCCHESE) | 97 | 2006-02-15 | 2006-03-01 08:00 | WITHDRAWN | 2014-09-29 07:00 | Serial LGIP | Generating Facility Type-1: Wind Turbine; Generating Facility Fuel-1: Wind Turbine; MWs MW-1: 160 | 160 |  |  | KERN | CA | SCE | Whirlwind Sub 220kV bus | 2013-12-31 08:00 | 2016-12-31 08:00 | Waived | Complete | Complete | None |  | None
RMU PLANT | 101 | 2006-04-07 | 2006-04-07 07:00 | WITHDRAWN | 2006-04-07 07:00 | Serial LGIP | Generating Facility Type-1: Gas Turbine; Generating Facility Fuel-1: Natural Gas; MWs MW-1: 100 | 100 |  |  | KERN | CA | PGAE | PG&E Kern Oil-Vedder 115kV line | 2008-03-01 08:00 | 2008-03-01 08:00 | None | None | None | None
WILDHORSE | 102 | 2006-04-19 | 2006-04-19 07:00 | WITHDRAWN | 2008-01-17 08:00 | Serial LGIP | Generating Facility Type-1: Wind Turbine; Generating Facility Fuel-1: Wind Turbine; MWs MW-1: 210 | 210 |  |  | MONTEREY | CA | PGAE | Coburn Sub 230 kV Bus | 2008-11-30 08:00 | 2008-11-30 08:00 | Required | Complete | Complete | None
LOMPOC WIND PROJECT II | 102A | 2010-08-05 | 2006-04-21 07:00 | WITHDRAWN | 2011-07-08 18:26 | Serial LGIP | Generating Facility Type-1: Wind Turbine; Generating Facility Fuel-1: Wind Turbine; MWs MW-1: 100 | 100 |  |  | KERN | CA | PGAE | Cabrill0-Divide 115kV | 2009-12-31 08:00 | 2009-12-31 08:00 | None | None | None | None
BME OTAY MESA BIOMASS FACILITY | 103 | 2006-05-02 | 2006-05-02 07:00 | WITHDRAWN | 2016-12-22 08:00 | Serial LGIP | Generating Facility Type-1: Steam Turbine; Generating Facility Fuel-1: Biofuel; MWs MW-1: 27 | 27 |  |  | SAN DIEGO | CA | SDGE | Border Substation 69 kV | 2008-12-01 08:00 | 2017-12-30 08:00 | Required | Complete | Complete | None | Executed | FERC Order
VERNON POWER PLANT EXPANSION PROJECT | 104 | 2006-04-14 | 2006-05-03 07:00 | WITHDRAWN | 2009-09-28 07:00 | Serial LGIP | Generating Facility Type-1: Combined Cycle; Generating Facility Fuel-1: Natural Gas; MWs MW-1: 304 | 304 |  |  | LOS ANGELES | CA | SCE | Laguna Bell Sub 230 kV Bus | 2009-07-31 07:00 | 2009-07-31 07:00 | Required | Re-Study | Re-Study | None
BEAR RIVER WIND FARM | 105 | 2006-05-04 | 2006-05-04 07:00 | WITHDRAWN | 2011-08-05 20:02 | Serial LGIP | Generating Facility Type-1: Wind Turbine; Generating Facility Fuel-1: Wind Turbine; MWs MW-1: 100 | 100 |  |  | HUMBOLDT | CA | PGAE | Between Rio Del Junction and Bridgeville | 2009-10-30 07:00 | 2009-10-30 07:00 | None | None | None | None
MOJAVE SOLAR PARK 1 | 106 | 2006-05-26 | 2006-05-26 07:00 | WITHDRAWN | 2008-10-13 07:00 | Serial LGIP | Generating Facility Type-1: Steam Turbine; Generating Facility Fuel-1: Solar; MWs MW-1: 635 | 635 |  |  | SAN BERNARDINO | CA | SCE | Mohave 500 kV Switchyard | 2009-12-31 08:00 | 2010-12-31 08:00 | Required | None | None | None
TECATE HYBRID | 106A | 2006-05-01 | 2006-06-06 07:00 | WITHDRAWN | 2019-12-04 08:00 | Serial LGIP | Photovoltaic | Storage |  | Solar | Battery |  | 50 | 50 |  | 100 | Full Capacity |  | SAN DIEGO | CA | SDGE | Boulevard East Substation 138kV | 2008-06-30 07:00 | 2022-12-31 08:00 | Required | Complete | Complete | None | Executed | IC Request
SOLANO WIND PROJECT - PHASE 3 (115KV) | 107 | 2006-06-09 | 2006-06-09 07:00 | WITHDRAWN | 2011-08-05 20:05 | Serial LGIP | Generating Facility Type-1: Wind Turbine; Generating Facility Fuel-1: Wind Turbine; MWs MW-1: 128 | 128 |  |  | SOLANO | CA | PGAE | Brighton-Contra Costa 115 kV | 2011-03-01 08:00 | 2011-03-01 08:00 | None | None | None | None
SAN LUIS OBISPO SOLAR I | 108A | 2006-06-14 | 2006-06-14 07:00 | WITHDRAWN | 2006-11-16 08:00 | Serial LGIP | Generating Facility Type-1: Steam Turbine; Generating Facility Fuel-1: Solar; MWs MW-1: 300 | 300 |  |  | KERN | CA | PGAE | Morro Bay - Midway 230kV line | 2010-03-01 08:00 | 2010-03-01 08:00 | None | None | None | None
SES SOLAR THREE | 109 | 2006-06-14 | 2006-06-16 07:00 | WITHDRAWN | 2011-03-31 18:39 | Serial LGIP | Generating Facility Type-1: Photovoltaic; Generating Facility Fuel-1: Solar; MWs MW-1: 550 | 550 |  |  | SAN BERNARDINO | CA | SCE | Pisgah Substation | 2011-03-01 08:00 | 2011-03-01 08:00 | Required | None | None | None
SES SOLAR SIX | 110 | 2006-06-14 | 2006-06-16 07:00 | WITHDRAWN | 2011-03-31 18:42 | Serial LGIP | Generating Facility Type-1: Photovoltaic; Generating Facility Fuel-1: Solar; MWs MW-1: 1400 | 1400 |  |  | SAN BERNARDINO | CA | SCE | Pisgah Substation | 2013-03-01 08:00 | 2013-03-01 08:00 | Required | None | None | None
LIBERTY V LOST HILLS | 111 | 2006-06-23 | 2006-06-26 07:00 | WITHDRAWN |  | AMEND 39 | Generating Facility Type-1: Steam Turbine; Generating Facility Fuel-1: Biofuel; MWs MW-1: 16 | 16 |  |  | KERN | CA | PGAE | Tap of Chevron 70kv tran line | 2009-08-31 07:00 | 2016-12-31 08:00 |  | Complete | Complete |  | Executed
TULE II | 112 | 2006-06-28 | 2006-06-28 07:00 | WITHDRAWN | 2009-05-01 07:00 | Serial LGIP | Generating Facility Type-1: Wind Turbine; Generating Facility Fuel-1: Wind Turbine; MWs MW-1: 300 | 300 |  |  | SAN DIEGO | CA | SDGE | 500 kV Imperial Valley-Miguel trans line | 2008-10-31 07:00 | 2008-10-31 07:00 | Required | Complete | None | None
COLLINSVILLE WIND | 113 | 2006-06-29 | 2006-06-30 07:00 | WITHDRAWN | 2014-10-24 22:28 | Serial LGIP | Generating Facility Type-1: Wind Turbine; Generating Facility Fuel-1: Wind Turbine; MWs MW-1: 30 | 30 |  |  | SOLANO | CA | PGAE | Birds Landing Switching Station 230kV bus | 2009-04-03 07:00 | 2014-12-31 08:00 | Required | Complete | None | None | Executed
MOJAVE WINDS | 114 | 2006-06-29 | 2006-07-12 07:00 | WITHDRAWN | 2008-11-26 08:00 | Serial LGIP | Generating Facility Type-1: Wind Turbine; Generating Facility Fuel-1: Wind Turbine; MWs MW-1: 150 | 150 |  |  | SAN BERNARDINO | CA | SCE | Victor 230 kV | 2008-07-01 07:00 | 2008-07-01 07:00 | Required | None | None | None
UPC GRAND VIEW WINDS | 115 | 2006-06-29 | 2006-07-12 07:00 | WITHDRAWN | 2008-11-26 08:00 | Serial LGIP | Generating Facility Type-1: Wind Turbine; Generating Facility Fuel-1: Wind Turbine; MWs MW-1: 150 | 150 |  |  | SAN BERNARDINO | CA | SCE | Lugo-Pisgah 230kV line | 2008-07-01 07:00 | 2008-07-01 07:00 | Required | None | None | None
INDIGO WINDS | 116 | 2006-06-29 | 2006-07-12 07:00 | WITHDRAWN | 2008-11-26 08:00 | Serial LGIP | Generating Facility Type-1: Wind Turbine; Generating Facility Fuel-1: Wind Turbine; MWs MW-1: 50 | 50 |  |  | SAN BERNARDINO | CA | SCE | Lugo-Pisgah 230kV line | 2008-07-01 07:00 | 2008-07-01 07:00 | Required | None | None | None
BEAR RIVER WIND FARM Q=117 | 117 | 2006-05-04 | 2006-07-20 07:00 | WITHDRAWN | 2011-08-05 19:58 | Serial LGIP | Generating Facility Type-1: Wind Turbine; Generating Facility Fuel-1: Wind Turbine; MWs MW-1: 70 | 70 |  |  | HUMBOLDT | CA | PGAE | Rio Del Junction - Bridgeville | 2009-10-30 07:00 | 2009-10-30 07:00 | None | None | None | None
SOUTH POINT ENERGY CENTER | 118 | 2006-08-02 | 2006-08-04 07:00 | WITHDRAWN | 2007-11-28 08:00 | Serial LGIP | Generating Facility Type-1: Combined Cycle; Generating Facility Fuel-1: Natural Gas; MWs MW-1: 550 | 550 |  |  | MOHAVE | AZ | SCE | SCE Mohave Substation | 2009-01-08 08:00 | 2009-01-08 08:00 | Required | None | None | None
SES SOLAR SEVEN | 120 | 2006-08-09 | 2006-08-09 07:00 | WITHDRAWN | 2008-11-26 08:00 | Serial LGIP | Generating Facility Type-1: Photovoltaic; Generating Facility Fuel-1: Solar; MWs MW-1: 1200 | 1200 |  |  | SAN BERNARDINO | CA | SCE | Mojave 500 kV Switchyard | 2011-03-01 08:00 | 2011-03-01 08:00 | Required | None | None | None
MARGARITA ENERGY CENTER | 122 | 2006-08-16 | 2006-08-17 07:00 | WITHDRAWN | 2007-01-16 08:00 | Serial LGIP | Generating Facility Type-1: Gas Turbine; Generating Facility Fuel-1: Natural Gas; MWs MW-1: 99 | 99 |  |  | ORANGE | CA | SDGE | SDG&E Margarita Substation | 2009-03-31 07:00 | 2008-06-30 07:00 | Waived | None | None | None
PALA ENERGY CENTER | 123 |  | 2006-08-17 07:00 | WITHDRAWN | 2007-01-16 08:00 | Serial LGIP | Generating Facility Type-1: Gas Turbine; Generating Facility Fuel-1: Natural Gas; MWs MW-1: 99 | 99 |  |  | SAN DIEGO | CA | SDGE | SDG&E Pala Substation | 2009-03-31 07:00 | 2008-06-30 07:00 | None | None | None | None
SEARCHLIGHT 1 | 126 | 2006-08-31 | 2006-08-31 07:00 | WITHDRAWN | 2012-06-12 23:21 | Serial LGIP | Generating Facility Type-1: Wind Turbine; Generating Facility Fuel-1: Wind Turbine; MWs MW-1: 1500 | 1500 |  |  | CLARK | NV | SCE | Eldorado Substation 220kV bus | 2011-12-31 08:00 | 2011-12-31 08:00 | Required | Complete | Re-Study | None
CONTRA COSTA CARBON PLANT RECONNECT (CCCPR) | 127 | 2006-08-22 | 2006-09-01 07:00 | WITHDRAWN | 2007-07-11 07:00 | Serial LGIP | Generating Facility Type-1: Steam Turbine; Generating Facility Fuel-1: Other; MWs MW-1: 27.2 | 27.2 |  |  | CONTRA COSTA | CA | PGAE | 115kV Oleum Switchyard | 2008-08-01 07:00 | 2008-08-01 07:00 | Waived | Complete | None | None
KRCD COMMUNITY POWER PLANT | 128 | 2006-09-01 | 2006-09-01 07:00 | WITHDRAWN | 2009-08-06 07:00 | Serial LGIP | Generating Facility Type-1: Combined Cycle; Generating Facility Fuel-1: Natural Gas; MWs MW-1: 600 | 600 |  |  | FRESNO | CA | PGAE | McCall Substation | 2010-12-01 08:00 | 2012-12-01 08:00 | Required | Re-Study | Re-Study | None
AMBOY | 129 |  | 2006-09-13 07:00 | WITHDRAWN | 2006-10-24 07:00 | Serial LGIP | Generating Facility Type-1: Wind Turbine; Generating Facility Fuel-1: Wind Turbine; MWs MW-1: 400 | 400 |  |  | SAN BERNARDINO | CA | SCE | Pisgah 230kV Substation | 2010-03-01 08:00 | 2010-03-01 08:00 | None | None | None | None
MOJAVE SOLAR PARK 2 | 130 | 2006-09-13 | 2006-09-13 07:00 | WITHDRAWN | 2008-04-01 07:00 | Serial LGIP | Generating Facility Type-1: Steam Turbine; Generating Facility Fuel-1: Solar; MWs MW-1: 565 | 565 |  |  | SAN BERNARDINO | CA | SCE | Mohave Generating Station | 2010-12-31 08:00 | 2010-12-31 08:00 | Required | None | None | None
CROSSROADS WIND | 133 |  | 2006-10-03 07:00 | WITHDRAWN | 2006-12-21 08:00 | Serial LGIP | Generating Facility Type-1: Wind Turbine; Generating Facility Fuel-1: Wind Turbine; MWs MW-1: 140 | 140 |  |  | SAN BERNARDINO | CA | SCE | Pisgah-Lugo 230kV | 2010-03-01 08:00 | 2010-03-01 08:00 | None | None | None | None
PASTORIA EXPANSION II | 134 |  | 2006-10-09 07:00 | WITHDRAWN | 2007-01-31 08:00 | Serial LGIP | Generating Facility Type-1: Gas Turbine; Generating Facility Fuel-1: Natural Gas; MWs MW-1: 200 | 200 |  |  | KERN | CA | SCE | Pastoria Substation | 2010-05-31 07:00 | 2010-05-31 07:00 | None | None | None | None
GRANITE MOUNTAIN WIND FARM | 135 | 2006-10-10 | 2006-10-10 07:00 | WITHDRAWN | 2013-10-08 16:43 | Serial LGIP | Generating Facility Type-1: Wind Turbine; Generating Facility Fuel-1: Wind Turbine; MWs MW-1: 60 | 60 |  |  | SAN BERNARDINO | CA | SCE | Lugo-Pisgah 230kV line | 2008-09-30 07:00 | 2015-12-31 08:00 | Required | Complete | Complete | Complete | Executed
FONTANA ENERGY CENTER | 136 | 2006-10-16 | 2006-10-16 07:00 | WITHDRAWN | 2010-08-03 07:00 | Serial LGIP | Generating Facility Type-1: Gas Turbine; Generating Facility Fuel-1: Natural Gas; MWs MW-1: 300 | 300 |  |  | SAN BERNARDINO | CA | SCE | Etiwanda 230kV Substation | 2010-01-01 08:00 | 2010-01-01 08:00 | Waived | Complete | Complete | None
ETIWANDA CCGT | 139 | 2006-10-24 | 2006-10-24 07:00 | WITHDRAWN | 2010-09-22 07:00 | Serial LGIP | Generating Facility Type-1: Combined Cycle; Generating Facility Fuel-1: Natural Gas; MWs MW-1: 698 | 698 |  |  | SAN BERNARDINO | CA | SCE | SCE Rancho Vista 500kV Sub | 2010-06-01 07:00 | 2013-06-01 07:00 | Waived | Complete | Complete | None
NAVY 1 | 140 | 2006-10-31 | 2006-10-31 08:00 | WITHDRAWN | 2007-02-26 08:00 | Serial LGIP | Generating Facility Type-1: Steam Turbine; Generating Facility Fuel-1: Geothermal; MWs MW-1: 75 | 75 |  |  | INYO | CA | SCE | Coso-Kramer 230 kV | 2011-08-18 07:00 | 2011-08-18 07:00 | None | None | None | None
ETIWANDA SCGT EXPANSION | 141 | 2006-11-03 | 2006-11-03 08:00 | WITHDRAWN | 2007-12-11 08:00 | Serial LGIP | Generating Facility Type-1: Gas Turbine; Generating Facility Fuel-1: Natural Gas; MWs MW-1: 504 | 504 |  |  | SAN BERNARDINO | CA | SCE | Rancho Vista 500 kV Substation | 2010-06-01 07:00 |  | Waived | None | None | None
KM ACQUISITIONS | 142 | 2006-11-06 | 2006-11-06 08:00 | WITHDRAWN | 2017-01-09 08:00 | Serial LGIP | Generating Facility Type-1: Steam Turbine; Generating Facility Fuel-1: Solar; MWs MW-1: 80 | 80 |  |  | SAN BERNARDINO | CA | SCE | Kramer Substation 220kV | 2009-12-31 08:00 | 2016-12-01 08:00 | Required | Complete | Complete | None | Executed | IC Request
HDLA SOLAR | 143 | 2006-11-06 | 2006-11-06 08:00 | WITHDRAWN | 2008-11-26 08:00 | Serial LGIP | Generating Facility Type-1: Steam Turbine; Generating Facility Fuel-1: Solar; MWs MW-1: 80 | 80 |  |  | SAN BERNARDINO | CA | SCE | Kramer Substation | 2009-12-31 08:00 | 2009-12-31 08:00 | Required | None | None | None
LUZ SOLAR PARTNERS | 144 | 2006-11-06 | 2006-11-06 08:00 | WITHDRAWN | 2009-12-07 21:21 | Serial LGIP | Generating Facility Type-1: Steam Turbine; Generating Facility Fuel-1: Solar; MWs MW-1: 320 | 320 |  |  | SAN BERNARDINO | CA | SCE | Kramer Substation | 2009-12-31 08:00 | 2009-12-31 08:00 | Required | None | None | None |  | None
BIGHORN | 145 | 2006-11-08 | 2006-11-08 08:00 | WITHDRAWN | 2008-10-23 07:00 | Serial LGIP | Generating Facility Type-1: Combined Cycle; Generating Facility Fuel-1: Natural Gas; MWs MW-1: 591 | 591 |  |  | CLARK | NV | SCE | Eldorado 500 kV Substation | 2010-06-01 07:00 | 2010-06-01 07:00 | Required | None | None | None
GREEN BORDERS GEOTHERMAL PHASE II | 148 |  | 2006-11-16 08:00 | WITHDRAWN | 2007-02-01 08:00 | Serial LGIP | Generating Facility Type-1: Steam Turbine; Generating Facility Fuel-1: Geothermal; MWs MW-1: 90 | 90 |  |  | CHURCH | NV | SCE | Oxbow 230kV Substation | 2011-10-01 07:00 | 2011-10-01 07:00 | None | None | None | None
NORTH SKY RIVER II WIND | 149 | 2006-11-16 | 2006-11-16 08:00 | WITHDRAWN | 2008-10-20 07:00 | Serial LGIP | Generating Facility Type-1: Wind Turbine; Generating Facility Fuel-1: Wind Turbine; MWs MW-1: 362 | 362 |  |  | KERN | CA | SCE | SCE Highwind Sub #2 (proposed) 230 kV | 2010-12-31 08:00 | 2010-12-31 08:00 | Required | None | None | None
LARKSPUR 3 | 150 | 2006-11-16 | 2006-11-16 08:00 | WITHDRAWN | 2016-03-24 00:57 | Serial LGIP | Generating Facility Type-1: Gas Turbine; Generating Facility Fuel-1: Natural Gas; MWs MW-1: 47.4 | 47.4 |  |  | SAN DIEGO | CA | SDGE | Border Substation 69 kV | 2014-05-15 07:00 | 2016-11-15 08:00 | Required | Re-Study | Complete | None
TRANSCANADA PEAKER | 151 | 2006-11-17 | 2006-11-17 08:00 | WITHDRAWN | 2006-12-11 08:00 | Serial LGIP | Generating Facility Type-1: Gas Turbine; Generating Facility Fuel-1: Natural Gas; MWs MW-1: 510 | 510 |  |  | SAN BERNARDINO | CA | SCE | Chino Substation 230kV Line | 2011-05-01 07:00 | 2011-05-01 07:00 | Required | None | None | None
POINT SAL WIND | 152 | 2006-11-22 | 2006-11-22 08:00 | WITHDRAWN | 2008-10-29 07:00 | Serial LGIP | Generating Facility Type-1: Wind Turbine; Generating Facility Fuel-1: Wind Turbine; MWs MW-1: 105 | 105 |  |  | SANTA BARBARA | CA | PGAE | Mesa-Divide #1 115kV line | 2009-12-31 08:00 | 2009-12-31 08:00 | Required | Complete | None | None
ALTA Q153 (FKA ALTA 7) | 153 | 2006-11-22 | 2006-11-22 08:00 | WITHDRAWN | 2014-09-29 07:00 | Serial LGIP | Generating Facility Type-1: Wind Turbine; Generating Facility Fuel-1: Wind Turbine; MWs MW-1: 100 | 100 |  |  | KERN | CA | SCE | Whirlwind Substation 230kV | 2008-05-30 07:00 | 2016-12-31 08:00 | Waived | Complete | Complete | None | In Progress | None
FLYING WING SOLAR (FKA GENESIS SOLAR) | 154 | 2006-11-28 | 2006-11-30 08:00 | WITHDRAWN | 2013-04-18 07:00 | TC | Generating Facility Type-1: Photovoltaic; Generating Facility Fuel-1: Solar; MWs MW-1: 250 | 250 | Full Capacity |  | KERN | CA | SCE | Windhub 230 kV Substation | 2009-12-31 08:00 | 2015-06-01 07:00 | NA | Complete | Complete | NA
LSP OAKLAND | 155 | 2006-12-01 | 2006-12-01 08:00 | WITHDRAWN | 2009-01-02 08:00 | Serial LGIP | Generating Facility Type-1: Gas Turbine; Generating Facility Fuel-1: Natural Gas; MWs MW-1: 300 | 300 |  |  | ALAMEDA | CA | PGAE | Oakland C 115kV substation | 2010-05-31 07:00 | 2012-05-31 07:00 | Required | Re-Study | None | None
DAGGETT WIND PROJECT II | 156 | 2006-12-05 | 2006-12-05 08:00 | WITHDRAWN | 2012-03-13 22:00 | Serial LGIP | Generating Facility Type-1: Wind Turbine; Generating Facility Fuel-1: Wind Turbine; MWs MW-1: 201 | 201 |  |  | SAN BERNARDINO | CA | SCE | Lugo-Pisgah 230kV line | 2009-03-01 08:00 | 2012-03-01 08:00 | Required | Complete | None | None
ALTA 8 | 157 | 2006-12-15 | 2006-12-15 08:00 | WITHDRAWN | 2008-11-26 08:00 | Serial LGIP | Generating Facility Type-1: Wind Turbine; Generating Facility Fuel-1: Wind Turbine; MWs MW-1: 100 | 100 |  |  | KERN | CA | SCE | 66kV Rosamond-Antelope line | 2014-12-31 08:00 | 2014-12-31 08:00 | Required | None | None | None
ALTA 9 | 158 | 2006-12-15 | 2006-12-15 08:00 | WITHDRAWN | 2008-11-26 08:00 | Serial LGIP | Generating Facility Type-1: Wind Turbine; Generating Facility Fuel-1: Wind Turbine; MWs MW-1: 100 | 100 |  |  | KERN | CA | SCE | 66kV Rosamond-Delsur line | 2013-12-31 08:00 | 2013-12-31 08:00 | Required | None | None | None
ALTA 10 | 159 | 2006-12-15 | 2006-12-15 08:00 | WITHDRAWN | 2009-12-15 22:53 | Serial LGIP | Generating Facility Type-1: Wind Turbine; Generating Facility Fuel-1: Wind Turbine; MWs MW-1: 100 | 100 |  |  | KERN | CA | SCE | Antelope-Magunden #1 220kV line | 2013-12-31 08:00 | 2013-12-31 08:00 | Required | None | None | None
CALIFORNIA SOLAR ONE | 160 | 2007-02-01 | 2006-12-29 08:00 | WITHDRAWN | 2007-09-17 07:00 | Serial LGIP | Generating Facility Type-1: Steam Turbine; Generating Facility Fuel-1: Solar; MWs MW-1: 220 | 220 |  |  | SAN BERNARDINO | CA | SCE | Kramer | 2009-01-01 08:00 | 2009-01-01 08:00 | Required | None | None | None
HARBOR II | 161 | 2006-12-27 | 2007-01-04 08:00 | WITHDRAWN | 2011-06-23 07:00 | Serial LGIP | Generating Facility Type-1: Gas Turbine; Generating Facility Fuel-1: Natural Gas; MWs MW-1: 220 | 220 |  |  | LOS ANGELES | CA | SCE | Harborgen Substation | 2009-05-01 07:00 | 2012-03-01 08:00 | Waived | Re-Study | None | None
BAJANORTE WIND FACILITY | 164 | 2007-01-12 | 2007-01-12 08:00 | WITHDRAWN | 2008-11-19 08:00 | Serial LGIP | Generating Facility Type-1: Wind Turbine; Generating Facility Fuel-1: Wind Turbine; MWs MW-1: 1000 | 1000 |  |  | BAJA CALIFORNIA | MX | SDGE | Imperial Valley 230kV switchyard | 2010-10-01 07:00 | 2010-10-01 07:00 | Required | None | None | None
DPT BROADWELL LAKE | 165 | 2007-01-16 | 2007-01-16 08:00 | WITHDRAWN | 2010-05-21 07:00 | Serial LGIP | Generating Facility Type-1: Steam Turbine; Generating Facility Fuel-1: Solar; MWs MW-1: 400 | 400 |  |  | SAN BERNARDINO | CA | SCE | Pisgah 230kV Substation bus | 2011-06-30 07:00 | 2011-06-30 07:00 | Waived | Complete | None | None
BLYTHE III | 167 |  | 2007-01-25 08:00 | WITHDRAWN | 2007-05-16 07:00 | Serial LGIP | Generating Facility Type-1: Combined Cycle; Generating Facility Fuel-1: Natural Gas; MWs MW-1: 700 | 700 |  |  | RIVERSIDE | CA | SCE | 500kV line to Midpoint Switching Station | 2012-06-01 07:00 | 2012-06-01 07:00 | None | None | None | None
VIENTO MEXICANA | 168 | 2007-02-01 | 2007-02-02 08:00 | WITHDRAWN | 2011-03-31 21:31 | Serial LGIP | Generating Facility Type-1: Wind Turbine; Generating Facility Fuel-1: Wind Turbine; MWs MW-1: 1000 | 1000 |  |  | BAJA CALIFORNIA | MX | SDGE | Imperial Valley 500kV bus | 2011-12-31 08:00 | 2011-12-31 08:00 | Required | None | None | None
IMPERIAL SOLEIL | 169 | 2007-02-01 | 2007-02-02 08:00 | WITHDRAWN | 2008-11-26 08:00 | Serial LGIP | Generating Facility Type-1: Steam Turbine; Generating Facility Fuel-1: Solar; MWs MW-1: 211.6 | 211.6 |  |  | IMPERIAL | CA | SDGE | Imperial Valley 230kV bus | 2011-12-31 08:00 | 2011-12-31 08:00 | Required | None | None | None
MOJAVE SOLEIL | 170 | 2007-02-02 | 2007-02-02 08:00 | WITHDRAWN | 2009-12-07 21:16 | Serial LGIP | Generating Facility Type-1: Photovoltaic; Generating Facility Fuel-1: Solar; MWs MW-1: 150 | 150 |  |  | KERN | CA | SCE | Substation 5 (aka Whirlwind) | 2011-12-31 08:00 | 2013-07-31 07:00 | Required | None | None | None
DELTA WIND II | 171 | 2007-02-09 | 2007-02-09 08:00 | WITHDRAWN | 2011-03-31 21:54 | Serial LGIP | Generating Facility Type-1: Wind Turbine; Generating Facility Fuel-1: Wind Turbine; MWs MW-1: 500 | 500 |  |  | SOLANO | CA | PGAE | Vaca-Tesla 500kV line | 2011-12-31 08:00 | 2011-03-31 07:00 | Required | None | None | None
STOCKTON GENERATION | 172 | 2007-02-08 | 2007-02-15 08:00 | WITHDRAWN | 2015-07-01 21:14 | Serial LGIP | Generating Facility Type-1: Combined Cycle; Generating Facility Fuel-1: Natural Gas; MWs MW-1: 508 | 508 |  |  | SAN JOAQUIN | CA | PGAE | Tesla-Bellota 230kV lines | 2011-05-15 07:00 | 2014-05-01 07:00 | Required | Complete | Complete | None
WELLHEAD POWER PALA | 173 | 2007-02-16 | 2007-02-16 08:00 | WITHDRAWN | 2009-01-27 08:00 | Serial LGIP | Generating Facility Type-1: Gas Turbine; Generating Facility Fuel-1: Natural Gas; MWs MW-1: 49.9 | 49.9 |  |  | SAN DIEGO | CA | SDGE | Pala 69kV Substation | 2011-05-01 07:00 | 2011-05-01 07:00 | Waived | Complete | Complete | None
PAINTED HILLS II | 174 | 2007-02-16 | 2007-02-16 08:00 | WITHDRAWN | 2007-06-12 07:00 | Serial LGIP | Generating Facility Type-1: Wind Turbine; Generating Facility Fuel-1: Wind Turbine; MWs MW-1: 30 | 30 |  |  | RIVERSIDE | CA | SCE | Devers-Venwind 115kV line | 2008-12-01 08:00 | 2008-12-01 08:00 | Required | None | None | None
ALTA Q175 (FKA ALTA 11) | 175 | 2007-02-21 | 2007-02-21 08:00 | WITHDRAWN | 2015-06-12 07:00 | TC | Generating Facility Type-1: Wind Turbine; Generating Facility Fuel-1: Wind Turbine; MWs MW-1: 650 | 650 | Full Capacity |  | KERN | CA | SCE | Whirlwind Substation 230kV | 2008-09-30 07:00 | 2017-12-31 08:00 | NA | Complete | Complete | NA
WELLHEAD POWER MARGARITA | 176 | 2007-02-23 | 2007-02-23 08:00 | WITHDRAWN | 2008-04-29 07:00 | Serial LGIP | Generating Facility Type-1: Gas Turbine; Generating Facility Fuel-1: Natural Gas; MWs MW-1: 49.9 | 49.9 |  |  | ORANGE | CA | SDGE | Margarita 138kV Substation | 2008-05-01 07:00 | 2010-06-15 07:00 | Waived | Complete | Complete | None
CARQUINEZ WIND | 177 | 2007-02-27 | 2007-02-28 08:00 | WITHDRAWN | 2009-01-21 08:00 | Serial LGIP | Generating Facility Type-1: Wind Turbine; Generating Facility Fuel-1: Wind Turbine; MWs MW-1: 100 | 100 |  |  | CONTRA COSTA | CA | PGAE | Bahia Moraga 230 kV Line | 2011-12-31 08:00 | 2011-12-31 08:00 | Required | Complete | None | None
PACHECO WIND | 178 | 2007-02-27 | 2007-02-28 08:00 | WITHDRAWN | 2007-11-19 08:00 | Serial LGIP | Generating Facility Type-1: Wind Turbine; Generating Facility Fuel-1: Wind Turbine; MWs MW-1: 100 | 100 |  |  | MERCED | CA | PGAE | Los Banos 230kV bus near Pacheco Pass | 2011-12-31 08:00 | 2011-12-31 08:00 | Required | None | None | None
BAJA WIND | 178A | 2007-02-27 | 2007-02-28 08:00 | WITHDRAWN | 2008-11-24 08:00 | Serial LGIP | Generating Facility Type-1: Wind Turbine; Generating Facility Fuel-1: Wind Turbine; MWs MW-1: 500 | 500 |  |  | MEXICALI/ENSENADA/TECATE | MX | SDGE | Miguel 230kV Bus | 2011-07-01 07:00 | 2011-07-01 07:00 | Required | None | None | None
MEXICO WIND | 178B | 2007-02-27 | 2007-02-28 08:00 | WITHDRAWN | 2011-03-31 22:07 | Serial LGIP | Generating Facility Type-1: Wind Turbine; Generating Facility Fuel-1: Wind Turbine; MWs MW-1: 500 | 500 |  |  | MEXICALI/ENSENADA/TECATE | MX | SDGE | Imperial Valley 230kV Substation | 2010-07-01 07:00 | 2010-06-15 07:00 | Required | None | None | None
EAGLE MOUNTAIN | 179 | 2007-02-15 | 2007-03-01 08:00 | WITHDRAWN | 2008-11-26 08:00 | Serial LGIP | Generating Facility Type-1: Steam Turbine; Generating Facility Fuel-1: Solar; MWs MW-1: 300 | 300 |  |  | RIVERSIDE | CA | SCE | Julian Hinds 230kV Substation | 2010-12-31 08:00 | 2010-12-31 08:00 | Required | None | None | None
CPV CALIFORNIA I | 180 | 2007-03-06 | 2007-03-02 08:00 | WITHDRAWN | 2008-05-01 07:00 | Serial LGIP | Generating Facility Type-1: Gas Turbine; Generating Facility Fuel-1: Natural Gas; MWs MW-1: 564 | 564 |  |  | SAN BERNARDINO | CA | SCE | New 230kV Switchyard on the Mira Loma-Vista #2 line | 2011-05-01 07:00 | 2011-05-01 07:00 | Required | None | None | None
CPV CALIFORNIA II | 181 | 2007-03-06 | 2007-03-02 08:00 | WITHDRAWN | 2008-05-01 07:00 | Serial LGIP | Generating Facility Type-1: Gas Turbine; Generating Facility Fuel-1: Natural Gas; MWs MW-1: 400 | 400 |  |  | SAN BERNARDINO | CA | SCE | New 230kV switchyard on the Chino-Serrano line | 2010-03-01 08:00 | 2010-03-01 08:00 | Required | None | None | None
DESERT SAPPHIRE PV | 182 | 2007-03-05 | 2007-03-05 08:00 | WITHDRAWN | 2009-12-07 23:59 | Serial LGIP | Generating Facility Type-1: Photovoltaic; Generating Facility Fuel-1: Solar; MWs MW-1: 500 | 500 |  |  | KERN | CA | SCE | Windhub Substation | 2010-12-31 08:00 | 2015-07-01 07:00 | Required | None | None | None
ESJ PHASE II PROJECT (FKA RUMOROSA WIND ENERGY PHASE II PROJECT) | 183 | 2007-03-05 | 2007-03-05 08:00 | WITHDRAWN | 2017-10-10 07:00 | TC | Generating Facility Type-1: Wind Turbine; Generating Facility Fuel-1: Wind Turbine; MWs MW-1: 300 | 300 | Energy Only |  | BAJA CALIFORNIA | MX | SDGE | East County (ECO) Substation 230kV | 2009-11-01 07:00 | 2019-06-30 07:00 | NA | Complete | Complete | NA |  | IC Request
WESTERN GEOPOWER UNIT 1 | 184 | 2007-03-05 | 2007-03-05 08:00 | WITHDRAWN | 2013-08-14 20:40 | Serial LGIP | Generating Facility Type-1: Steam Turbine; Generating Facility Fuel-1: Geothermal; MWs MW-1: 32 | 32 |  |  | SONOMA | CA | PGAE | Geysers #3-Cloverdale 115 kV line | 2010-01-01 08:00 | 2015-10-01 07:00 | Required | Complete | Complete | None
GREEN BORDERS GEOTHERMAL PHASE 2 | 185 | 2007-03-06 | 2007-03-06 08:00 | WITHDRAWN | 2011-01-03 08:00 | Serial LGIP | Generating Facility Type-1: Steam Turbine; Generating Facility Fuel-1: Geothermal; MWs MW-1: 150 | 150 |  |  | MINERAL | NV | SCE | Control Sub | 2011-08-01 07:00 | 2011-01-01 08:00 | Waived | Complete | None | None
STOCKTON PEAKERS PROJECT | 186 | 2007-03-07 | 2007-03-07 08:00 | WITHDRAWN | 2007-11-28 08:00 | Serial LGIP | Generating Facility Type-1: Gas Turbine; Generating Facility Fuel-1: Natural Gas; MWs MW-1: 211 | 211 |  |  | SAN JOAQUIN | CA | PGAE | Stockton¿A¿-Lockeford-Bellota 115kV #1&#2 lines & Tesla-Tracy 115kV line | 2009-12-31 08:00 | 2009-12-31 08:00 | Required | None | None | None
NEW GEYSERS | 187 | 2007-03-14 | 2007-03-14 07:00 | WITHDRAWN | 2008-06-06 07:00 | Serial LGIP | Generating Facility Type-1: Steam Turbine; Generating Facility Fuel-1: Geothermal; MWs MW-1: 50 | 50 |  |  | SONOMA | CA | PGAE | Geysers-Fulton 230kV transmission line | 2011-01-01 08:00 | 2011-01-01 08:00 | Required | Complete | None | None
DOGHOUSE JUNCTION ENERGY CENTER | 190 | 2007-03-31 | 2007-03-30 07:00 | WITHDRAWN | 2011-05-31 21:18 | Serial LGIP | Generating Facility Type-1: Gas Turbine; Generating Facility Fuel-1: Natural Gas; MWs MW-1: 330 | 330 |  |  | SAN DIEGO | CA | SDGE | Otay Mesa Energy Center 230kV Substation | 2011-03-01 08:00 | 2013-05-01 07:00 | Required | Complete | Complete | None
CPV CALIFORNIA III | 191 | 2007-04-02 | 2007-04-02 07:00 | WITHDRAWN | 2007-10-01 07:00 | Serial LGIP | Generating Facility Type-1: Gas Turbine; Generating Facility Fuel-1: Natural Gas; MWs MW-1: 315 | 315 |  |  | SAN DIEGO | CA | SDGE | Penasquistos Old Town 230kV transmission line | 2010-03-01 08:00 | 2010-03-01 08:00 | Required | None | None | None
CPV CALIFORNIA IV | 192 | 2007-04-02 | 2007-04-02 07:00 | WITHDRAWN | 2007-10-01 07:00 | Serial LGIP | Generating Facility Type-1: Gas Turbine; Generating Facility Fuel-1: Natural Gas; MWs MW-1: 315 | 315 |  |  | SAN DIEGO | CA | SDGE | San Luis Rey¿Mission 230kV transmission line | 2010-03-01 08:00 | 2010-03-01 08:00 | Required | None | None | None
BPAE KERN FRONT | 195 | 2007-04-06 | 2007-04-06 07:00 | WITHDRAWN | 2007-09-21 07:00 | Serial LGIP | Generating Facility Type-1: Combined Cycle; Generating Facility Fuel-1: Natural Gas; MWs MW-1: 725 | 725 |  |  | KERN | CA | SCE | Springerville Mugunden 230kV Line | 2013-01-01 08:00 | 2013-01-01 08:00 | Waived | None | None | None
MADERA ENERGY CENTER | 196 | 2007-04-13 | 2007-04-13 07:00 | WITHDRAWN | 2011-04-01 14:26 | Serial LGIP | Generating Facility Type-1: Combined Cycle; Generating Facility Fuel-1: Natural Gas; MWs MW-1: 210 | 210 |  |  | MADERA | CA | PGAE | Borden Substation 230kV Bus | 2011-07-01 07:00 | 2014-06-15 07:00 | Required | None | None | None
CPV CALIFORNIA V | 197 | 2007-04-16 | 2007-04-16 07:00 | WITHDRAWN | 2007-12-03 08:00 | Serial LGIP | Generating Facility Type-1: Gas Turbine; Generating Facility Fuel-1: Natural Gas; MWs MW-1: 315 | 315 |  |  | SAN DIEGO | CA | SDGE | Otay Mesa 230kV switchyard | 2011-12-01 08:00 | 2011-12-01 08:00 | Required | None | None | None
STAR GENERATION | 198 | 2007-04-18 | 2007-04-18 07:00 | WITHDRAWN | 2008-01-11 08:00 | Serial LGIP | Generating Facility Type-1: Gas Turbine; Generating Facility Fuel-1: Natural Gas; MWs MW-1: 400 | 400 |  |  | SAN DIEGO | CA | SDGE | OMEC interconnection substation | 2010-02-28 08:00 | 2010-02-28 08:00 | Required | None | None | None
STOCKTON REPOWERING PROJECT | 199 | 2007-04-19 | 2007-04-19 07:00 | WITHDRAWN | 2008-03-03 08:00 | Serial LGIP | Generating Facility Type-1: Gas Turbine; Generating Facility Fuel-1: Natural Gas; MWs MW-1: 50 | 50 |  |  | SAN JOAQUIN | CA | PGAE | 60kV bus at Posdef QF facility | 2009-12-31 08:00 | 2009-12-31 08:00 | Required | Complete | None | None
MILLIKEN | 200 | 2007-04-02 | 2007-04-19 07:00 | WITHDRAWN | 2007-05-14 07:00 | Serial LGIP | Generating Facility Type-1: Gas Turbine; Generating Facility Fuel-1: Natural Gas; MWs MW-1: 200 | 200 |  |  | RIVERSIDE | CA | SCE | Mira Loma Substation | 2010-05-31 07:00 | 2010-05-31 07:00 | None | None | None | None
CALICO MOUNTAINS WIND ENERGY | 202 | 2007-04-19 | 2007-04-19 07:00 | WITHDRAWN | 2008-11-12 08:00 | Serial LGIP | Generating Facility Type-1: Wind Turbine; Generating Facility Fuel-1: Wind Turbine; MWs MW-1: 198.65 | 198.65 |  |  | SAN BERNARDINO | CA | SCE | Cool Water-Kramer #1 230kV line | 2013-11-15 08:00 | 2013-11-15 08:00 | Required | None | None | None
CAMP ROCK WIND | 203 | 2007-04-19 | 2007-04-19 07:00 | WITHDRAWN | 2011-04-01 14:52 | Serial LGIP | Generating Facility Type-1: Wind Turbine; Generating Facility Fuel-1: Wind Turbine; MWs MW-1: 198.65 | 198.65 |  |  | SAN BERNARDINO | CA | SCE | Cool Water-SEGS2-Tortilla 115kV line | 2013-12-15 08:00 | 2013-12-15 08:00 | Required | None | None | None
IRON MOUNTAIN WIND ENERGY | 204 | 2007-04-19 | 2007-04-19 07:00 | WITHDRAWN | 2008-12-19 08:00 | Serial LGIP | Generating Facility Type-1: Wind Turbine; Generating Facility Fuel-1: Wind Turbine; MWs MW-1: 149.4 | 149.4 |  |  | SAN BERNARDINO | CA | SCE | Tortilla-Kramer 115 kV line | 2013-11-15 08:00 | 2013-11-15 08:00 | Required | None | None | None
EL DORADO SOLAR GENERATING STATION PROJECT | 205 | 2007-04-20 | 2007-04-20 07:00 | WITHDRAWN | 2014-01-03 08:00 | TC | Generating Facility Type-1: Steam Turbine; Generating Facility Fuel-1: Solar; MWs MW-1: 5 | 5 | Full Capacity |  | CLARK | NV | SCE | El Dorado 220kV Switchyard | 2010-12-31 08:00 | 2014-12-31 08:00 | NA | Complete | Complete | NA
EL SEGUNDO 3 & 4 RE-POWER II | 206 | 2007-04-26 | 2007-04-23 07:00 | WITHDRAWN | 2007-06-20 07:00 | Serial LGIP | Generating Facility Type-1: Combined Cycle; Generating Facility Fuel-1: Solar; MWs MW-1: 200 | 200 |  |  | LOS ANGELES | CA | SCE | El Sequndo 230kV Switchyard | 2013-01-30 08:00 | 2013-01-30 08:00 | None | None | None | None
LONG BEACH 5, 6, 7 & 8 | 207 | 2007-04-26 | 2007-04-26 07:00 | WITHDRAWN | 2008-03-06 08:00 | Serial LGIP | Generating Facility Type-1: Combined Cycle; Generating Facility Fuel-1: Natural Gas; MWs MW-1: 557.3 | 557.3 |  |  | LOS ANGELES | CA | SCE | Long Beach Substation | 2013-08-30 07:00 |  | Required | None | None | None
GV1 | 208 | 2007-04-20 | 2007-05-03 07:00 | WITHDRAWN |  | AMEND 39 | Generating Facility Type-1: Photovoltaic; Generating Facility Fuel-1: Solar; MWs MW-1: 2 | 2 |  |  | ALAMEDA | CA | PGAE | Tracy-Herdlyn 69kV line | 2008-06-01 07:00 | 2008-09-01 07:00 |  | Waived
CONCEPCION II WIND GENERATION | 209 | 2007-05-02 | 2007-05-03 07:00 | WITHDRAWN | 2009-12-17 19:15 | Serial LGIP | Generating Facility Type-1: Wind Turbine; Generating Facility Fuel-1: Wind Turbine; MWs MW-1: 400 | 400 |  |  | BAJA CALIFORNIA | MX | SDGE | New 230/500kV substation near the 500kV IV-ML line | 2010-12-31 08:00 | 2010-12-31 08:00 | Required | None | None | None
DESERT SUNLIGHT PV III | 210 | 2007-05-03 | 2007-05-03 07:00 | WITHDRAWN | 2009-12-08 | Serial LGIP | Generating Facility Type-1: Photovoltaic; Generating Facility Fuel-1: Solar; MWs MW-1: 500 | 500 |  |  | RIVERSIDE | CA | SCE | Red Bluff Substation 230kV switchyard | 2012-12-31 08:00 | 2016-12-01 08:00 | Required | None | None | None
HORSE LAKE WIND PROJECT | 211 | 2007-05-14 | 2007-05-04 07:00 | WITHDRAWN | 2008-12-11 23:43 | Serial LGIP | Generating Facility Type-1: Wind Turbine; Generating Facility Fuel-1: Wind Turbine; MWs MW-1: 201 | 201 |  |  | LASSEN | CA | PGAE | Caribou 230kV Substation | 2008-10-31 07:00 | 2008-10-31 07:00 | Required | None | None | None
BEAR RIVER RIDGE WIND FARM | 212 | 2007-05-09 | 2007-05-09 07:00 | WITHDRAWN | 2012-07-23 21:16 | Serial LGIP | Generating Facility Type-1: Wind Turbine; Generating Facility Fuel-1: Wind Turbine; MWs MW-1: 50 | 50 |  |  | HUMBOLDT | CA | PGAE | Rio Dell Substation 60kV | 2010-10-30 07:00 | 2013-12-15 08:00 | Required | Complete | Complete | None | In Progress
DESERT WIND | 213 | 2007-05-07 | 2007-05-09 07:00 | WITHDRAWN | 2008-11-26 08:00 | Serial LGIP | Generating Facility Type-1: Wind Turbine; Generating Facility Fuel-1: Wind Turbine; MWs MW-1: 180 | 180 |  |  | SAN BERNARDINO | CA | SCE | Coolwater 220kV bus | 2010-11-15 08:00 | 2010-11-15 08:00 | Required | None | None | None
WATERMAN MOUNTAINS WIND ENERGY PROJECT | 214 | 2007-05-10 | 2007-05-10 07:00 | WITHDRAWN | 2008-11-12 08:00 | Serial LGIP | Generating Facility Type-1: Wind Turbine; Generating Facility Fuel-1: Wind Turbine; MWs MW-1: 49.25 | 49.25 |  |  | SAN BERNARDINO | CA | SCE | Coolwater-Kramer 115 kV line | 2013-12-15 08:00 | 2013-12-15 08:00 | Required | None | None | None
ESJ EXPANSION PROJECT (FKA RUMOROSA WIND EXPANSION) | 215 | 2007-05-21 | 2007-05-21 07:00 | WITHDRAWN | 2017-10-10 07:00 | TC | Generating Facility Type-1: Wind Turbine; Generating Facility Fuel-1: Wind Turbine; MWs MW-1: 420 | 420 | Energy Only |  | BAJA CALIFORNIA | MX | SDGE | East County (ECO) Substation 230kV | 2011-05-01 07:00 | 2019-06-30 07:00 | NA | Complete | Complete | NA |  | IC Request
LONESTAR | 216 | 2007-05-22 | 2007-05-22 07:00 | WITHDRAWN | 2007-07-24 07:00 | Serial LGIP | Generating Facility Type-1: Gas Turbine; Generating Facility Fuel-1: Natural Gas; MWs MW-1: 98.8 | 98.8 |  |  | SAN DIEGO | CA | SDGE | Otay Mesa Energy Center | 2010-03-31 07:00 | 2010-03-31 07:00 | None | None | None | None
OCEANSIDE | 217 |  | 2007-05-22 07:00 | WITHDRAWN | 2007-07-24 07:00 | Serial LGIP | Generating Facility Type-1: Gas Turbine; Generating Facility Fuel-1: Natural Gas; MWs MW-1: 98.8 | 98.8 |  |  | SAN DIEGO | CA | SDGE | San Luis Rey-Melrose 69kV | 2010-03-31 07:00 | 2010-03-31 07:00 | None | None | None | None
OLYMPUS POWER | 218 | 2007-05-22 | 2007-05-22 07:00 | WITHDRAWN | 2007-07-24 07:00 | Serial LGIP | Generating Facility Type-1: Gas Turbine; Generating Facility Fuel-1: Natural Gas; MWs MW-1: 98.8 | 98.8 |  |  | SAN DIEGO | CA | SDGE | Loop Talega-Escondido 230kV line | 2010-03-31 07:00 | 2010-03-31 07:00 | None | None | None | None
SONORAN | 219 | 2007-05-07 | 2007-05-23 07:00 | WITHDRAWN | 2019-03-25 07:00 | Serial LGIP | Generating Facility Type-1: Photovoltaic; Generating Facility Fuel-1: Solar; MWs MW-1: 50 | 50 |  |  | RIVERSIDE | CA | SCE | Colorado River Substation 500kV bus | 2012-06-01 07:00 | 2021-01-02 08:00 | Required | None | None | None | Executed | IC Request
DESERT GARNET PV | 220 | 2007-05-23 | 2007-05-23 07:00 | WITHDRAWN | 2009-12-07 21:22 | Serial LGIP | Generating Facility Type-1: Photovoltaic; Generating Facility Fuel-1: Solar; MWs MW-1: 450 | 450 |  |  | SAN BERNARDINO | CA | SCE | BLM West-Kramer 230kV line | 2011-12-01 08:00 | 2016-10-01 07:00 | Required | None | None | None
DESERT ONYX PV | 221 | 2007-05-23 | 2007-05-23 07:00 | WITHDRAWN | 2009-12-07 23:54 | Serial LGIP | Generating Facility Type-1: Photovoltaic; Generating Facility Fuel-1: Solar; MWs MW-1: 450 | 450 |  |  | SAN BERNARDINO | CA | SCE | Cool Water-Kramer #1 230kV line | 2011-12-01 08:00 | 2015-11-01 07:00 | Required | None | None | None
NOBLE WELL WIND GENERATION PROJECT | 223 | 2007-05-24 | 2007-05-29 07:00 | WITHDRAWN | 2008-08-15 16:34 | Serial LGIP | Generating Facility Type-1: Wind Turbine; Generating Facility Fuel-1: Wind Turbine; MWs MW-1: 170 | 170 |  |  | SAN BERNARDINO | CA | SCE | Cool Water-Kramer #1 230kV line | 2010-12-31 08:00 | 2010-12-31 08:00 | Required | None | None | None
BORDER II | 224 | 2007-05-23 | 2007-05-30 07:00 | WITHDRAWN | 2007-07-23 07:00 | Serial LGIP | Generating Facility Type-1: Reciprocating Engine; Generating Facility Fuel-1: Natural Gas; MWs MW-1: 99 | 99 |  |  | SAN DIEGO | CA | SDGE | 69kV line next to Calpeak Border site | 2010-05-01 07:00 | 2010-05-01 07:00 | None | None | None | None
BLYTHE III (REVISED) | 225 | 2007-05-23 | 2007-06-04 07:00 | WITHDRAWN | 2011-04-01 22:34 | Serial LGIP | Generating Facility Type-1: Combined Cycle; Generating Facility Fuel-1: Natural Gas; MWs MW-1: 640 | 640 |  |  | RIVERSIDE | CA | SCE | 500kV line to the new Midpoint switching station | 2012-06-01 07:00 | 2015-05-31 07:00 | Required | None | None | None
RAINBOW ENERGY FACILITY | 226 | 2007-05-16 | 2007-06-05 07:00 | WITHDRAWN | 2008-04-03 07:00 | Serial LGIP | Generating Facility Type-1: Combined Cycle; Generating Facility Fuel-1: Natural Gas; MWs MW-1: 620 | 620 |  |  | SAN DIEGO | CA | SDGE | New double circuit 230kV line into Escondido Substation | 2012-03-30 07:00 | 2012-03-30 07:00 | Required | None | None | None
BODEGA BAY PROJECT | 227 | 2007-06-18 | 2007-06-14 07:00 | WITHDRAWN | 2008-03-10 07:00 | Serial LGIP | Generating Facility Type-1: Wind Turbine; Generating Facility Fuel-1: Wind Turbine; MWs MW-1: 175 | 175 |  |  | MARIN | CA | PGAE | Fulton-Ignacio 230kV #2 line | 2010-12-31 08:00 | 2010-12-31 08:00 | Required | None | None | None
CPV CALIFORNIA VI | 228 | 2007-06-20 | 2007-06-20 07:00 | WITHDRAWN | 2007-10-22 07:00 | Serial LGIP | Generating Facility Type-1: Gas Turbine; Generating Facility Fuel-1: Natural Gas; MWs MW-1: 630 | 630 |  |  | ALAMEDA | CA | PGAE | Newark Substation 230kV bus | 2011-06-01 07:00 | 2011-06-01 07:00 | Required | None | None | None
DESERT OPAL III PV | 229 | 2007-06-21 | 2007-06-21 07:00 | WITHDRAWN | 2009-12-07 23:55 | Serial LGIP | Generating Facility Type-1: Photovoltaic; Generating Facility Fuel-1: Solar; MWs MW-1: 1000 | 1000 |  |  | SAN BERNARDINO | CA | SCE | Devers Substation | 2013-12-31 08:00 | 2016-12-31 08:00 | Required | None | None | None
DESERT RUBY PV | 230 | 2007-06-21 | 2007-06-21 07:00 | WITHDRAWN | 2009-12-07 23:58 | Serial LGIP | Generating Facility Type-1: Photovoltaic; Generating Facility Fuel-1: Solar; MWs MW-1: 1000 | 1000 |  |  | SAN BERNARDINO | CA | SCE | Devers Substation | 2013-12-31 08:00 | 2013-12-31 08:00 | Required | None | None | None
PAINTED HILLS III | 231 | 2007-06-13 | 2007-06-25 07:00 | WITHDRAWN | 2008-11-26 08:00 | Serial LGIP | Generating Facility Type-1: Wind Turbine; Generating Facility Fuel-1: Wind Turbine; MWs MW-1: 50 | 50 |  |  | RIVERSIDE | CA | SCE | Venwind portion of Devers-Garnett-Venwind line | 2009-12-01 08:00 | 2009-12-01 08:00 | Required | None | None | None
RAMCO ENERGY CENTER | 232 | 2007-06-26 | 2007-06-26 07:00 | WITHDRAWN | 2007-08-06 07:00 | Serial LGIP | Generating Facility Type-1: Reciprocating Engine; Generating Facility Fuel-1: Natural Gas; MWs MW-1: 99 | 99 |  |  | SAN DIEGO | CA | SDGE | Interconnection on Site | 2010-05-15 07:00 |  | None | None | None | None
JEAN LAKE SOLAR | 234 | 2007-06-27 | 2007-06-27 07:00 | WITHDRAWN | 2011-04-04 15:27 | Serial LGIP | Generating Facility Type-1: Steam Turbine; Generating Facility Fuel-1: Solar; MWs MW-1: 400 | 400 |  |  | CLARK | NV | SCE | Proposed Eldorado-Ivanpah 230kV line | 2013-06-30 07:00 | 2013-06-30 07:00 | Required | None | None | None
CPV CALIFORNIA VII | 235 | 2007-06-29 | 2007-06-29 07:00 | WITHDRAWN | 2008-11-26 08:00 | Serial LGIP | Generating Facility Type-1: Gas Turbine; Generating Facility Fuel-1: Natural Gas; MWs MW-1: 630 | 630 |  |  | CONTRA COSTA | CA | PGAE | Tesla-Tracy #1 230kV line | 2011-06-01 07:00 | 2011-06-01 07:00 | Required | None | None | None
CPV CALIFORNIA VIII | 236 | 2007-06-29 | 2007-06-29 07:00 | WITHDRAWN | 2008-11-26 08:00 | Serial LGIP | Generating Facility Type-1: Gas Turbine; Generating Facility Fuel-1: Natural Gas; MWs MW-1: 630 | 630 |  |  | SAN JOAQUIN | CA | PGAE | Tesla Substation 230kV bus | 2011-06-01 07:00 | 2011-06-01 07:00 | Required | None | None | None
COPPER MOUNTAIN II | 237 | 2007-06-12 | 2007-07-02 07:00 | WITHDRAWN | 2008-11-24 08:00 | Serial LGIP | Generating Facility Type-1: Combined Cycle; Generating Facility Fuel-1: Natural Gas; MWs MW-1: 634 | 634 |  |  | CLARK | NV | SCE | Eldorado 220kV switchyard | 2011-05-01 07:00 | 2011-05-01 07:00 | Waived | None | None | None
CARRIZO SOLAR FARM I | 238 | 2007-07-12 | 2007-07-11 07:00 | WITHDRAWN | 2008-11-26 08:00 | Serial LGIP | Generating Facility Type-1: Photovoltaic; Generating Facility Fuel-1: Solar; MWs MW-1: 45 | 45 |  |  | SAN LUIS OBISPO | CA | PGAE | Temblor-San Luis Obispo 115kV line | 2008-12-01 08:00 | 2008-12-01 08:00 | Required | None | None | None
SIBERIA PHASE I SEGS (FKA DPT BROADWELL LAKE II) | 240 | 2007-07-12 | 2007-07-12 07:00 | WITHDRAWN | 2013-11-06 16:32 | Serial LGIP | Generating Facility Type-1: Steam Turbine; Generating Facility Fuel-1: Solar; MWs MW-1: 400 | 400 |  |  | SAN BERNARDINO | CA | SCE | Pisgah Sub 230kV | 2014-06-30 07:00 | 2018-01-01 08:00 | Waived | Complete | Complete | None
SIBERIA PHASE II SEGS (FKA DPT 9) | 241 | 2007-07-12 | 2007-07-12 07:00 | WITHDRAWN | 2014-01-10 21:40 | Serial LGIP | Generating Facility Type-1: Steam Turbine; Generating Facility Fuel-1: Solar; MWs MW-1: 400 | 400 |  |  | SAN BERNARDINO | CA | SCE | Pisgah Sub 230kV | 2015-06-30 07:00 | 2015-06-30 07:00 | Waived | Complete | Complete | None
SOUTH BRISTOL MOUNTAINS WIND FARM | 243 | 2007-07-16 | 2007-07-16 07:00 | WITHDRAWN | 2008-11-26 08:00 | Serial LGIP | Generating Facility Type-1: Wind Turbine; Generating Facility Fuel-1: Solar; MWs MW-1: 429 | 429 |  |  | SAN BERNARDINO | CA | SCE | Pisgah 230kV Substation | 2010-12-30 08:00 | 2010-12-30 08:00 | Required | None | None | None
LITTLE LAKE SOUTH WIND FARM | 244 | 2007-07-16 | 2007-07-16 07:00 | WITHDRAWN | 2008-11-26 08:00 | Serial LGIP | Generating Facility Type-1: Wind Turbine; Generating Facility Fuel-1: Wind Turbine; MWs MW-1: 120 | 120 |  |  | KERN/INYO | CA | SCE | Control-Haiwee-Inyokern 115kV line | 2010-12-15 08:00 | 2010-12-15 08:00 | Required | None | None | None
SHAVERS VALLEY WIND FARM | 245 | 2007-07-16 | 2007-07-16 07:00 | WITHDRAWN | 2008-11-26 08:00 | Serial LGIP | Generating Facility Type-1: Wind Turbine; Generating Facility Fuel-1: Wind Turbine; MWs MW-1: 228 | 228 |  |  | RIVERSIDE | CA | SCE | Devers-Mirage-Julian Hinds 230kV line | 2010-12-15 08:00 | 2010-12-15 08:00 | Required | None | None | None
LAUREL MOUNTAIN WIND FARM | 246 | 2007-07-17 | 2007-07-17 07:00 | WITHDRAWN | 2008-11-26 08:00 | Serial LGIP | Generating Facility Type-1: Wind Turbine; Generating Facility Fuel-1: Wind Turbine; MWs MW-1: 120 | 120 |  |  | KERN | CA | SCE | Kramer-Inyokern-Randsburg #3 115kV line | 2010-12-15 08:00 | 2010-12-15 08:00 | Required | None | None | None
MADERA ENERGY CENTER EXPANSION | 247 | 2007-07-30 | 2007-07-30 07:00 | WITHDRAWN | 2011-04-07 21:21 | Serial LGIP | Generating Facility Type-1: Combined Cycle; Generating Facility Fuel-1: Natural Gas; MWs MW-1: 67 | 67 |  |  | MADERA | CA | PGAE | Borden Substation 230kV Bus | 2011-07-01 07:00 | 2012-04-15 07:00 | Waived | None | None | None
STOCKTON GENERATION EXPANSION | 248 | 2007-07-30 | 2007-07-30 07:00 | WITHDRAWN | 2015-07-01 21:15 | Serial LGIP | Generating Facility Type-1: Combined Cycle; Generating Facility Fuel-1: Natural Gas; MWs MW-1: 67 | 67 |  |  | SAN JOAQUIN | CA | PGAE | Tesla-Bellota 230kV line | 2011-05-15 07:00 | 2014-05-01 07:00 | Waived | Complete | Complete | None
SOLEDAD WIND ENERGY PARK | 249 | 2007-07-30 | 2007-07-30 07:00 | WITHDRAWN | 2008-11-26 08:00 | Serial LGIP | Generating Facility Type-1: Wind Turbine; Generating Facility Fuel-1: Wind Turbine; MWs MW-1: 105 | 105 |  |  | MONTEREY | CA | PGAE | Moss-Linding-Salinas-Soledad 115kV #1 and #2 lines #1 line & Tap N/O Moss Landing-Salinas-Soledad #2 | 2010-11-01 07:00 | 2010-11-01 07:00 | Required | None | None | None
WALKER RIDGE WIND ENERGY PARK | 250 | 2007-08-04 | 2007-07-30 07:00 | WITHDRAWN | 2013-06-04 07:00 | TC | Generating Facility Type-1: Wind Turbine; Generating Facility Fuel-1: Wind Turbine; MWs MW-1: 66.2 | 66.2 | Full Capacity |  | LAKE/COLUSA | CA | PGAE | Redbud-Cortina 115kV line | 2009-08-01 07:00 | 2014-08-03 07:00 | NA | Complete | Complete | NA
CHUCKWALLA SOLAR I | 251 | 2007-08-01 | 2007-08-01 07:00 | WITHDRAWN | 2008-11-26 08:00 | Serial LGIP | Generating Facility Type-1: Photovoltaic; Generating Facility Fuel-1: Solar; MWs MW-1: 200 | 200 |  |  | RIVERSIDE | CA | SCE | Eagle Mountain-Blythe 161kV line | 2009-12-15 08:00 | 2009-12-15 08:00 | Required | None | None | None
CENTRAL COAST | 253 | 2007-08-13 | 2007-08-13 07:00 | WITHDRAWN | 2008-11-26 08:00 | Serial LGIP | Generating Facility Type-1: Wind Turbine; Generating Facility Fuel-1: Wind Turbine; MWs MW-1: 40 | 40 |  |  | SANTA BARBARA | CA | PGAE | Cabrillo Substation 115kV | 2011-12-31 08:00 | 2011-12-31 08:00 | Required | None | None | None
AVENAL ENERGY PROJECT | 254 | 2007-08-21 | 2007-08-21 07:00 | WITHDRAWN | 2015-08-24 07:00 | TC | Generating Facility Type-1: Combined Cycle; Generating Facility Fuel-1: Natural Gas; MWs MW-1: 600 | 600 | Full Capacity |  | KINGS | CA | PGAE | Gates Substation 230kV bus | 2012-06-01 07:00 | 2017-06-01 07:00 | NA | Complete | Complete | NA
RIDGECREST SOLAR II (FKA MOJAVE SOLAR PEAKING POWER) | 255 | 2010-11-20 | 2007-08-23 07:00 | WITHDRAWN | 2011-01-26 08:00 | TC | Generating Facility Type-1: Steam Turbine; Generating Facility Fuel-1: Solar; MWs MW-1: 250 | 250 | Full Capacity |  | KERN | CA | SCE | Inyokern Substation | 2013-12-28 08:00 | 2013-07-01 07:00 | NA | Complete | Complete | NA
CALRENEW-1 | 256 | 2007-08-23 | 2007-08-23 07:00 | WITHDRAWN | 2007-09-24 07:00 | Serial LGIP | Generating Facility Type-1: Photovoltaic; Generating Facility Fuel-1: Solar; MWs MW-1: 30 | 30 |  |  | FRESNO | CA | PGAE | Mendota Biomass Substation | 2009-04-15 07:00 | 2009-04-15 07:00 | None | None | None | None
FAIRFIELD ENERGY CENTER | 257 | 2007-07-10 | 2007-09-10 07:00 | WITHDRAWN | 2011-04-21 16:06 | Serial LGIP | Generating Facility Type-1: Combined Cycle; Generating Facility Fuel-1: Natural Gas; MWs MW-1: 575 | 575 |  |  | SOLANO | CA | PGAE | New Fairfield Substation 230kV bus | 2011-06-01 07:00 | 2011-06-01 07:00 | Required | None | None | None
OAKLEY GENERATING STATION | 258 | 2007-09-12 | 2007-09-12 07:00 | WITHDRAWN | 2018-08-28 07:00 | TC | Generating Facility Type-1: Combined Cycle; Generating Facility Fuel-1: Natural Gas; MWs MW-1: 651 | 651 | Energy Only |  | CONTRA COSTA | CA | PGAE | Contra Costa Substation 230kV bus | 2012-02-01 08:00 | 2020-12-31 08:00 | NA | Complete | Complete | NA | Executed
PALERMO GENERATING STATION | 259 | 2007-09-14 | 2007-09-12 07:00 | WITHDRAWN | 2008-12-11 23:51 | Serial LGIP | Generating Facility Type-1: Combined Cycle; Generating Facility Fuel-1: Natural Gas; MWs MW-1: 345 | 345 |  |  | SUTTER | CA | PGAE | Rio Oso Substation 115kV bus | 2012-02-01 08:00 | 2012-02-01 08:00 | Required | None | None | None
LODI GENERATING STATION | 260 | 2007-09-14 | 2007-09-12 07:00 | WITHDRAWN | 2008-11-26 08:00 | Serial LGIP | Generating Facility Type-1: Combined Cycle; Generating Facility Fuel-1: Natural Gas; MWs MW-1: 260 | 260 |  |  | SAN JOAQUIN | CA | PGAE | Loop Gold Hill-Eight Mile Road 230kV line | 2012-02-01 08:00 | 2012-02-01 08:00 | Required | None | None | None
TESORO REFINERY COGENERATION | 261 | 2007-09-28 | 2007-09-28 07:00 | WITHDRAWN | 2008-11-26 08:00 | Serial LGIP | Generating Facility Type-1: Combined Cycle; Generating Facility Fuel-1: Natural Gas; MWs MW-1: 104 | 104 |  |  | LOS ANGELES | CA | SCE | Hinson Substation 220kV | 2010-10-01 07:00 | 2010-10-01 07:00 | Required | None | None | None
BIRDS LANDING ENERGY CENTER | 262 | 2007-10-11 | 2007-10-10 07:00 | WITHDRAWN | 2008-06-03 07:00 | Serial LGIP | Generating Facility Type-1: Reciprocating Engine; Generating Facility Fuel-1: Natural Gas; MWs MW-1: 390.6 | 390.6 |  |  | SOLANO | CA | PGAE | Birds Landing Substation 230 kV Bus | 2012-04-15 07:00 | 2012-04-15 07:00 | Required | None | None | None
COPPER MOUNTAIN II ALTERNATE | 263 | 2007-10-10 | 2007-10-10 07:00 | WITHDRAWN | 2008-02-13 08:00 | Serial LGIP | Generating Facility Type-1: Combined Cycle; Generating Facility Fuel-1: Natural Gas; MWs MW-1: 634 | 634 |  |  | CLARK | NV | SCE | Eldorado Switchyard 220kV & NCP Merchant Substation 230kV | 2011-05-01 07:00 | 2011-05-01 07:00 | Waived | None | None | None
HOMER MOUNTAIN WIND FARM | 264 | 2007-10-15 | 2007-10-15 07:00 | WITHDRAWN | 2009-12-17 19:16 | Serial LGIP | Generating Facility Type-1: Wind Turbine; Generating Facility Fuel-1: Wind Turbine; MWs MW-1: 300 | 300 |  |  | SAN BERNARDINO | CA | SCE | Lugo-Mohave 500kV line | 2010-12-30 08:00 | 2010-12-30 08:00 | Required | None | None | None
PALEN DRY LAKE PV | 265 | 2007-10-16 | 2007-10-16 07:00 | WITHDRAWN | 2007-12-05 08:00 | Serial LGIP | Generating Facility Type-1: Photovoltaic; Generating Facility Fuel-1: Solar; MWs MW-1: 25 | 25 |  |  | RIVERSIDE | CA | SCE | Eagle Mountain Blythe 161kV line | 2009-12-01 08:00 | 2009-12-01 08:00 | Required | None | None | None
RIO OSO GENERATING STATION | 266 | 2007-10-19 | 2007-10-19 07:00 | WITHDRAWN | 2008-11-26 08:00 | Serial LGIP | Generating Facility Type-1: Combined Cycle; Generating Facility Fuel-1: Natural Gas; MWs MW-1: 325 | 325 |  |  | SUTTER | CA | PGAE | Rio Oso Substation 230 kV Bus | 2012-02-01 08:00 | 2012-02-01 08:00 | Required | None | None | None
PATTERSON PASS ENERGY CENTER | 269 | 2007-10-30 | 2007-10-31 07:00 | WITHDRAWN | 2011-04-07 21:53 | Serial LGIP | Generating Facility Type-1: Reciprocating Engine; Generating Facility Fuel-1: Natural Gas; MWs MW-1: 371.3 | 371.3 |  |  | SAN JOAQUIN | CA | PGAE | Tesla-Westley 230 KV lines | 2012-04-15 07:00 | 2015-05-01 07:00 | Required | None | None | None
DESERT QUARTZSITE PV | 270 | 2007-11-01 | 2007-11-01 07:00 | WITHDRAWN | 2009-12-07 23:56 | Serial LGIP | Generating Facility Type-1: Photovoltaic; Generating Facility Fuel-1: Solar; MWs MW-1: 700 | 700 |  |  | RIVERSIDE | CA | SCE | Proposed Midpoint Substation 230kV | 2011-12-01 08:00 | 2015-12-01 08:00 | Required | None | None | None
DESERT JASPER PV | 271 | 2007-11-01 | 2007-11-01 07:00 | WITHDRAWN | 2009-12-07 22:19 | Serial LGIP | Generating Facility Type-1: Photovoltaic; Generating Facility Fuel-1: Solar; MWs MW-1: 400 | 400 |  |  | SAN BERNARDINO | CA | SCE | Lugo-Pisgah 230kV line | 2012-12-01 08:00 | 2016-09-01 07:00 | Required | None | None | None
GWF HANFORD | 273 | 2007-11-01 | 2007-11-01 07:00 | WITHDRAWN | 2008-01-25 08:00 | Serial LGIP | Generating Facility Type-1: Combined Cycle; Generating Facility Fuel-1: Natural Gas; MWs MW-1: 99 | 99 |  |  | KINGS | CA | PGAE | Hanford Switchyard 115kV bus | 2010-05-01 07:00 | 2010-05-01 07:00 | Waived | None | None | None
CPV CALIFORNIA IX | 275 | 2007-11-07 | 2007-11-07 08:00 | WITHDRAWN | 2011-04-07 22:04 | Serial LGIP | Generating Facility Type-1: Gas Turbine; Generating Facility Fuel-1: Natural Gas; MWs MW-1: 630 | 630 |  |  | SOLANO | CA | PGAE | Loop Vaca Dixon-Peabody & Vaca Dixon-Lambie 230 kV lines | 2012-09-01 07:00 | 2013-05-01 07:00 | Required | None | None | None
ANTIOCH GENERATING STATION | 276 | 2007-11-09 | 2007-11-09 08:00 | WITHDRAWN | 2008-11-18 08:00 | Serial LGIP | Generating Facility Type-1: Combined Cycle; Generating Facility Fuel-1: Natural Gas; MWs MW-1: 650 | 650 |  |  | CONTRA COSTA | CA | PGAE | Contra Costa Substation | 2012-01-15 08:00 | 2012-01-15 08:00 | Required | None | None | None
RIO SECO WIND | 277 | 2007-11-15 | 2007-11-15 08:00 | WITHDRAWN | 2008-03-06 08:00 | Serial LGIP | Generating Facility Type-1: Wind Turbine; Generating Facility Fuel-1: Wind Turbine; MWs MW-1: 75 | 75 |  |  | SAN BERNARDINO | CA | SCE | Coolwater-Dunn Siding 115kV line | 2010-11-15 08:00 | 2010-11-15 08:00 | Required | None | None | None
HUMBOLDT WAVECONNECT PROJECT | 279 | 2007-11-30 | 2007-11-30 08:00 | WITHDRAWN | 2008-02-29 08:00 | Serial LGIP | Generating Facility Type-1: Hydro; Generating Facility Fuel-1: Water; MWs MW-1: 40 | 40 |  |  | HUMBOLDT | CA | PGAE | Fairhaven Substation 60kV bus | 2012-06-01 07:00 | 2012-06-01 07:00 | Required | None | None | None
MENDOCINO WAVECONNECT PROJECT | 280 | 2007-11-30 | 2007-11-30 08:00 | WITHDRAWN | 2008-11-18 08:00 | Serial LGIP | Generating Facility Type-1: Hydro; Generating Facility Fuel-1: Water; MWs MW-1: 40 | 40 |  |  | MENDOCINO | CA | PGAE | Fort Bragg Substation 60kV bus | 2012-06-01 07:00 | 2012-06-01 07:00 | Required | None | None | None
ROUGH & READY ISLAND ENERGY PARK PROJECT | 281 | 2007-12-03 | 2007-12-03 08:00 | WITHDRAWN | 2008-05-27 07:00 | Serial LGIP | Generating Facility Type-1: Combined Cycle; Generating Facility Fuel-1: Natural Gas; MWs MW-1: 500 | 500 |  |  | SAN JOAQUIN | CA | PGAE | Loop Tesla-Stagg and Tesla-Eight Mile 230kV lines | 2010-12-31 08:00 | 2010-12-31 08:00 | Required | None | None | None
MADERA POWER | 282 | 2007-12-12 | 2007-12-12 08:00 | WITHDRAWN | 2014-12-03 08:00 | TC | Generating Facility Type-1: Steam Turbine; Generating Facility Fuel-1: Biofuel; MWs MW-1: 29 | 29 | Full Capacity |  | MADERA | CA | PGAE | Dairyland-Mendota 115 kV line tap | 2008-05-31 07:00 | 2011-06-30 07:00 | NA | Complete | Complete | NA | Executed
BETHEL 7 & 8 SOLAR THERMAL HYBRID PROJECT | 283 | 2007-12-12 | 2007-12-12 08:00 | WITHDRAWN | 2011-04-12 19:50 | Serial LGIP | Generating Facility Type-1: Steam Turbine; Generating Facility Fuel-1: Biofuel; MWs MW-1: 106.8 | 106.8 |  |  | FRESNO | CA | PGAE | Gates Substation 230kV bus | 2010-03-01 08:00 | 2012-09-30 07:00 | Required | None | None | None
UKIAH ENERGY CENTER | 284 | 2007-12-13 | 2007-12-13 08:00 | WITHDRAWN | 2008-11-26 08:00 | Serial LGIP | Generating Facility Type-1: Reciprocating Engine; Generating Facility Fuel-1: Natural Gas; MWs MW-1: 115 | 115 |  |  | MENDOCINO | CA | PGAE | Ukiah Substation 115kV bus | 2012-04-15 07:00 | 2012-04-15 07:00 | Required | None | None | None
TROY LAKE WIND | 285 | 2007-12-13 | 2007-12-13 08:00 | WITHDRAWN | 2008-11-26 08:00 | Serial LGIP | Generating Facility Type-1: Wind Turbine; Generating Facility Fuel-1: Wind Turbine; MWs MW-1: 150 | 150 |  |  | SAN BERNARDINO | CA | SCE | Pisgah Substation 230kV | 2011-12-31 08:00 | 2011-12-31 08:00 | Required | None | None | None
EL CENTRO 1 | 286 | 2007-12-20 | 2007-12-20 08:00 | WITHDRAWN | 2008-05-07 07:00 | Serial LGIP | Generating Facility Type-1: Steam Turbine; Generating Facility Fuel-1: Solar; MWs MW-1: 375 | 375 |  |  | IMPERIAL | CA | SDGE | Southwest Power Link 500kV line | 2012-07-01 07:00 | 2012-07-01 07:00 | Required | None | None | None
SUNTOWER GASKELL GENERATING STATION | 287 | 2007-12-21 | 2007-12-21 08:00 | WITHDRAWN | 2011-04-12 19:59 | Serial LGIP | Generating Facility Type-1: Steam Turbine; Generating Facility Fuel-1: Solar; MWs MW-1: 231 | 231 |  |  | KERN | CA | SCE | Antelope-Magunden 230kV | 2011-04-01 07:00 | 2011-04-01 07:00 | Waived | None | None | None
CARRIZO 1 | 288 | 2007-12-20 | 2007-12-21 08:00 | WITHDRAWN | 2008-05-14 07:00 | Serial LGIP | Generating Facility Type-1: Photovoltaic; Generating Facility Fuel-1: Solar; MWs MW-1: 375 | 375 |  |  | SAN LUIS OBISPO | CA | PGAE | Morro Bay-Midway #2 230kV line | 2011-07-01 07:00 | 2012-07-01 07:00 | Required | None | None | None
ECP I | 289 | 2007-12-20 | 2007-12-21 08:00 | WITHDRAWN | 2008-05-29 07:00 | Serial LGIP | Generating Facility Type-1: Steam Turbine; Generating Facility Fuel-1: Solar; MWs MW-1: 375 | 375 |  |  | SAN BERNARDINO | CA | SCE | El Dorado-Ivanpah 115kV line | 2011-07-01 07:00 | 2011-07-01 07:00 | Required | None | None | None
TRILOBITE SOLAR PROJECT | 290 | 2007-12-27 | 2007-12-27 08:00 | WITHDRAWN | 2009-12-07 21:18 | Serial LGIP | Generating Facility Type-1: Steam Turbine; Generating Facility Fuel-1: Solar; MWs MW-1: 750 | 750 |  |  | SAN BERNARDINO | CA | SCE | Pisgah Substation 230kV | 2015-06-01 07:00 | 2012-12-31 08:00 | Required | None | None | None
MESQUITE LAKE | 291 | 2007-12-27 | 2007-12-27 08:00 | WITHDRAWN | 2008-11-20 08:00 | Serial LGIP | Generating Facility Type-1: Steam Turbine; Generating Facility Fuel-1: Solar; MWs MW-1: 250 | 250 |  |  | SAN BERNARDINO | CA | SCE | Ivanpah Substation 230kV | 2015-06-01 07:00 | 2015-06-01 07:00 | Required | None | None | None
FREEMAN JUNCTION SOLAR PROJECT | 292 | 2007-12-27 | 2007-12-27 08:00 | WITHDRAWN | 2008-02-06 08:00 | Serial LGIP | Generating Facility Type-1: Steam Turbine; Generating Facility Fuel-1: Solar; MWs MW-1: 250 | 250 |  |  | KERN | CA | SCE | SCE portion of Kramer BLM West 230kV line | 2014-06-01 07:00 | 2014-06-01 07:00 | Required | None | None | None
WELLHEAD POWER PROJECT 5 | 293 | 2007-12-31 | 2008-01-03 08:00 | WITHDRAWN | 2008-12-09 08:00 | Serial LGIP | Generating Facility Type-1: Reciprocating Engine; Generating Facility Fuel-1: Biofuel; MWs MW-1: 5.2 | 5.2 |  |  | FRESNO | CA | PGAE | Helm-Kerman 70kV line | 2009-06-01 07:00 | 2009-06-01 07:00 | Required | None | None | None
TROY LAKE SOLEIL | 295 | 2008-01-17 | 2008-01-17 08:00 | WITHDRAWN | 2009-12-07 21:17 | Serial LGIP | Generating Facility Type-1: Steam Turbine; Generating Facility Fuel-1: Solar; MWs MW-1: 300 | 300 |  |  | SAN BERNARDINO | CA | SCE | Pisgah Substation 220kV | 2011-12-31 08:00 | 2011-12-31 08:00 | Required | None | None | None
BIG ROCK SUNTOWER GENERATING STATION | 296 | 2008-01-18 | 2008-01-18 08:00 | WITHDRAWN | 2008-05-23 07:00 | Serial LGIP | Generating Facility Type-1: Steam Turbine; Generating Facility Fuel-1: Solar; MWs MW-1: 33 | 33 |  |  | LOS ANGELES | CA | SCE | Antelope-Piute 66kV line | 2009-12-01 08:00 | 2009-12-01 08:00 | Waived | None | None | None
EL DORADO SOLAR ALTERNATE | 298 | 2008-01-23 | 2008-01-23 08:00 | WITHDRAWN | 2008-11-19 08:00 | Serial LGIP | Generating Facility Type-1: Steam Turbine; Generating Facility Fuel-1: Solar; MWs MW-1: 140 | 140 |  |  | CLARK | NV | SCE | El Dorado 220kV switchyard | 2011-11-01 07:00 | 2011-11-01 07:00 | Required | None | None | None
GWF HANFORD COMBINED CYCLE POWER PLANT | 299 | 2010-11-20 | 2008-01-29 08:00 | WITHDRAWN | 2011-01-26 08:00 | TC | Generating Facility Type-1: Combined Cycle; Generating Facility Fuel-1: Natural Gas; MWs MW-1: 27 | 27 | Full Capacity |  | KINGS | CA | PGAE | Hanford Switchyard 115kV bus | 2010-05-01 07:00 | 2013-05-01 07:00 | NA | Complete | Complete | NA
HYDROGEN ENERGY CALIFORNIA | 300 | 2010-11-20 | 2008-02-04 08:00 | WITHDRAWN | 2011-05-17 07:00 | TC | Generating Facility Type-1: Combined Cycle; Generating Facility Fuel-1: Natural Gas; MWs MW-1: 400 | 400 | Full Capacity |  | KERN | CA | PGAE | Midway-Wheeler Ridge #1 and #2 230kV line | 2014-09-01 07:00 | 2015-09-01 07:00 | NA | Complete | Complete | NA
LUCERNE VALLEY SOLAR PROJECT, PHASE 2 | 301 | 2008-02-08 | 2008-02-08 08:00 | WITHDRAWN | 2008-10-27 07:00 | Serial LGIP | Generating Facility Type-1: Photovoltaic; Generating Facility Fuel-1: Solar; MWs MW-1: 500 | 500 |  |  | SAN BERNARDINO | CA | SCE | Lugo-Pisgah Line 220kV line | 2016-01-01 08:00 | 2016-01-01 08:00 | Required | None | None | None |  | None
LUCERNE VALLEY SOLAR PROJECT, PHASE 1 | 302 | 2008-02-19 | 2008-02-19 08:00 | WITHDRAWN | 2008-04-07 07:00 | Serial LGIP | Generating Facility Type-1: Photovoltaic; Generating Facility Fuel-1: Solar; MWs MW-1: 200 | 200 |  |  | SAN BERNARDINO | CA | SCE | Lugo-Pisgah 220kV line | 2010-02-01 08:00 | 2010-02-01 08:00 | Required | None | None | None
AUBANEL WIND PROJECT | 303 | 2008-02-27 | 2008-02-27 08:00 | WITHDRAWN | 2008-10-27 07:00 | Serial LGIP | Generating Facility Type-1: Wind Turbine; Generating Facility Fuel-1: Wind Turbine; MWs MW-1: 500 | 500 |  |  | BAJA CALIFORNIA | MX | SDGE | Imperial Valley - Miguel 500kV line | 2011-12-31 08:00 | 2011-12-31 08:00 | Required | None | None | None
MARSH LANDING GENERATING STATION - COMBINED CYCLE UNITS | 305 | 2008-03-18 | 2008-03-10 07:00 | WITHDRAWN | 2010-12-08 17:45 | Serial LGIP | Generating Facility Type-1: Combined Cycle; Generating Facility Fuel-1: Natural Gas; MWs MW-1: 611 | 611 |  |  | CONTRA COSTA | CA | PGAE | Contra Costa Substation 230kV Switchyard | 2012-07-30 07:00 | 2012-07-30 07:00 | Required | None | None | None
ZEPHYR POWER STATION | 306 | 2008-03-11 | 2008-03-11 07:00 | WITHDRAWN | 2008-11-20 08:00 | Serial LGIP | Generating Facility Type-1: Gas Turbine; Generating Facility Fuel-1: Natural Gas; MWs MW-1: 200 | 200 |  |  | SAN JOAQUIN | CA | PGAE | Tesla-Belota 230kV and Tesla-Webber 230kV lines | 2012-05-01 07:00 | 2012-05-01 07:00 | Required | None | None | None
PV REDMAN-LANCASTER | 307 | 2008-03-11 | 2008-03-11 07:00 | WITHDRAWN | 2008-04-24 07:00 | Serial LGIP | Generating Facility Type-1: Photovoltaic; Generating Facility Fuel-1: Solar; MWs MW-1: 100 | 100 |  |  | LOS ANGELES | CA | SCE | Lancaster Redman 66kV line | 2009-05-01 07:00 | 2009-05-01 07:00 | Required | None | None | None
PV LITTLE ROCK-PALMDALE | 308 | 2008-03-11 | 2008-03-11 07:00 | WITHDRAWN | 2008-04-24 07:00 | Serial LGIP | Generating Facility Type-1: Photovoltaic; Generating Facility Fuel-1: Solar; MWs MW-1: 100 | 100 |  |  | LOS ANGELES | CA | SCE | Helijet-Little Rock-Palmdale-Rockair 66kV line | 2009-05-01 07:00 | 2009-05-01 07:00 | Required | None | None | None
PV-3 (FKA PV ANTELOPE-DEL SUR) | 309 | 2010-11-20 | 2008-03-11 07:00 | WITHDRAWN | 2011-03-23 18:19 | TC | Generating Facility Type-1: Photovoltaic; Generating Facility Fuel-1: Solar; MWs MW-1: 100 | 100 | Full Capacity |  | LOS ANGELES | CA | SCE | Antelope Substation 66kV | 2009-05-01 07:00 | 2013-07-01 07:00 | NA | None | None | NA
PV DEL SUR-LANCASTER | 310 | 2008-03-11 | 2008-03-11 07:00 | WITHDRAWN | 2008-04-24 07:00 | Serial LGIP | Generating Facility Type-1: Photovoltaic; Generating Facility Fuel-1: Solar; MWs MW-1: 100 | 100 |  |  | LOS ANGELES | CA | SCE | Del-Dur-Lancaster-Rite Aid 66kV line | 2009-05-01 07:00 | 2009-05-01 07:00 | Required | None | None | None | In Progress
PV PIUTE-LANCASTER | 311 | 2008-03-11 | 2008-03-11 07:00 | WITHDRAWN | 2008-04-24 07:00 | Serial LGIP | Generating Facility Type-1: Photovoltaic; Generating Facility Fuel-1: Solar; MWs MW-1: 100 | 100 |  |  | LOS ANGELES | CA | SCE | Lancaster-Little Rock-Piute 66kV line | 2009-05-01 07:00 | 2009-05-01 07:00 | Required | None | None | None
PV PALMDALE-TORTOISE | 312 | 2008-03-11 | 2008-03-11 07:00 | WITHDRAWN | 2008-05-06 07:00 | Serial LGIP | Generating Facility Type-1: Photovoltaic; Generating Facility Fuel-1: Solar; MWs MW-1: 100 | 100 |  |  | LOS ANGELES | CA | SCE | Oasis-Tortoise 66kV line | 2009-05-01 07:00 | 2009-05-01 07:00 | Required | None | None | None
PV REDMAN-PIUTE | 313 | 2008-03-11 | 2008-03-11 07:00 | WITHDRAWN | 2008-04-24 07:00 | Serial LGIP | Generating Facility Type-1: Photovoltaic; Generating Facility Fuel-1: Solar; MWs MW-1: 100 | 100 |  |  | LOS ANGELES | CA | SCE | Piute-Redman 66kV line | 2009-05-01 07:00 | 2009-05-01 07:00 | Required | None | None | None
PV PIUTE-LITTLE ROCK | 314 | 2008-03-11 | 2008-03-11 07:00 | WITHDRAWN | 2008-04-24 07:00 | Serial LGIP | Generating Facility Type-1: Photovoltaic; Generating Facility Fuel-1: Solar; MWs MW-1: 100 | 100 |  |  | LOS ANGELES | CA | SCE | Lancaster-Little Rock-Piute 66kV line | 2009-05-01 07:00 | 2009-05-01 07:00 | Required | None | None | None
PV PALMDALE-ROCKAIR | 315 | 2008-03-11 | 2008-03-11 07:00 | WITHDRAWN | 2008-04-24 07:00 | Serial LGIP | Generating Facility Type-1: Photovoltaic; Generating Facility Fuel-1: Solar; MWs MW-1: 100 | 100 |  |  | LOS ANGELES | CA | SCE | Helijet-Little Rock-Palmdale-Rockair 66kV line | 2009-05-01 07:00 | 2009-05-01 07:00 | Required | None | None | None
PV ROSAMOND-ANTELOPE | 316 | 2008-03-11 | 2008-03-11 07:00 | WITHDRAWN | 2008-04-24 07:00 | Serial LGIP | Generating Facility Type-1: Photovoltaic; Generating Facility Fuel-1: Solar; MWs MW-1: 100 | 100 |  |  | LOS ANGELES | CA | SCE | Antelope-Rosamond 66kV line | 2009-05-01 07:00 | 2009-05-01 07:00 | Required | None | None | None
PV-11 (FKA PV ROSAMOND-DEL SUR) | 317 | 2010-11-20 | 2008-03-11 07:00 | WITHDRAWN | 2011-03-23 17:42 | TC | Generating Facility Type-1: Photovoltaic; Generating Facility Fuel-1: Solar; MWs MW-1: 100 | 100 | Full Capacity |  | LOS ANGELES | CA | SCE | Antelope Substation 66kV | 2009-05-01 07:00 | 2013-06-01 07:00 | NA | None | None | NA
PV GOLDTOWN-LANCASTER | 318 | 2008-03-11 | 2008-03-11 07:00 | WITHDRAWN | 2008-04-24 07:00 | Serial LGIP | Generating Facility Type-1: Photovoltaic; Generating Facility Fuel-1: Solar; MWs MW-1: 100 | 100 |  |  | KERN | CA | SCE | Goldtown-Lancaster 66kV line | 2009-05-01 07:00 | 2009-05-01 07:00 | Required | None | None | None
PV GOLDTOWN-CORUM | 319 | 2008-03-11 | 2008-03-11 07:00 | WITHDRAWN | 2008-04-24 07:00 | Serial LGIP | Generating Facility Type-1: Photovoltaic; Generating Facility Fuel-1: Solar; MWs MW-1: 100 | 100 |  |  | LOS ANGELES | CA | SCE | Corum-Goldtown 66kV line | 2009-05-01 07:00 | 2009-05-01 07:00 | Required | None | None | None
NE WIND PROJECT | 321 | 2008-03-18 | 2008-03-18 07:00 | WITHDRAWN | 2010-12-08 18:53 | Serial LGIP | Generating Facility Type-1: Wind Turbine; Generating Facility Fuel-1: Wind Turbine; MWs MW-1: 100 | 100 |  |  | PLUMAS | CA | PGAE | Caribou Substation 230kV switchyard | 2013-12-15 08:00 | 2013-12-01 08:00 | Required | None | None | None
PITTSBURG POWER PLANT - CCU | 322 | 2008-03-17 | 2008-03-18 07:00 | WITHDRAWN | 2010-12-08 16:42 | Serial LGIP | Generating Facility Type-1: Combined Cycle; Generating Facility Fuel-1: Natural Gas; MWs MW-1: 611 | 611 |  |  | CONTRA COSTA | CA | PGAE | Pittsburg 230kV switchyard | 2012-09-30 07:00 | 2012-09-30 07:00 | Required | None | None | None
PV ROSAMOND-CORUM | 323 | 2008-03-27 | 2008-03-27 07:00 | WITHDRAWN | 2008-04-24 07:00 | Serial LGIP | Generating Facility Type-1: Photovoltaic; Generating Facility Fuel-1: Solar; MWs MW-1: 100 | 100 |  |  | KERN | CA | SCE | Coram-Rosemond 66kV line | 2009-05-01 07:00 | 2009-05-01 07:00 | Required | None | None | None
PV COOLWATER-DUNN SIDING | 324 | 2008-03-27 | 2008-03-27 07:00 | WITHDRAWN | 2008-04-24 07:00 | Serial LGIP | Generating Facility Type-1: Photovoltaic; Generating Facility Fuel-1: Solar; MWs MW-1: 250 | 250 |  |  | SAN BERNARDINO | CA | SCE | Eldorado Baker Cool Water Dunn Siding Mountain Pass 115kV line | 2009-05-01 07:00 | 2009-05-01 07:00 | Required | None | None | None
PV COOLWATER - KRAMER | 325 | 2008-03-27 | 2008-03-27 07:00 | WITHDRAWN | 2008-04-24 07:00 | Serial LGIP | Generating Facility Type-1: Photovoltaic; Generating Facility Fuel-1: Solar; MWs MW-1: 100 | 100 |  |  | KERN | CA | SCE | Kramer-Cool Water 115kV line | 2009-05-01 07:00 | 2009-05-01 07:00 | Required | None | None | None
PV TORTILLA-KRAMER | 326 | 2008-03-27 | 2008-03-27 07:00 | WITHDRAWN | 2008-04-24 07:00 | Serial LGIP | Generating Facility Type-1: Photovoltaic; Generating Facility Fuel-1: Solar; MWs MW-1: 100 | 100 |  |  | KERN | CA | SCE | Kramer-Tortilla 115kV line | 2009-05-01 07:00 | 2009-05-01 07:00 | Required | None | None | None
PV KRAMER-INYOKERN #1 | 327 | 2008-03-25 | 2008-03-27 07:00 | WITHDRAWN | 2008-11-21 08:00 | Serial LGIP | Generating Facility Type-1: Photovoltaic; Generating Facility Fuel-1: Solar; MWs MW-1: 100 | 100 |  |  | KERN | CA | SCE | Kramer-Inyokern-Randsberg No. 1 115kV line | 2009-05-01 07:00 | 2009-05-01 07:00 | Required | None | None | None
PV KRAMER-INYOKERN #2 | 328 | 2008-03-27 | 2008-03-27 07:00 | WITHDRAWN | 2008-04-24 07:00 | Serial LGIP | Generating Facility Type-1: Photovoltaic; Generating Facility Fuel-1: Solar; MWs MW-1: 100 | 100 |  |  | KERN | CA | SCE | Kramer-Inyokern-Randsberg No. 3 115kV line | 2009-05-01 07:00 | 2009-05-01 07:00 | Required | None | None | None
GASKELL SOLAR GENERATING STATION | 329 | 2008-03-31 | 2008-03-31 07:00 | WITHDRAWN | 2008-11-26 08:00 | Serial LGIP | Generating Facility Type-1: Steam Turbine; Generating Facility Fuel-1: Solar; MWs MW-1: 264 | 264 |  |  | KERN | CA | SCE | Whirlwind Substation 230kV | 2012-08-01 07:00 | 2012-08-01 07:00 | None | None | None | None
TUMBLEWEED SOLAR GENERATING STATION | 330 | 2008-03-31 | 2008-03-31 07:00 | WITHDRAWN | 2008-11-26 08:00 | Serial LGIP | Generating Facility Type-1: Steam Turbine; Generating Facility Fuel-1: Solar; MWs MW-1: 33 | 33 |  |  | LOS ANGELES | CA | SCE | Antelope-Calcement 66kV line | 2009-12-01 08:00 | 2009-12-01 08:00 | None | None | None | None
WILLOW SPRINGS SOLAR GENERATING STATION | 331 | 2008-03-31 | 2008-03-31 07:00 | WITHDRAWN | 2008-11-26 08:00 | Serial LGIP | Generating Facility Type-1: Steam Turbine; Generating Facility Fuel-1: Solar; MWs MW-1: 231 | 231 |  |  | KERN | CA | SCE | Windhub Substation | 2010-05-01 07:00 | 2010-05-01 07:00 | None | None | None | None
WILLOW SPRINGS SOLAR GENERATING STATION II | 332 | 2008-03-31 | 2008-03-31 07:00 | WITHDRAWN | 2008-11-26 08:00 | Serial LGIP | Generating Facility Type-1: Steam Turbine; Generating Facility Fuel-1: Solar; MWs MW-1: 264 | 264 |  |  | KERN | CA | SCE | Windhub Substation | 2011-09-01 07:00 | 2011-09-01 07:00 | None | None | None | None
PHOENIX SOLAR GENERATING STATION | 333 | 2008-03-31 | 2008-03-31 07:00 | WITHDRAWN | 2008-11-26 08:00 | Serial LGIP | Generating Facility Type-1: Steam Turbine; Generating Facility Fuel-1: Solar; MWs MW-1: 33 | 33 |  |  | SAN BERNARDINO | CA | SCE | Cool Water-Kramer 115kV line | 2009-07-01 07:00 | 2009-07-01 07:00 | None | None | None | None
DGC KELSO RE | 335 | 2008-04-04 | 2008-04-04 07:00 | WITHDRAWN | 2008-05-05 07:00 | Serial LGIP | Generating Facility Type-1: Reciprocating Engine; Generating Facility Fuel-1: Natural Gas; MWs MW-1: 99 | 99 |  |  | ALAMEDA | CA | PGAE | Kelso Substation 230kV bus | 2012-06-01 07:00 | 2012-06-01 07:00 | None | None | None | None
BORREGO STARLIGHT 1 | 336 | 2008-04-07 | 2008-04-07 07:00 | WITHDRAWN | 2008-11-21 08:00 | Serial LGIP | Generating Facility Type-1: Photovoltaic; Generating Facility Fuel-1: Solar; MWs MW-1: 75 | 75 |  |  | SAN DIEGO | CA | SDGE | Borrego Substation 69kV | 2010-12-31 08:00 | 2010-12-31 08:00 | None | None | None | None
FRESNO COGENERATION CTG-4 | 338 | 2008-04-17 | 2008-04-17 07:00 | WITHDRAWN | 2008-11-25 08:00 | Serial LGIP | Generating Facility Type-1: Combined Cycle; Generating Facility Fuel-1: Natural Gas; MWs MW-1: 10 | 10 |  |  | FRESNO | CA | PGAE | Kerman-Helms 70kV line | 2010-06-01 07:00 | 2010-06-01 07:00 | None | None | None | None
SANGEN | 339 | 2008-04-18 | 2008-04-18 07:00 | WITHDRAWN | 2008-11-25 08:00 | Serial LGIP | Generating Facility Type-1: Gas Turbine; Generating Facility Fuel-1: Natural Gas; MWs MW-1: 50 | 50 |  |  | SAN FRANCISCO | CA | PGAE | Mission Substation | 2011-06-01 07:00 | 2011-06-01 07:00 | None | None | None | None
APG WILSON STATION | 341 | 2008-04-23 | 2008-04-23 07:00 | WITHDRAWN | 2008-11-25 08:00 | Serial LGIP | Generating Facility Type-1: Gas Turbine; Generating Facility Fuel-1: Natural Gas; MWs MW-1: 525 | 525 |  |  | MERCED | CA | PGAE | Wilson Substation 230kV Bus | 2012-03-01 08:00 | 2012-03-01 08:00 | None | None | None | None
PV-7 | 343 | 2008-04-25 | 2008-04-25 07:00 | WITHDRAWN | 2008-11-21 08:00 | Serial LGIP | Generating Facility Type-1: Photovoltaic; Generating Facility Fuel-1: Solar; MWs MW-1: 40 | 40 |  |  | LOS ANGELES | CA | SCE | Piute-Redman 66kV Line | 2011-05-01 07:00 | 2011-05-01 07:00 | None | None | None | None
PV-8 | 344 | 2008-05-05 | 2008-04-25 07:00 | WITHDRAWN | 2010-07-12 20:12 | Serial LGIP | Generating Facility Type-1: Photovoltaic; Generating Facility Fuel-1: Solar; MWs MW-1: 40 | 40 |  |  | LOS ANGELES | CA | SCE | Lancaster-Little Rock-Piute 66kV line | 2011-05-01 07:00 | 2011-05-01 07:00 | Waived | None | None | None |  | None
PV-5 | 345 | 2008-04-25 | 2008-04-25 07:00 | WITHDRAWN | 2008-11-21 08:00 | Serial LGIP | Generating Facility Type-1: Photovoltaic; Generating Facility Fuel-1: Solar; MWs MW-1: 40 | 40 |  |  | LOS ANGELES | CA | SCE | Lancaster-Little Rock-Piute 66kV Line (Lancaster side of Tap 72) | 2011-05-01 07:00 | 2011-05-01 07:00 | None | None | None | None
PV-1 | 346 | 2008-04-25 | 2008-04-25 07:00 | WITHDRAWN | 2008-11-21 08:00 | Serial LGIP | Generating Facility Type-1: Photovoltaic; Generating Facility Fuel-1: Solar; MWs MW-1: 30 | 30 |  |  | LOS ANGELES | CA | SCE | Lancaster-Redman 66kV Line | 2011-05-01 07:00 | 2011-05-01 07:00 | None | None | None | None
PV-9 | 347 | 2008-04-25 | 2008-04-25 07:00 | WITHDRAWN | 2010-07-12 20:12 | Serial LGIP | Generating Facility Type-1: Photovoltaic; Generating Facility Fuel-1: Solar; MWs MW-1: 50 | 50 |  |  | LOS ANGELES | CA | SCE | Helijet-Little Rock-Palmdale-Rockair 66kV line (primary: Palmdale side of Tap 62; Aternate: Little Rock side of Tap 62) | 2011-05-01 07:00 | 2011-05-01 07:00 | None | None | None | None
PV-31 | 350 | 2008-04-25 | 2008-04-25 07:00 | WITHDRAWN | 2010-07-12 20:10 | Serial LGIP | Generating Facility Type-1: Photovoltaic; Generating Facility Fuel-1: Solar; MWs MW-1: 80 | 80 |  |  | SAN BERNARDINO | CA | SCE | Eldorado-Baker- Coolwater-Dunn Siding-Mountain Pass 115 kV line | 2013-05-01 07:00 | 2013-05-01 07:00 | Waived | None | None | None
WELLHEAD POWER WINTERS | 351 | 2008-04-25 | 2008-04-25 07:00 | WITHDRAWN | 2008-11-25 08:00 | Serial LGIP | Generating Facility Type-1: Gas Turbine; Generating Facility Fuel-1: Natural Gas; MWs MW-1: 49 | 49 |  |  | YOLO | CA | PGAE | Tap Vaca-Rio Oso 115 kV line | 2009-07-01 07:00 | 2009-07-01 07:00 | None | None | None | None
WELLHEAD POWER SALADO | 352 | 2008-04-25 | 2008-04-25 07:00 | WITHDRAWN | 2008-11-25 08:00 | Serial LGIP | Generating Facility Type-1: Gas Turbine; Generating Facility Fuel-1: Natural Gas; MWs MW-1: 49 | 49 |  |  | STANISLAUS | CA | PGAE | Salado Substation 115 kV | 2009-07-01 07:00 | 2009-07-01 07:00 | None | None | None | None
WELLHEAD POWER FIREBAUGH 2 | 353 | 2008-04-25 | 2008-04-25 07:00 | WITHDRAWN | 2008-11-25 08:00 | Serial LGIP | Generating Facility Type-1: Gas Turbine; Generating Facility Fuel-1: Natural Gas; MWs MW-1: 49 | 49 |  |  | FRESNO | CA | PGAE | Panoche Substation 115 kV bus | 2009-07-01 07:00 | 2009-07-01 07:00 | None | None | None | None
WELLHEAD POWER HELM | 354 | 2008-04-25 | 2008-04-25 07:00 | WITHDRAWN | 2008-11-25 08:00 | Serial LGIP | Generating Facility Type-1: Gas Turbine; Generating Facility Fuel-1: Natural Gas; MWs MW-1: 49 | 49 |  |  | FRESNO | CA | PGAE | Tap Helm-Valley Nitrogen 70 kV line | 2009-07-01 07:00 | 2009-07-01 07:00 | None | None | None | None
PV-41 | 355 | 2008-04-28 | 2008-04-28 07:00 | WITHDRAWN | 2008-11-20 08:00 | Serial LGIP | Generating Facility Type-1: Photovoltaic; Generating Facility Fuel-1: Solar; MWs MW-1: 100 | 100 |  |  | SAN LUIS OBISPO | CA | PGAE | San Luis Obispo-Tremblor 115kV line | 2011-05-01 07:00 | 2011-05-01 07:00 | None | None | None | None
PV-43 | 357 | 2008-04-28 | 2008-04-28 07:00 | WITHDRAWN | 2010-12-07 23:18 | Serial LGIP | Generating Facility Type-1: Photovoltaic; Generating Facility Fuel-1: Solar; MWs MW-1: 100 | 100 |  |  | KERN | CA | PGAE | Midway Substation via Midway-Sunset Gen-Tie 230 kV line | 2010-05-01 07:00 | 2013-12-01 08:00 | None | None | None | None
PV-46 | 358 | 2008-04-30 | 2008-04-30 07:00 | WITHDRAWN | 2008-11-20 08:00 | Serial LGIP | Generating Facility Type-1: Photovoltaic; Generating Facility Fuel-1: Solar; MWs MW-1: 100 | 100 |  |  | KERN | CA | PGAE | Midway Sunset via Midway-Sunset Gen-Tie 230 kV line | 2011-05-01 07:00 | 2011-05-01 07:00 | None | None | None | None
SODA MOUNTAIN SOLAR PROJECT | 359 | 2008-05-02 | 2008-05-01 07:00 | WITHDRAWN | 2008-11-26 08:00 | Serial LGIP | Generating Facility Type-1: Photovoltaic; Generating Facility Fuel-1: Solar; MWs MW-1: 350 | 350 |  |  | SAN BERNARDINO | CA | SCE | Eldorado-Baker-Cool Water-Dunn Siding-Mountain Pass 115kV line | 2011-03-01 08:00 | 2011-03-01 08:00 | Required | None | None | None
WILLIAMS ENERGY CENTER | 360 | 2008-05-05 | 2008-05-01 07:00 | WITHDRAWN | 2008-07-11 07:00 | Serial LGIP | Generating Facility Type-1: Gas Turbine; Generating Facility Fuel-1: Natural Gas; MWs MW-1: 200 | 200 |  |  | COLUSA | CA | PGAE | Cortina Substation 230kV Bus | 2012-06-01 07:00 | 2012-06-01 07:00 | None | None | None | None
PVV-K SOLAR I | 361 | 2008-05-02 | 2008-05-02 07:00 | WITHDRAWN | 2008-11-26 08:00 | Serial LGIP | Generating Facility Type-1: Steam Turbine; Generating Facility Fuel-1: Solar; MWs MW-1: 200 | 200 |  |  | RIVERSIDE | CA | SCE | Blythe-Eagle Mountain 161 kV line | 2012-08-30 07:00 | 2012-08-30 07:00 | Required | None | None | None
PVV-M SOLAR I | 362 | 2008-05-02 | 2008-05-02 07:00 | WITHDRAWN | 2008-11-26 08:00 | Serial LGIP | Generating Facility Type-1: Steam Turbine; Generating Facility Fuel-1: Solar; MWs MW-1: 300 | 300 |  |  | RIVERSIDE | CA | SCE | Midpoint Substation | 2012-08-30 07:00 | 2012-08-30 07:00 | Required | None | None | None
PV-47 | 363 | 2008-05-05 | 2008-05-06 07:00 | WITHDRAWN | 2010-07-12 20:11 | Serial LGIP | Generating Facility Type-1: Photovoltaic; Generating Facility Fuel-1: Solar; MWs MW-1: 700 | 700 |  |  | KERN | CA | SCE | Windhub Substation 230 kV | 2013-05-01 07:00 | 2011-05-01 07:00 | Waived | None | None | None
PV-48 | 364 | 2008-05-05 | 2008-05-06 07:00 | WITHDRAWN | 2008-11-21 08:00 | Serial LGIP | Generating Facility Type-1: Photovoltaic; Generating Facility Fuel-1: Solar; MWs MW-1: 700 | 700 |  |  | KERN | CA | SCE | Windhub Substation 230 kV | 2014-05-01 07:00 | 2013-05-01 07:00 | None | None | None | None
DGC KELSO RE 115.5 | 366 | 2008-04-25 | 2008-05-12 07:00 | WITHDRAWN | 2008-10-30 07:00 | Serial LGIP | Generating Facility Type-1: Reciprocating Engine; Generating Facility Fuel-1: Natural Gas; MWs MW-1: 115.5 | 115.5 |  |  | ALAMEDA | CA | PGAE | Kelso Substation | 2012-06-01 07:00 | 2012-06-01 07:00 | None | None | None | None
CUYAMA SOLAR I | 367 | 2008-05-12 | 2008-05-12 07:00 | WITHDRAWN | 2008-11-24 08:00 | Serial LGIP | Generating Facility Type-1: Photovoltaic; Generating Facility Fuel-1: Solar; MWs MW-1: 50 | 50 |  |  | SANTA BARBARA | CA | PGAE | 69kV proximate to the Cuyama Substation | 2009-12-31 08:00 | 2009-12-31 08:00 | None | None | None | None
GOAL LINE | 368 | 2008-05-09 | 2008-05-16 07:00 | WITHDRAWN | 2008-11-20 08:00 | Serial LGIP | Generating Facility Type-1: Gas Turbine; Generating Facility Fuel-1: Natural Gas; MWs MW-1: 150 | 150 |  |  | SAN DIEGO | CA | SDGE | Escondido Substation 69 kV | 2010-06-01 07:00 | 2010-06-01 07:00 | None | None | None | None
EAGLE MOUNTAIN PUMPED STORAGE PROJECT | 369 | 2008-05-16 | 2008-05-16 07:00 | WITHDRAWN | 2008-10-24 07:00 | Serial LGIP | Generating Facility Type-1: Hydro; Generating Facility Fuel-1: Water; MWs MW-1: 1300 | 1300 |  |  | RIVERSIDE | CA | SCE | Midpoint Substation 500 kV | 2014-06-01 07:00 | 2014-06-01 07:00 | None | None | None | None
SOLANO ENERGY CENTER | 370 | 2008-05-05 | 2008-05-19 07:00 | WITHDRAWN | 2008-11-24 08:00 | Serial LGIP | Generating Facility Type-1: Gas Turbine; Generating Facility Fuel-1: Natural Gas; MWs MW-1: 390.4 | 390.4 |  |  | SOLANO | CA | PGAE | Lambie-Contra Costa Substation 230 kV bus | 2012-06-01 07:00 | 2012-06-01 07:00 | Required | None | None | None
KES KINGSBURG | 371 | 2008-05-09 | 2008-05-23 07:00 | WITHDRAWN | 2008-11-26 08:00 | Serial LGIP | Generating Facility Type-1: Combined Cycle; Generating Facility Fuel-1: Natural Gas; MWs MW-1: 337.5 | 337.5 |  |  | FRESNO | CA | PGAE | McCall-Kingsburg #1 & #2 115 kV lines | 2010-12-01 08:00 | 2010-12-01 08:00 | None | None | None | None
JACOB CANAL SOLAR FARM | 372 | 2008-05-21 | 2008-05-21 07:00 | WITHDRAWN | 2013-09-10 19:33 | SGIP | Generating Facility Type-1: Photovoltaic; Generating Facility Fuel-1: Solar; MWs MW-1: 20 | 20 | Energy Only |  | KINGS | CA | PGAE | Jacobs Corner Substation 70kV bus | 2010-11-01 07:00 | 2012-04-02 07:00 | None | Facilities Study | SGIA | NA
ISLAND ENERGY CENTER | 373 | 2008-05-27 | 2008-05-27 07:00 | WITHDRAWN | 2008-11-26 08:00 | Serial LGIP | Generating Facility Type-1: Gas Turbine; Generating Facility Fuel-1: Natural Gas; MWs MW-1: 315 | 315 |  |  | SAN JOAQUIN | CA | PGAE | Loop Tesla Stagg and Tesla-Eight Mile 230 kV lines | 2012-07-01 07:00 | 2012-07-01 07:00 | None | None | None | None
WELLHEAD POWER LOGAN CREEK | 374 | 2008-05-27 | 2008-05-27 07:00 | WITHDRAWN | 2008-11-25 08:00 | Serial LGIP | Generating Facility Type-1: Gas Turbine; Generating Facility Fuel-1: Natural Gas; MWs MW-1: 49 | 49 |  |  | GLENN | CA | PGAE | Tap Cottonwood-Logan Creek-Vaca Dixon 230kV line | 2010-06-01 07:00 | 2010-06-01 07:00 | None | None | None | None
CAL-ZEPP 1 | 375 | 2008-05-28 | 2008-05-28 07:00 | WITHDRAWN | 2008-11-26 08:00 | Serial LGIP | Generating Facility Type-1: Steam Turbine; Generating Facility Fuel-1: Natural Gas; MWs MW-1: 49.9 | 49.9 |  |  | KERN | CA | PGAE | Famoso Substation | 2011-06-02 07:00 | 2011-06-02 07:00 | None | None | None | None
MOJAVE SOLAR PARK 4 - JOHNSON VALLEY | 376 | 2008-05-28 | 2008-05-28 07:00 | WITHDRAWN | 2008-12-19 08:00 | Serial LGIP | Generating Facility Type-1: Steam Turbine; Generating Facility Fuel-1: Solar; MWs MW-1: 612 | 612 |  |  | SAN BERNARDINO | CA | SCE | Pisgah-Lugo 230kV Line | 2012-12-01 08:00 | 2012-12-01 08:00 | Waived | None | None | None
EAST ALTAMONT ENERGY CENTER | 377 | 2008-05-28 | 2008-05-28 07:00 | WITHDRAWN | 2008-11-26 08:00 | Serial LGIP | Generating Facility Type-1: Gas Turbine; Generating Facility Fuel-1: Natural Gas; MWs MW-1: 600 | 600 |  |  | ALAMEDA | CA | PGAE | Tracy Substation 230 kV | 2013-05-01 07:00 | 2013-05-01 07:00 | None | None | None | None
SUTTER ENERGY CENTER | 379 | 2008-05-28 | 2008-05-28 07:00 | WITHDRAWN | 2010-12-07 21:18 | Serial LGIP | Generating Facility Type-1: Combined Cycle; Generating Facility Fuel-1: Natural Gas; MWs MW-1: 600 | 600 |  |  | SUTTER | CA | PGAE | Table Mountain-Tesla 500kV line | 2012-05-01 07:00 | 2014-01-01 08:00 | None | None | None | None
ARROWHEAD JUNCTION SOLAR PROJECT | 380 | 2008-05-29 | 2008-05-29 07:00 | WITHDRAWN | 2008-11-12 08:00 | Serial LGIP | Generating Facility Type-1: Steam Turbine; Generating Facility Fuel-1: Solar; MWs MW-1: 145 | 145 |  |  | SAN BERNARDINO | CA | SCE | Lugo-Mohave 500 kV Line | 2013-05-01 07:00 | 2013-05-01 07:00 | None | None | None | None
MCCULLOUGH PASS SOLAR PROJECT | 381 | 2008-05-29 | 2008-05-29 07:00 | WITHDRAWN | 2009-12-07 21:20 | Serial LGIP | Generating Facility Type-1: Steam Turbine; Generating Facility Fuel-1: Solar; MWs MW-1: 240 | 240 |  |  | CLARK | NV | SCE | Eldorado Subsation 230kV | 2013-05-01 07:00 | 2013-05-01 07:00 | None | None | None | None
MESQUITE HILLS SOLAR PROJECT | 382 | 2008-05-29 | 2008-05-29 07:00 | WITHDRAWN | 2009-12-07 21:19 | Serial LGIP | Generating Facility Type-1: Steam Turbine; Generating Facility Fuel-1: Solar; MWs MW-1: 290 | 290 |  |  | SAN BERNARDINO | CA | SCE | Lugo-Eldorado 500 kV line | 2013-05-01 07:00 | 2013-05-01 07:00 | None | None | None | None
WATSON COGENERATION | 383 | 2008-05-29 | 2008-05-29 07:00 | WITHDRAWN | 2014-11-18 08:00 | TC | Generating Facility Type-1: Combined Cycle; Generating Facility Fuel-1: Natural Gas; MWs MW-1: 85 | 85 | Full Capacity |  | LOS ANGELES | CA | SCE | Arco Gen #1 & #2 230kV lines | 2012-05-31 07:00 | 2012-12-01 08:00 | NA | Complete | Complete | NA
CADIZ WEST | 384 | 2008-05-29 | 2008-05-29 07:00 | WITHDRAWN | 2009-11-02 22:10 | Serial LGIP | Generating Facility Type-1: Steam Turbine; Generating Facility Fuel-1: Solar; MWs MW-1: 900 | 900 |  |  | SAN BERNARDINO | CA | SCE | Lugo-Mojave 500 kV Line | 2012-02-01 08:00 | 2015-02-01 08:00 | Waived | None | None | None
CADIZ EAST | 385 | 2008-05-29 | 2008-05-29 07:00 | WITHDRAWN | 2009-11-02 22:09 | Serial LGIP | Generating Facility Type-1: Steam Turbine; Generating Facility Fuel-1: Solar; MWs MW-1: 600 | 600 |  |  | SAN BERNARDINO | CA | SCE | Lugo-Mojave 500kV Line | 2011-02-01 08:00 | 2014-02-01 08:00 | None | None | None | None
OGILBY | 386 | 2008-05-29 | 2008-05-29 07:00 | WITHDRAWN | 2011-03-22 21:00 | Serial LGIP | Generating Facility Type-1: Steam Turbine; Generating Facility Fuel-1: Solar; MWs MW-1: 600 | 600 |  |  | IMPERIAL | CA | SDGE | New Substation on North Gila-Imperial Valley 500 kV line | 2012-01-01 08:00 | 2014-10-01 07:00 | Waived | None | None | None
LA POSA | 387 | 2008-05-29 | 2008-05-29 07:00 | WITHDRAWN | 2011-03-22 20:58 | Serial LGIP | Generating Facility Type-1: Steam Turbine; Generating Facility Fuel-1: Solar; MWs MW-1: 900 | 900 |  |  | LA PAZ | AZ | SCE | Devers-Palo Verde 500 kV Line | 2015-02-01 08:00 | 2015-02-01 08:00 | Waived | None | None | None
RANEGRAS EAGLETAIL | 388 | 2008-05-29 | 2008-05-29 07:00 | WITHDRAWN | 2011-03-22 20:55 | Serial LGIP | Generating Facility Type-1: Steam Turbine; Generating Facility Fuel-1: Solar; MWs MW-1: 900 | 900 |  |  | LA PAZ/MARICOPA | AZ | SCE | Devers-Palo Verde 500 kV Line | 2014-06-01 07:00 | 2014-06-01 07:00 | Waived | None | None | None
AZ BIGHORN | 389 | 2008-05-29 | 2008-05-29 07:00 | WITHDRAWN | 2009-12-17 19:14 | Serial LGIP | Generating Facility Type-1: Steam Turbine; Generating Facility Fuel-1: Solar; MWs MW-1: 900 | 900 |  |  | MARICOPA | AZ | SCE | Devers-Palo Verde Line 500 kV line | 2015-05-01 07:00 | 2015-05-01 07:00 | None | None | None | None
HYDER | 390 | 2008-05-29 | 2008-05-29 07:00 | WITHDRAWN | 2009-12-17 19:18 | Serial LGIP | Generating Facility Type-1: Steam Turbine; Generating Facility Fuel-1: Solar; MWs MW-1: 300 | 300 |  |  | MARICOPA | AZ | SDGE | North Gila-Hassayampa 500 kV line | 2011-05-01 07:00 | 2012-03-01 08:00 | Waived | None | None | None
COSO #1 | 391 | 2010-11-20 | 2008-05-29 07:00 | WITHDRAWN | 2011-02-07 08:00 | TC | Generating Facility Type-1: Steam Turbine; Generating Facility Fuel-1: Geothermal; MWs MW-1: 15 | 15 | Full Capacity |  | INYO | CA | SCE | Kramer Substation 230kV | 2010-01-11 08:00 | 2010-01-11 08:00 | NA | Complete | Complete | NA
COSO #3 | 392 | 2010-11-20 | 2008-05-29 07:00 | WITHDRAWN | 2011-02-07 08:00 | TC | Generating Facility Type-1: Steam Turbine; Generating Facility Fuel-1: Geothermal; MWs MW-1: 15 | 15 | Full Capacity |  | INYO | CA | SCE | BLM Substation 230kV | 2019-03-13 07:00 | 2010-01-11 08:00 | NA | Complete | Complete | NA
COSO #2 | 393 | 2010-11-20 | 2008-05-29 07:00 | WITHDRAWN | 2011-02-07 08:00 | TC | Generating Facility Type-1: Steam Turbine; Generating Facility Fuel-1: Geothermal; MWs MW-1: 15 | 15 | Full Capacity |  | INYO | CA | SCE | Inyokern Substation 115kV | 2011-08-19 07:00 | 2010-01-11 08:00 | NA | Complete | Complete | NA
NYC #1 | 394 | 2010-11-20 | 2008-05-29 07:00 | WITHDRAWN | 2011-02-08 08:00 | TC | Generating Facility Type-1: Steam Turbine; Generating Facility Fuel-1: Geothermal; MWs MW-1: 60.7 | 60.7 | Full Capacity |  | CHURCHILL | NV | SCE | Control Substation 115kV bus | 2012-12-01 08:00 | 2015-12-01 08:00 | NA | Complete | Complete | NA
NYC #2 | 395 | 2008-05-29 | 2008-05-29 07:00 | WITHDRAWN | 2008-11-26 08:00 | Serial LGIP | Generating Facility Type-1: Steam Turbine; Generating Facility Fuel-1: Geothermal; MWs MW-1: 52.5 | 52.5 |  |  | CHURCHILL | NV | SCE | Bishop Substation | 2012-12-01 08:00 | 2012-12-01 08:00 | None | None | None | None
DIXIE MEADOWS #1 | 396 | 2010-11-20 | 2008-05-29 07:00 | WITHDRAWN | 2011-02-08 08:00 | TC | Generating Facility Type-1: Steam Turbine; Generating Facility Fuel-1: Geothermal; MWs MW-1: 60.7 | 60.7 | Full Capacity |  | CHURCHILL | NV | SCE | Control Substation 115kV bus | 2013-06-01 07:00 | 2016-06-01 07:00 | NA | Complete | Complete | NA
DIXIE MEADOWS #2 | 397 | 2008-05-29 | 2008-05-29 07:00 | WITHDRAWN | 2008-11-26 08:00 | Serial LGIP | Generating Facility Type-1: Steam Turbine; Generating Facility Fuel-1: Geothermal; MWs MW-1: 52.5 | 52.5 |  |  | CHURCHILL | NV | SCE | Bishop Substation | 2013-06-01 07:00 | 2013-06-01 07:00 | None | None | None | None
TGDV #1 | 398 | 2010-11-20 | 2008-05-29 07:00 | WITHDRAWN | 2011-02-08 08:00 | TC | Generating Facility Type-1: Steam Turbine; Generating Facility Fuel-1: Geothermal; MWs MW-1: 60.7 | 60.7 | Full Capacity |  | CHURCHILL | NV | SCE | Control Substation 115kV bus | 2012-06-01 07:00 | 2012-06-01 07:00 | NA | Complete | Complete | NA
TGDV#2 | 399 | 2010-11-20 | 2008-05-29 07:00 | WITHDRAWN | 2011-03-22 20:13 | TC | Generating Facility Type-1: Steam Turbine; Generating Facility Fuel-1: Geothermal; MWs MW-1: 60.7 | 60.7 | Full Capacity |  | CHURCHILL | NV | SCE | Control Substation 115kV bus | 2012-06-01 07:00 | 2013-06-01 07:00 | NA | None | None | NA
PV-49 | 400 | 2008-05-30 | 2008-05-30 07:00 | WITHDRAWN | 2008-07-22 07:00 | Serial LGIP | Generating Facility Type-1: Photovoltaic; Generating Facility Fuel-1: Solar; MWs MW-1: 700 | 700 |  |  | KERN | CA | SCE | Windhub Substation | 2011-05-01 07:00 | 2011-05-01 07:00 | None | None | None | None
D TRAIN | 401 | 2008-05-30 | 2008-05-30 07:00 | WITHDRAWN | 2008-07-28 07:00 | Serial LGIP | Generating Facility Type-1: Steam Turbine; Generating Facility Fuel-1: Natural Gas; MWs MW-1: 49.85 | 49.85 |  |  | LOS ANGELES | CA | SCE | ChevGen Substation | 2010-09-01 07:00 | 2010-09-01 07:00 | None | None | None | None
LA PALOMA II | 402 | 2008-05-30 | 2008-05-30 07:00 | WITHDRAWN | 2008-08-19 07:00 | Serial LGIP | Generating Facility Type-1: Combined Cycle; Generating Facility Fuel-1: Natural Gas; MWs MW-1: 600 | 600 |  |  | KERN | CA | PGAE | Midway Substation 230kV line | 2012-06-01 07:00 | 2012-06-01 07:00 | None | None | None | None
SUNGEN 1 | 403 | 2008-05-30 | 2008-05-30 07:00 | WITHDRAWN | 2010-12-07 20:55 | Serial LGIP | Generating Facility Type-1: Photovoltaic; Generating Facility Fuel-1: Solar; MWs MW-1: 30 | 30 |  |  | KERN | CA | PGAE | Midway Substation 230 kV Bus | 2012-06-01 07:00 | 2011-12-31 08:00 | None | None | None | None
LA PALOMA PEAKING | 404 | 2008-05-30 | 2008-05-30 07:00 | WITHDRAWN | 2008-08-19 07:00 | Serial LGIP | Generating Facility Type-1: Gas Turbine; Generating Facility Fuel-1: Natural Gas; MWs MW-1: 450 | 450 |  |  | KERN | CA | PGAE | Midway Substation 230kV line | 2011-06-01 07:00 | 2011-06-01 07:00 | None | None | None | None
YUHA BASIN HYBRID SOLAR ENERGY PROJECT | 405 | 2008-05-15 | 2008-05-30 07:00 | WITHDRAWN | 2008-11-26 08:00 | Serial LGIP | Generating Facility Type-1: Steam Turbine; Generating Facility Fuel-1: Solar; MWs MW-1: 450 | 450 |  |  | IMPERIAL | CA | SDGE | Imperial Valley Substation | 2012-12-31 08:00 | 2012-12-31 08:00 | Waived | None | None | None
MILAGRO WIND | 406 | 2008-05-30 | 2008-05-30 07:00 | WITHDRAWN | 2008-11-26 08:00 | Serial LGIP | Generating Facility Type-1: Wind Turbine; Generating Facility Fuel-1: Wind Turbine; MWs MW-1: 130 | 130 |  |  | SAN DIEGO | CA | SDGE | Boulevard Substation | 2011-06-01 07:00 | 2011-06-01 07:00 | Waived | None | None | None
RED MOUNTAIN RIDGE | 409 | 2008-05-30 | 2008-05-30 07:00 | WITHDRAWN | 2012-04-24 23:11 | TC | Generating Facility Type-1: Wind Turbine; Generating Facility Fuel-1: Wind Turbine; MWs MW-1: 150 | 150 | Energy Only |  | KERN | CA | SCE | Highwind Substation 230kV | 2011-10-01 07:00 | 2012-12-31 08:00 | NA | Complete | Complete | NA
MIDPOINT SOLAR 1 | 410 | 2008-05-30 | 2008-05-30 07:00 | WITHDRAWN | 2008-11-26 08:00 | Serial LGIP | Generating Facility Type-1: Steam Turbine; Generating Facility Fuel-1: Solar; MWs MW-1: 49.5 | 49.5 |  |  | RIVERSIDE | CA | SCE | Midpoint Substation 500kV | 2012-08-01 07:00 | 2012-08-01 07:00 | None | None | None | None
MIDPOINT SOLAR 2 | 411 | 2008-05-30 | 2008-05-30 07:00 | WITHDRAWN | 2008-11-26 08:00 | Serial LGIP | Generating Facility Type-1: Steam Turbine; Generating Facility Fuel-1: Solar; MWs MW-1: 49.5 | 49.5 |  |  | RIVERSIDE | CA | SCE | Midpoint Substation 500 kV | 2012-08-01 07:00 | 2012-08-01 07:00 | None | None | None | None
LUDLOW SOLAR 1 | 413 | 2008-05-30 | 2008-05-30 07:00 | WITHDRAWN | 2008-11-21 08:00 | Serial LGIP | Generating Facility Type-1: Steam Turbine; Generating Facility Fuel-1: Solar; MWs MW-1: 280 | 280 |  |  | SAN BERNARDINO | CA | SCE | Pisgah Substation 230 kV | 2012-08-01 07:00 | 2012-08-01 07:00 | None | None | None | None
IMPERIAL SOLAR 1 | 414 | 2008-05-30 | 2008-05-30 07:00 | WITHDRAWN | 2008-11-21 08:00 | Serial LGIP | Generating Facility Type-1: Steam Turbine; Generating Facility Fuel-1: Solar; MWs MW-1: 280 | 280 |  |  | IMPERIAL | CA | SDGE | Imperial Valley Substation 230kV bus | 2012-07-01 07:00 | 2012-07-01 07:00 | None | None | None | None
PALEN VALLEY SOLAR 1 | 415 | 2008-05-30 | 2008-05-30 07:00 | WITHDRAWN | 2008-11-21 08:00 | Serial LGIP | Generating Facility Type-1: Steam Turbine; Generating Facility Fuel-1: Solar; MWs MW-1: 280 | 280 |  |  | RIVERSIDE | CA | SCE | Devers-Palo Verde 500 kV Line | 2012-08-01 07:00 | 2012-08-01 07:00 | None | None | None | None
MCCOY SOLAR 1 | 416 | 2008-05-30 | 2008-05-30 07:00 | WITHDRAWN | 2008-11-21 08:00 | Serial LGIP | Generating Facility Type-1: Steam Turbine; Generating Facility Fuel-1: Solar; MWs MW-1: 280 | 280 |  |  | RIVERSIDE | CA | SCE | Midpoint Substation 230 kV | 2012-08-01 07:00 | 2012-08-01 07:00 | None | None | None | None
TRES VAQUEROS WIND FARM | 417 | 2008-05-30 | 2008-05-30 07:00 | WITHDRAWN | 2013-12-04 08:00 | TC | Generating Facility Type-1: Wind Turbine; Generating Facility Fuel-1: Wind Turbine; MWs MW-1: 14 | 14 | Full Capacity |  | CONTRA COSTA | CA | PGAE | Pittsburg-Tesla 230kV line | 2010-09-30 07:00 | 2015-05-30 07:00 | NA | Complete | Complete | NA
PATTERSON PASS GT PROJECT | 418 | 2008-05-30 | 2008-05-30 07:00 | WITHDRAWN | 2008-11-25 08:00 | Serial LGIP | Generating Facility Type-1: Gas Turbine; Generating Facility Fuel-1: Natural Gas; MWs MW-1: 400 | 400 |  |  | SAN JOAQUIN | CA | PGAE | Tesla Substation 230 KV bus | 2012-11-01 07:00 | 2012-11-01 07:00 | None | None | None | None
WEST VALLEY ENERGY CENTER | 419 | 2008-05-30 | 2008-05-30 07:00 | WITHDRAWN | 2008-11-26 08:00 | Serial LGIP | Generating Facility Type-1: Gas Turbine; Generating Facility Fuel-1: Natural Gas; MWs MW-1: 188 | 188 |  |  | FRESNO | CA | PGAE | Panoche Substation 230kV Bus | 2011-03-01 08:00 | 2011-03-01 08:00 | None | None | None | None
BORREGO SOLAR 2 | 420 | 2008-05-30 | 2008-05-30 07:00 | WITHDRAWN | 2009-12-11 18:06 | Serial LGIP | Generating Facility Type-1: Steam Turbine; Generating Facility Fuel-1: Solar; MWs MW-1: 49.5 | 49.5 |  |  | SAN DIEGO | CA | SDGE | Borrego Substation 69kV | 2013-02-01 08:00 | 2013-02-01 08:00 | None | None | None | None
IRON MOUNTAIN SOLAR 1 | 422 | 2008-05-30 | 2008-05-30 07:00 | WITHDRAWN | 2008-11-26 08:00 | Serial LGIP | Generating Facility Type-1: Steam Turbine; Generating Facility Fuel-1: Solar; MWs MW-1: 49.5 | 49.5 |  |  | RIVERSIDE | CA | SCE | Camino-Iron Mountain 230kV line | 2012-02-01 08:00 | 2012-02-01 08:00 | None | None | None | None
IRON MOUNTAIN SOLAR 2 | 423 | 2008-05-30 | 2008-05-30 07:00 | WITHDRAWN | 2008-11-26 08:00 | Serial LGIP | Generating Facility Type-1: Steam Turbine; Generating Facility Fuel-1: Solar; MWs MW-1: 49.5 | 49.5 |  |  | RIVERSIDE | CA | SCE | Camino-Iron Mountain 230kV line | 2012-02-01 08:00 | 2012-02-01 08:00 | None | None | None | None
AJ SOLAR ENERGY | 424 | 2008-05-30 | 2008-05-30 07:00 | WITHDRAWN | 2008-11-26 08:00 | Serial LGIP | Generating Facility Type-1: Steam Turbine; Generating Facility Fuel-1: Solar; MWs MW-1: 250 | 250 |  |  | SAN BERNARDINO | CA | SCE | Mohave switchyard | 2014-07-01 07:00 | 2014-07-01 07:00 | Waived | None | None | None
COLORADO RIVER ENERGY 2 | 425 | 2008-05-30 | 2008-05-30 07:00 | WITHDRAWN | 2008-11-26 08:00 | Serial LGIP | Generating Facility Type-1: Steam Turbine; Generating Facility Fuel-1: Solar; MWs MW-1: 250 | 250 |  |  | RIVERSIDE | CA | SCE | Colorado River Substation | 2014-07-01 07:00 | 2014-07-01 07:00 | Waived | None | None | None
CAMPOS SOLAR ENERGY | 426 | 2008-05-30 | 2008-05-30 07:00 | WITHDRAWN | 2008-11-26 08:00 | Serial LGIP | Generating Facility Type-1: Steam Turbine; Generating Facility Fuel-1: Solar; MWs MW-1: 250 | 250 |  |  | CLARK | NV | SCE | Mohave Switchyard | 2014-07-01 07:00 | 2014-07-01 07:00 | None | None | None | None
CANTIL SOLAR ENERGY | 427 | 2008-04-30 | 2008-05-30 07:00 | WITHDRAWN | 2009-12-17 19:14 | Serial LGIP | Generating Facility Type-1: Steam Turbine; Generating Facility Fuel-1: Solar; MWs MW-1: 250 | 250 |  |  | KERN | CA | SCE | Antelope Substation | 2014-07-01 07:00 | 2014-07-01 07:00 | Waived | None | None | None
DC SOLAR ENERGY | 428 | 2008-05-30 | 2008-05-30 07:00 | WITHDRAWN | 2008-11-26 08:00 | Serial LGIP | Generating Facility Type-1: Steam Turbine; Generating Facility Fuel-1: Solar; MWs MW-1: 250 | 250 |  |  | SAN BERNARDINO | CA | SCE | Eagle Mountain Substation | 2014-07-01 07:00 | 2014-07-01 07:00 | Waived | None | None | None
RANDSBURG SOLAR ENERGY | 430 | 2008-05-30 | 2008-05-30 07:00 | WITHDRAWN | 2011-03-22 17:02 | Serial LGIP | Generating Facility Type-1: Steam Turbine; Generating Facility Fuel-1: Solar; MWs MW-1: 250 | 250 |  |  | KERN | CA | SCE | Kramer Substation | 2014-07-01 07:00 | 2014-07-01 07:00 | Waived | None | None | None
RICE SOLAR ENERGY | 431 | 2010-11-20 | 2008-05-30 07:00 | WITHDRAWN | 2011-01-07 08:00 | TC | Generating Facility Type-1: Steam Turbine; Generating Facility Fuel-1: Solar; MWs MW-1: 150 | 150 | Full Capacity |  | RIVERSIDE | CA | SCE | Midpoint Substation 220kV | 2014-07-01 07:00 | 2014-07-01 07:00 | NA | Complete | Complete | NA
WARD VALLEY SOLAR ENERGY 1 | 432 | 2008-05-30 | 2008-05-30 07:00 | WITHDRAWN | 2011-04-21 16:17 | Serial LGIP | Generating Facility Type-1: Steam Turbine; Generating Facility Fuel-1: Solar; MWs MW-1: 250 | 250 |  |  | RIVERSIDE | CA | SCE | Colorado River Substation 230 kV | 2014-07-01 07:00 | 2014-07-01 07:00 | Waived | None | None | None
WARD VALLEY SOLAR ENERGY 2 | 433 | 2008-05-30 | 2008-05-30 07:00 | WITHDRAWN | 2008-11-26 08:00 | Serial LGIP | Generating Facility Type-1: Steam Turbine; Generating Facility Fuel-1: Solar; MWs MW-1: 250 | 250 |  |  | SAN BERNARDINO | CA | SCE | Iron Mountain Substation | 2015-05-29 07:00 | 2015-05-29 07:00 | Waived | None | None | None
WARD VALLEY SOLAR ENERGY 3 | 434 | 2008-05-30 | 2008-05-30 07:00 | WITHDRAWN | 2008-11-26 08:00 | Serial LGIP | Generating Facility Type-1: Steam Turbine; Generating Facility Fuel-1: Solar; MWs MW-1: 500 | 500 |  |  | SAN BERNARDINO | CA | SCE | Mohave switchyard | 2015-05-29 07:00 | 2015-05-29 07:00 | None | None | None | None
QUARTZSITE SOLAR ENERGY | 435 | 2008-05-30 | 2008-05-30 07:00 | WITHDRAWN | 2011-04-21 16:18 | Serial LGIP | Generating Facility Type-1: Steam Turbine; Generating Facility Fuel-1: Solar; MWs MW-1: 250 | 250 |  |  | LA PAZ | AZ | SCE | Palo Verde Devers #2 line | 2014-07-01 07:00 | 2014-07-01 07:00 | Waived | None | None | None
CALIENTE SOLAR ENERGY | 436 | 2008-05-30 | 2008-05-30 07:00 | WITHDRAWN | 2008-11-26 08:00 | Serial LGIP | Generating Facility Type-1: Steam Turbine; Generating Facility Fuel-1: Solar; MWs MW-1: 250 | 250 |  |  | MARICOPA | AZ | SCE | Palo Verde Devers #2 line | 2014-07-01 07:00 | 2014-07-01 07:00 | Waived | None | None | None
ROUND MOUNTAIN WIND PROJECT | 437 | 2008-05-30 | 2008-05-30 07:00 | WITHDRAWN | 2008-10-24 07:00 | Serial LGIP | Generating Facility Type-1: Wind Turbine; Generating Facility Fuel-1: Wind Turbine; MWs MW-1: 350 | 350 |  |  | SHASTA | CA | PGAE | Pit #3 Round Mountain 230kV line | 2011-06-01 07:00 | 2011-06-01 07:00 | None | None | None | None
AVALON II | 438 | 2008-05-30 | 2008-05-30 07:00 | WITHDRAWN | 2008-11-26 08:00 | Serial LGIP | Generating Facility Type-1: Wind Turbine; Generating Facility Fuel-1: Wind Turbine; MWs MW-1: 500 | 500 |  |  | KERN | CA | SCE | Windhub Substation | 2011-12-31 08:00 | 2011-12-31 08:00 | None | None | None | None
BLYTHE SOLEIL | 439 | 2008-05-30 | 2008-05-30 07:00 | WITHDRAWN | 2008-11-26 08:00 | Serial LGIP | Generating Facility Type-1: Steam Turbine; Generating Facility Fuel-1: Solar; MWs MW-1: 500 | 500 |  |  | RIVERSIDE | CA | SCE | Midpoint Substation | 2011-12-31 08:00 | 2011-12-31 08:00 | Waived | None | None | None
MOJAVE SOLEIL II | 440 | 2008-05-30 | 2008-05-30 07:00 | WITHDRAWN | 2008-11-26 08:00 | Serial LGIP | Generating Facility Type-1: Steam Turbine; Generating Facility Fuel-1: Solar; MWs MW-1: 500 | 500 |  |  | KERN | CA | SCE | Whirlwind Substation | 2011-12-31 08:00 | 2011-12-31 08:00 | Waived | None | None | None
BINKLEY POWER PROJECT | 441 | 2008-05-30 | 2008-05-30 07:00 | WITHDRAWN | 2008-11-26 08:00 | Serial LGIP | Generating Facility Type-1: Steam Turbine; Generating Facility Fuel-1: Geothermal; MWs MW-1: 50 | 50 |  |  | LAKE | CA | PGAE | Geyers 17- Fulton #2 230kV line | 2012-07-31 07:00 | 2012-07-31 07:00 | None | None | None | None
WELLHEAD POWER RAINBOW | 443 | 2008-05-30 | 2008-05-30 07:00 | WITHDRAWN | 2008-11-25 08:00 | Serial LGIP | Generating Facility Type-1: Gas Turbine; Generating Facility Fuel-1: Natural Gas; MWs MW-1: 49 | 49 |  |  | SAN DIEGO | CA | SDGE | Telega - Escondido 230kV Line | 2009-07-01 07:00 | 2009-07-01 07:00 | Waived | None | None | None
WELLHEAD POWER LILAC | 444 | 2008-05-30 | 2008-05-30 07:00 | WITHDRAWN | 2008-11-25 08:00 | Serial LGIP | Generating Facility Type-1: Gas Turbine; Generating Facility Fuel-1: Natural Gas; MWs MW-1: 49 | 49 |  |  | SAN DIEGO | CA | SDGE | Lilac Rincon 69kV | 2009-07-01 07:00 | 2009-07-01 07:00 | Waived | None | None | None
WELLHEAD POWER COUSER CANYON | 445 | 2008-06-07 | 2008-05-30 07:00 | WITHDRAWN | 2008-11-25 08:00 | Serial LGIP | Generating Facility Type-1: Gas Turbine; Generating Facility Fuel-1: Natural Gas; MWs MW-1: 49 | 49 |  |  | SAN DIEGO | CA | SDGE | Pala - lilac 69kV line | 2009-07-01 07:00 | 2009-07-01 07:00 | Waived | None | None | None
WELLHEAD POWER CLEMENTE | 446 | 2008-05-30 | 2008-05-30 07:00 | WITHDRAWN | 2008-11-25 08:00 | Serial LGIP | Generating Facility Type-1: Gas Turbine; Generating Facility Fuel-1: Natural Gas; MWs MW-1: 49 | 49 |  |  | ORANGE | CA | SDGE | Talega San Mateo 69kV line | 2009-07-01 07:00 | 2009-07-01 07:00 | Waived | None | None | None |  | None
WELLHEAD POWER ASH VALLEY | 447 | 2008-05-30 | 2008-05-30 07:00 | WITHDRAWN | 2008-11-25 08:00 | Serial LGIP | Generating Facility Type-1: Gas Turbine; Generating Facility Fuel-1: Natural Gas; MWs MW-1: 49 | 49 |  |  | SAN DIEGO | CA | SDGE | Ash - Valley Center 69kV line | 2009-07-01 07:00 | 2009-07-01 07:00 | Waived | None | None | None
WELLHEAD POWER LONESTAR | 448 | 2008-06-07 | 2008-05-30 07:00 | WITHDRAWN | 2008-11-25 08:00 | Serial LGIP | Generating Facility Type-1: Gas Turbine; Generating Facility Fuel-1: Natural Gas; MWs MW-1: 49 | 49 |  |  | SAN DIEGO | CA | SDGE | Border Substation 69 kV | 2009-07-01 07:00 | 2009-07-01 07:00 | Waived | None | None | None
BIG MARIA VISTA SOLAR GENERATING STATION | 449 | 2008-05-30 | 2008-05-30 07:00 | WITHDRAWN | 2008-12-19 08:00 | Serial LGIP | Generating Facility Type-1: Steam Turbine; Generating Facility Fuel-1: Solar; MWs MW-1: 250 | 250 |  |  | RIVERSIDE | CA | SCE | Midpoint Substation 500 kV | 2012-07-01 07:00 | 2012-07-01 07:00 | None | None | None | None
ALTA 12 | 450 | 2008-05-30 | 2008-05-30 07:00 | WITHDRAWN | 2008-11-26 08:00 | Serial LGIP | Generating Facility Type-1: Wind Turbine; Generating Facility Fuel-1: Wind Turbine; MWs MW-1: 1150 | 1150 |  |  | LOS ANGELES/KERN | CA | SCE | Whirlwind Substation 230 kV | 2013-05-30 07:00 | 2013-05-30 07:00 | None | None | None | None
ALTA 13 | 451 | 2008-05-30 | 2008-05-30 07:00 | WITHDRAWN | 2008-11-26 08:00 | Serial LGIP | Generating Facility Type-1: Steam Turbine; Generating Facility Fuel-1: Solar; MWs MW-1: 1150 | 1150 |  |  | SAN BERNARDINO | CA | SCE | Pisgah Substation 230 kV | 2013-05-30 07:00 | 2013-05-30 07:00 | None | None | None | None
FAIRFIELD ENERGY CENTER - 730 MW | 452 | 2008-06-02 | 2008-06-02 07:00 | WITHDRAWN | 2008-11-24 08:00 | Serial LGIP | Generating Facility Type-1: Combined Cycle; Generating Facility Fuel-1: Natural Gas; MWs MW-1: 730 | 730 |  |  | SOLANO | CA | PGAE | Loop Lakesville-Sobrante and Lakesville-Ignacio 230kV Lines | 2012-06-15 07:00 | 2012-06-15 07:00 | None | None | None | None
PARKER SOLAR ENERGY | 453 | 2008-06-02 | 2008-06-02 07:00 | WITHDRAWN | 2008-11-26 08:00 | Serial LGIP | Generating Facility Type-1: Steam Turbine; Generating Facility Fuel-1: Solar; MWs MW-1: 250 | 250 |  |  | LA PAZ | AZ | SCE | Mohave Switchyard | 2014-07-01 07:00 | 2014-07-01 07:00 | None | None | None | None
SONORA SOLAR GENERATING STATION | 454 | 2008-05-30 | 2008-06-02 07:00 | WITHDRAWN | 2008-11-26 08:00 | Serial LGIP | Generating Facility Type-1: Steam Turbine; Generating Facility Fuel-1: Solar; MWs MW-1: 84 | 84 |  |  | IMPERIAL | CA | SDGE | Imperial Valley Substation 230 kV | 2011-02-01 08:00 | 2011-02-01 08:00 | Waived | None | None | None
FAIRMONT SOLAR GENERATING STATION | 455 | 2008-05-30 | 2008-06-02 07:00 | WITHDRAWN | 2011-03-22 14:32 | Serial LGIP | Generating Facility Type-1: Steam Turbine; Generating Facility Fuel-1: Solar; MWs MW-1: 141 | 141 |  |  | LOS ANGELES | CA | SCE | Whirlwind Substation 230 kV | 2013-10-01 07:00 | 2013-10-01 07:00 | Waived | None | None | None |  | None
CLEARWATER SOLAR GENERATING STATION | 456 | 2008-05-30 | 2008-06-02 07:00 | WITHDRAWN | 2008-11-26 08:00 | Serial LGIP | Generating Facility Type-1: Steam Turbine; Generating Facility Fuel-1: Solar; MWs MW-1: 840 | 840 |  |  | LOS ANGELES | CA | SCE | Vincent Substation | 2014-09-01 07:00 | 2014-09-01 07:00 | None | None | None | None
VICTOR SOLAR I | 457 | 2008-06-02 | 2008-06-02 07:00 | WITHDRAWN | 2008-11-26 08:00 | Serial LGIP | Generating Facility Type-1: Photovoltaic; Generating Facility Fuel-1: Solar; MWs MW-1: 55 | 55 |  |  | RIVERSIDE | CA | SCE | Victor substation 115kV | 2010-06-15 07:00 | 2010-06-15 07:00 | Waived | None | None | None
ROSAMOND SOLAR I | 458 | 2008-06-02 | 2008-06-02 07:00 | WITHDRAWN | 2008-08-01 07:00 | Serial LGIP | Generating Facility Type-1: Photovoltaic; Generating Facility Fuel-1: Solar; MWs MW-1: 50 | 50 |  |  | RIVERSIDE | CA | SCE | Antelope Cal Cement 60kV line | 2010-06-15 07:00 | 2010-06-15 07:00 | None | None | None | None
CAMERON SOLAR I | 459 | 2008-06-02 | 2008-06-02 07:00 | WITHDRAWN | 2008-11-25 08:00 | Serial LGIP | Generating Facility Type-1: Photovoltaic; Generating Facility Fuel-1: Solar; MWs MW-1: 50 | 50 |  |  | SAN DIEGO | CA | SDGE | Cameron Substation 69 kV | 2009-12-15 08:00 | 2009-12-15 08:00 | Waived | None | None | None
INYOKERN SOLAR I | 460 | 2008-06-02 | 2008-06-02 07:00 | WITHDRAWN | 2008-09-10 07:00 | Serial LGIP | Generating Facility Type-1: Photovoltaic; Generating Facility Fuel-1: Solar; MWs MW-1: 40 | 40 |  |  | KERN | CA | SCE | Inyokern Substation115 kV bus | 2010-12-01 08:00 | 2010-12-01 08:00 | None | None | None | None
DUNN SIDING SOLAR I | 461 | 2008-06-02 | 2008-06-02 07:00 | WITHDRAWN | 2008-09-10 07:00 | Serial LGIP | Generating Facility Type-1: Photovoltaic; Generating Facility Fuel-1: Solar; MWs MW-1: 40 | 40 |  |  | SAN BERNARDINO | CA | SCE | Dunn Siding Cool Water 115 kV Line | 2010-12-01 08:00 | 2010-12-01 08:00 | None | None | None | None
GREENLIGHT SOLAR I | 462 | 2008-06-02 | 2008-06-02 07:00 | WITHDRAWN | 2008-11-25 08:00 | Serial LGIP | Generating Facility Type-1: Photovoltaic; Generating Facility Fuel-1: Solar; MWs MW-1: 58.8 | 58.8 |  |  | SAN DIEGO | CA | SDGE | Borrego Substation 69 kV | 2010-06-15 07:00 | 2010-06-15 07:00 | Waived | None | None | None
WARNER SOLAR I | 463 | 2008-06-02 | 2008-06-02 07:00 | WITHDRAWN | 2008-11-25 08:00 | Serial LGIP | Generating Facility Type-1: Photovoltaic; Generating Facility Fuel-1: Solar; MWs MW-1: 58.8 | 58.8 |  |  | SAN DIEGO | CA | SDGE | Warner Substation 69 kV | 2010-06-30 07:00 | 2010-06-30 07:00 | Waived | None | None | None
REDMAN SOLAR I | 464 | 2008-06-02 | 2008-06-02 07:00 | WITHDRAWN | 2008-11-25 08:00 | Serial LGIP | Generating Facility Type-1: Photovoltaic; Generating Facility Fuel-1: Solar; MWs MW-1: 40 | 40 |  |  | KERN | CA | SCE | Redman Substation 69 kV bus | 2010-12-01 08:00 | 2010-12-01 08:00 | None | None | None | None
LITTLE ROCK SOLAR I | 465 | 2008-06-02 | 2008-06-02 07:00 | WITHDRAWN | 2008-11-25 08:00 | Serial LGIP | Generating Facility Type-1: Photovoltaic; Generating Facility Fuel-1: Solar; MWs MW-1: 40 | 40 |  |  | KERN | CA | SCE | Little Rock Substation 69 kV bus | 2010-12-01 08:00 | 2010-12-01 08:00 | None | None | None | None
BAKER SOLAR I | 466 | 2008-06-02 | 2008-06-02 07:00 | WITHDRAWN | 2008-08-01 07:00 | Serial LGIP | Generating Facility Type-1: Photovoltaic; Generating Facility Fuel-1: Solar; MWs MW-1: 100 | 100 |  |  | RIVERSIDE | CA | SCE | Baker Substation 115kV | 2010-06-15 07:00 | 2010-06-15 07:00 | None | None | None | None
RENEGY IONE | 469 | 2010-12-01 | 2008-07-14 07:00 | WITHDRAWN | 2008-11-18 08:00 | SGIP | Generating Facility Type-1: Steam Turbine; Generating Facility Fuel-1: Natural Gas; MWs MW-1: 16.3 | 16.3 | Energy Only |  | AMADOR | CA | PGAE | Valley Springs Martel #2 60kV line | 2008-12-31 08:00 | 2008-12-31 08:00 | None | None | None | NA
LAUREL WEST SOLAR FARM | 470 | 2008-07-30 | 2008-07-30 07:00 | WITHDRAWN | 2013-09-10 19:31 | SGIP | Generating Facility Type-1: Photovoltaic; Generating Facility Fuel-1: Solar; MWs MW-1: 20 | 20 | Energy Only |  | KINGS | CA | PGAE | Jacobs Corner Substation 70kV bus | 2011-03-01 08:00 | 2012-05-01 07:00 | None | Facilities Study | SGIA | NA
LAUREL EAST SOLAR FARM | 471 | 2008-07-30 | 2008-07-30 07:00 | WITHDRAWN | 2013-09-10 19:30 | SGIP | Generating Facility Type-1: Photovoltaic; Generating Facility Fuel-1: Solar; MWs MW-1: 20 | 20 | Energy Only |  | KINGS | CA | PGAE | Jacobs Corner Substation 70kV bus | 2011-07-01 07:00 | 2012-06-01 07:00 | None | Facilities Study | SGIA | NA
AFTON CANYON PV | 474 | 2008-09-11 | 2008-09-15 07:00 | WITHDRAWN | 2011-08-26 07:00 | SGIP | Generating Facility Type-1: Photovoltaic; Generating Facility Fuel-1: Solar; MWs MW-1: 19.9 | 19.9 | Energy Only |  | SAN BERNARDINO | CA | SCE | Dunn Siding Substation | 2011-06-01 07:00 | 2011-06-01 07:00 | None | Facilities Study | None | NA
PAINTED HILLS IV | 475 | 2010-12-01 | 2008-10-08 07:00 | WITHDRAWN | 2009-10-26 07:00 | SGIP | Generating Facility Type-1: Wind Turbine; Generating Facility Fuel-1: Wind Turbine; MWs MW-1: 20 | 20 | Energy Only |  | RIVERSIDE | CA | SCE | Devers-Garnet-Venwind 115 kV line | 2009-12-01 08:00 | 2010-12-01 08:00 | None | None | None | NA
REDWOOD LANDFILL | 476 | 2008-10-23 | 2008-10-23 07:00 | WITHDRAWN | 2014-05-29 21:06 | SGIP | Generating Facility Type-1: Reciprocating Engine; Generating Facility Fuel-1: Biofuel; MWs MW-1: 9.9 | 9.9 | Energy Only |  | MARIN | CA | PGAE | Lakeville #2 60 kV line | 2010-05-29 07:00 | 2014-07-15 07:00 | None | Facilities Study | SGIA | NA
20 MW SOLAR PROJECT #1 | 480 | 2009-03-16 | 2009-03-16 07:00 | WITHDRAWN | 2013-06-12 16:32 | SGIP | Generating Facility Type-1: Photovoltaic; Generating Facility Fuel-1: Solar; MWs MW-1: 20 | 20 | Energy Only |  | SAN DIEGO | CA | SDGE | Borrego Substation 69kV | 2010-12-31 08:00 | 2014-06-30 07:00 | None | Facilities Study | SGIA | NA
GE TEHACHAPI SOLAR PROJECT | 483 | 2009-04-29 | 2009-04-29 07:00 | WITHDRAWN | 2011-08-18 17:45 | SGIP | Generating Facility Type-1: Photovoltaic; Generating Facility Fuel-1: Solar; MWs MW-1: 10 | 10 | Energy Only |  | KERN | CA | SCE | Vincent Substation | 2010-06-01 07:00 | 2010-06-01 07:00 | None | None | None | NA
FULL CIRCLE | 485 | 2011-03-16 | 2009-06-18 07:00 | WITHDRAWN | 2011-08-24 07:00 | SGIP-TC | Generating Facility Type-1: Wind Turbine; Generating Facility Fuel-1: Wind Turbine; MWs MW-1: 20 | 20 | Full Capacity |  | KERN | CA | SCE | Winhub 230 KV via Highwind 66 KV | 2012-12-15 08:00 | 2012-12-15 08:00 | NA | None | None | NA
RUBY SOLAR PROJECT | 486 | 2009-06-29 | 2009-06-29 07:00 | WITHDRAWN | 2012-07-18 16:58 | SGIP | Generating Facility Type-1: Photovoltaic; Generating Facility Fuel-1: Solar; MWs MW-1: 20 | 20 | Energy Only |  | KERN | CA | SCE | Antelope-Neenach 66kV line | 2012-01-01 08:00 | 2013-11-01 07:00 | System Impact Study | Facilities Study | SGIA | NA
MARICOPA SOLAR | 487 | 2010-11-20 | 2009-07-31 07:00 | WITHDRAWN | 2010-10-15 07:00 | C01 | Generating Facility Type-1: Photovoltaic; Generating Facility Fuel-1: Solar; MWs MW-1: 600 | 600 | Full Capacity |  | KERN | CA | PGAE | Midway-Wheeler Ridge 230kV double circuit line | 2015-12-01 08:00 | 2015-12-01 08:00 | NA | None | None | NA
NEVADA SOLAR II (NS2) | 488 | 2009-04-06 | 2009-07-31 07:00 | WITHDRAWN | 2012-01-10 08:00 | C01 | Generating Facility Type-1: Steam Turbine; Generating Facility Fuel-1: Solar; MWs MW-1: 92 | 92 | Full Capacity |  | CLARK | NV | SCE | Eldorado Substation 230kV | 2012-09-30 07:00 | 2012-09-30 07:00 | NA | Complete | Complete | NA
MONTEZUMA II EXPANSION | 489 | 2009-05-26 | 2009-07-31 07:00 | WITHDRAWN | 2012-02-24 00:42 | C01 | Generating Facility Type-1: Wind Turbine; Generating Facility Fuel-1: Wind Turbine; MWs MW-1: 98.9 | 98.9 | Full Capacity |  | SOLANO | CA | PGAE | Birds Landing Substation 230kV | 2011-05-31 07:00 | 2014-05-31 07:00 | NA | Complete | None | NA
SONGS HIGH PRESSURE TURBINE RETROFIT | 490 | 2009-06-03 | 2009-07-31 07:00 | WITHDRAWN | 2013-12-17 08:00 | C01 | Generating Facility Type-1: Steam Turbine; Generating Facility Fuel-1: Nuclear; MWs MW-1: 48 | 48 | Full Capacity |  | SAN DIEGO | CA | SCE | San Onofre Nuclear Generating Station 230kV switchyard | 2012-12-31 08:00 | 2012-12-31 08:00 | NA | Complete | Complete | NA
RIVER BLUFF SOLAR ENERGY PARK | 491 | 2009-06-04 | 2009-07-31 07:00 | WITHDRAWN | 2011-12-14 08:00 | C01 | Generating Facility Type-1: Photovoltaic; Generating Facility Fuel-1: Solar; MWs MW-1: 230 | 230 | Full Capacity |  | SAN BERNARDINO | CA | SCE | Coolwater-Dunn Siding 115kV line | 2014-06-01 07:00 | 2014-04-01 07:00 | NA | Complete | Complete | NA
WEST MOJAVE ENERGY | 492 | 2010-11-20 | 2009-07-31 07:00 | WITHDRAWN | 2009-11-02 08:00 | C01 | Generating Facility Type-1: Photovoltaic; Generating Facility Fuel-1: Solar; MWs MW-1: 350 | 350 | Full Capacity |  | KERN | CA | SCE | Windhub Substation 230kV | 2015-12-01 08:00 | 2015-12-01 08:00 | NA | None | None | NA
ORO VERDE SOLAR PROJECT (FKA GATEWAY SOLAR ENERGY PROJECT) | 494 | 2009-07-20 | 2009-07-31 07:00 | WITHDRAWN | 2015-01-13 08:00 | C01 | Generating Facility Type-1: Photovoltaic; Generating Facility Fuel-1: Solar; MWs MW-1: 150 | 150 | Full Capacity |  | KERN | CA | SCE | Windhub Substation 230kV | 2015-12-01 08:00 | 2016-10-01 07:00 | NA | Complete | Complete | NA
JEEP WRANGLER | 496 | 2009-08-04 | 2009-07-31 07:00 | WITHDRAWN | 2010-10-01 07:00 | Serial LGIP | Generating Facility Type-1: Steam Turbine; Generating Facility Fuel-1: Solar; MWs MW-1: 960 | 960 |  |  | YUMA | AZ | SDGE | 500 kV collector station 40 mi east of NGila sub and 4.5 mi w of proposed Agua Caliente sub | 2014-01-01 08:00 | 2014-01-01 08:00 | None | None | None | None
IVANPAH 1- EXPANSION | 497 | 2010-11-20 | 2009-07-31 07:00 | WITHDRAWN | 2010-11-20 00:23 | C01 | Generating Facility Type-1: Steam Turbine; Generating Facility Fuel-1: Solar; MWs MW-1: 6 | 6 | Full Capacity |  | SAN BERNARDINO | CA | SCE | New Ivanpah Substation 115kV | 2012-03-31 07:00 | 2012-03-31 07:00 | NA | None | None | NA
IVANPAH 2 - EXPANSION | 498 | 2010-11-20 | 2009-07-31 07:00 | WITHDRAWN | 2010-11-20 00:23 | C01 | Generating Facility Type-1: Steam Turbine; Generating Facility Fuel-1: Solar; MWs MW-1: 20 | 20 | Full Capacity |  | SAN BERNARDINO | CA | SCE | New Ivanpah Substation 115kV | 2012-09-30 07:00 | 2012-09-30 07:00 | NA | None | None | NA
IVANPAH SEGS 3 - EXPANSION | 499 | 2010-11-20 | 2009-07-31 07:00 | WITHDRAWN | 2010-07-12 07:00 | C01 | Generating Facility Type-1: Steam Turbine; Generating Facility Fuel-1: Solar; MWs MW-1: 40 | 40 | Full Capacity |  | SAN BERNARDINO | CA | SCE | New Ivanpah Substation 115kV | 2013-03-31 07:00 | 2013-03-31 07:00 | NA | None | None | NA
COYOTE SPRINGS | 500 | 2010-11-20 | 2009-07-31 07:00 | WITHDRAWN | 2011-03-16 19:20 | C01 | Generating Facility Type-1: Steam Turbine; Generating Facility Fuel-1: Solar; MWs MW-1: 960 | 960 | Full Capacity |  | LINCOLN | NV | SCE | Eldorado Substation 500kV | 2014-01-01 08:00 | 2015-01-01 08:00 | NA | None | None | NA
PALOMAS SOLAR | 501 | 2010-11-20 | 2009-07-31 07:00 | WITHDRAWN | 2010-09-30 07:00 | C01 | Generating Facility Type-1: Photovoltaic; Generating Facility Fuel-1: Solar; MWs MW-1: 750 | 750 | Full Capacity |  | YUMA | AZ | SDGE | Hassayampa-North Gila 500kV switching station | 2015-06-30 07:00 | 2015-06-30 07:00 | NA | Complete | None | NA
CITY OF VERNON RENEWABLE PROJECT 1 | 504 | 2009-09-21 | 2009-07-31 07:00 | WITHDRAWN | 2009-11-02 22:13 | Serial LGIP | Generating Facility Type-1: Wind Turbine; Generating Facility Fuel-1: Wind Turbine; MWs MW-1: 688 | 688 |  |  | KERN | CA | SCE | Highwind Substation 230kV bus | 2013-03-11 07:00 | 2013-03-11 07:00 | None | None | None | None
CITY OF VERNON RENEWABLE PROJECT 2 | 505 | 2010-11-20 | 2009-07-31 07:00 | WITHDRAWN | 2010-11-19 08:00 | C01 | Photovoltaic | Wind Turbine |  | Solar | Wind Turbine |  | 975 | 125 |  | 1100 | Full Capacity |  | KERN | CA | SCE | Highwind-Windhub 230kV line | 2012-11-30 08:00 | 2012-11-30 08:00 | NA | None | None | NA
CONTRA COSTA GENERATING STATION EXPANSION | 507 | 2010-12-01 | 2009-07-31 07:00 | WITHDRAWN | 2009-12-04 08:00 | C01 | Generating Facility Type-1: Combined Cycle; Generating Facility Fuel-1: Natural Gas; MWs MW-1: 131 | 131 | Full Capacity |  | CONTRA COSTA | CA | PGAE | Contra Costa Substation 230kV bus | 2013-12-01 08:00 | 2017-12-31 08:00 | NA | None | None | NA
ALGONQUIN POWER SANGER (OLD) | 508 | 2010-11-20 | 2009-07-31 07:00 | WITHDRAWN | 2010-10-15 07:00 | C01 | Generating Facility Type-1: Combined Cycle; Generating Facility Fuel-1: Natural Gas; MWs MW-1: 58.3 | 58.3 | Full Capacity |  | FRESNO | CA | PGAE | Sanger-Reedley 115kV line | 2011-03-15 07:00 | 2011-03-15 07:00 | NA | Complete | None | NA
FALLBROOK ROSAMOND SUNTOWER | 511 | 2010-11-20 | 2009-07-31 07:00 | WITHDRAWN | 2009-11-30 08:00 | C01 | Generating Facility Type-1: Steam Turbine; Generating Facility Fuel-1: Solar; MWs MW-1: 92.6 | 92.6 | Full Capacity |  | KERN | CA | SCE | Goldtown-Lancaster 66kV line | 2012-12-31 08:00 | 2012-12-31 08:00 | NA | None | None | NA
ALPINE SUNTOWER GENERATION STATION | 512 | 2009-07-31 | 2009-07-31 07:00 | WITHDRAWN | 2015-11-05 08:00 | C01 | Generating Facility Type-1: Photovoltaic; Generating Facility Fuel-1: Solar; MWs MW-1: 2 | 2 | Full Capacity |  | LOS ANGELES | CA | SCE | Neenach Substation 66kV | 2012-02-15 08:00 | 2020-10-01 07:00 | NA | Complete | Complete | NA
DESERT VIEW SUNTOWER | 513 | 2009-07-31 | 2009-07-31 07:00 | WITHDRAWN | 2015-11-05 08:00 | C01 | Generating Facility Type-1: Photovoltaic; Generating Facility Fuel-1: Solar; MWs MW-1: 141 | 141 | Full Capacity |  | LOS ANGELES | CA | SCE | Whirlwind Substation 230kV | 2013-08-01 07:00 | 2017-12-31 08:00 | NA | Complete | Complete | NA
WELLHEAD POWER OTAY MESA | 513A | 2009-07-31 | 2009-07-31 07:00 | WITHDRAWN | 2009-11-02 22:11 | Serial LGIP | Generating Facility Type-1: Gas Turbine; Generating Facility Fuel-1: Natural Gas; MWs MW-1: 190 | 190 |  |  | SAN DIEGO | CA | SDGE | Otay Mesa Energy Center Substation 230 kV | 2013-05-01 07:00 | 2013-05-01 07:00 | Waived | None | None | None
ARCO SOLAR 1 PROJECT | 514 | 2009-07-31 | 2009-07-31 07:00 | WITHDRAWN | 2014-09-26 20:53 | SGIP | Generating Facility Type-1: Photovoltaic; Generating Facility Fuel-1: Solar; MWs MW-1: 20 | 20 | Energy Only |  | KERN | CA | PGAE | Arco Substation 69kV bus | 2010-12-15 08:00 | 2016-10-30 07:00 | None | Facilities Study | SGIA | NA
KJ SOLAR ENERGY CENTER | 515 | 2009-08-12 | 2009-08-12 07:00 | WITHDRAWN | 2011-10-07 07:00 | SGIP-TC | Generating Facility Type-1: Photovoltaic; Generating Facility Fuel-1: Solar; MWs MW-1: 20 | 20 | Full Capacity |  | KERN | CA | SCE | Kramer-Ransburg 115kV line | 2011-04-01 07:00 | 2012-04-01 07:00 | NA | None | None | NA
FRV PEGASUS SOLAR PROJECT | 516 | 2010-12-01 | 2009-08-21 07:00 | WITHDRAWN | 2010-05-25 07:00 | SGIP | Generating Facility Type-1: Photovoltaic; Generating Facility Fuel-1: Solar; MWs MW-1: 20 | 20 | Energy Only |  | SAN DIEGO | CA | SDGE | Borrego Substation 69kV | 2011-01-01 08:00 | 2011-01-01 08:00 | None | None | None | NA
OLD RIVER 2 | 518 | 2009-08-19 | 2009-08-19 07:00 | WITHDRAWN | 2010-06-07 07:00 | SGIP | Generating Facility Type-1: Photovoltaic; Generating Facility Fuel-1: Solar; MWs MW-1: 20 | 20 | Energy Only |  | KERN | CA | PGAE | Kern Old River #2 70kV line | 2014-12-31 08:00 | 2014-12-31 08:00 | None | None | None | NA
ACACIA | 519 | 2009-08-19 | 2009-08-19 07:00 | WITHDRAWN | 2011-07-01 16:32 | SGIP | Generating Facility Type-1: Photovoltaic; Generating Facility Fuel-1: Solar; MWs MW-1: 20 | 20 | Energy Only |  | KERN | CA | PGAE | Elk Hills Taft 70kV line | 2014-12-31 08:00 | 2014-12-31 08:00 | None | None | None | NA
BLACKWELL SOLAR 1 | 520 | 2009-08-19 | 2009-08-19 07:00 | WITHDRAWN | 2010-06-23 07:00 | SGIP | Generating Facility Type-1: Photovoltaic; Generating Facility Fuel-1: Solar; MWs MW-1: 20 | 20 | Energy Only |  | KERN | CA | PGAE | Blackwell-Carneras 70kV line | 2014-12-31 08:00 | 2014-12-31 08:00 | None | None | None | NA
TEHACHAPI SOLAR | 522C | 2009-08-19 | 2009-08-19 07:00 | WITHDRAWN | 2012-05-01 20:26 | SGIP-TC | Generating Facility Type-1: Photovoltaic; Generating Facility Fuel-1: Solar; MWs MW-1: 20 | 20 | Energy Only |  | KERN | CA | SCE | Kern River-Cummings 66kV line | 2013-12-31 08:00 | 2013-12-31 08:00 | NA | None | None | NA
KINGSOLAR (FKA QUAY VALLEY 20MW SOLAR PV) | 523 | 2009-08-21 | 2009-08-21 07:00 | WITHDRAWN | 2012-07-31 07:00 | SGIP | Generating Facility Type-1: Photovoltaic; Generating Facility Fuel-1: Solar; MWs MW-1: 20 | 20 | Energy Only |  | KINGS | CA | PGAE | Arco Substation 70kV bus | 2011-10-30 07:00 | 2013-06-30 07:00 | None | Facilities Study | SGIA | NA
SANBORN SOLAR | 523A | 2010-11-20 | 2009-08-26 07:00 | WITHDRAWN | 2011-01-24 08:00 | SGIP | Generating Facility Type-1: Photovoltaic; Generating Facility Fuel-1: Solar; MWs MW-1: 19.9 | 19.9 | Energy Only |  | KERN | CA | SCE | Goldtown-Corum 66kV line | 2010-12-31 08:00 | 2010-12-31 08:00 | None | None | None | NA
LUCERNE SOLAR ENERGY CENTER | 524 | 2010-11-20 | 2009-09-02 07:00 | WITHDRAWN | 2010-12-15 08:00 | SGIP | Generating Facility Type-1: Photovoltaic; Generating Facility Fuel-1: Solar; MWs MW-1: 20 | 20 | Energy Only |  | SAN BERNARDINO | CA | SCE | Eldorado-Pisgah #2 230kV line | 2011-12-01 08:00 | 2011-12-01 08:00 | None | None | None | NA |  | None
WAGON WHEEL MT. SOLAR 1 | 525 | 2010-11-30 | 2009-09-11 07:00 | WITHDRAWN | 2010-11-30 22:45 | SGIP | Generating Facility Type-1: Photovoltaic; Generating Facility Fuel-1: Solar; MWs MW-1: 20 | 20 | Energy Only |  | KERN | CA | PGAE | Arco Caneras 70kV line | 2011-04-30 07:00 | 2010-12-31 08:00 | None | None | None | NA
INYOKERN POWER PLANT | 527 | 2010-11-20 | 2009-09-23 07:00 | WITHDRAWN | 2010-07-06 07:00 | SGIP | Generating Facility Type-1: Photovoltaic; Generating Facility Fuel-1: Solar; MWs MW-1: 20 | 20 | Energy Only |  | INYO | CA | SCE | Control-Haiwee-Inyokern #2 115kV line | 2011-06-01 07:00 | 2011-06-01 07:00 | None | None | None | NA
PREMIER POWER RUSSELL SOLAR | 528 | 2009-10-05 | 2009-10-05 07:00 | WITHDRAWN | 2010-01-20 08:00 | SGIP | Generating Facility Type-1: Photovoltaic; Generating Facility Fuel-1: Solar; MWs MW-1: 20 | 20 | Energy Only |  | SOLANO | CA | PGAE | Birds Landing Substation 230kV bus | 2011-06-01 07:00 | 2011-06-01 07:00 | None | None | None | NA
WELLHEAD RENEWABLES FRESNO | 529A | 2009-10-23 | 2009-10-23 07:00 | WITHDRAWN | 2014-10-13 21:56 | SGIP | Generating Facility Type-1: Reciprocating Engine; Generating Facility Fuel-1: Natural Gas; MWs MW-1: 14.5 | 14.5 | Energy Only |  | FRESNO | CA | PGAE | Helm-Kerman 70kV line | 2011-04-01 07:00 | 2014-06-15 07:00 | System Impact Study | Facilities Study | SGIA | NA
ANGIOLA WATER DISTRICT SOLAR PROJECT | 530 | 2009-10-29 | 2009-10-29 07:00 | WITHDRAWN | 2011-11-08 18:08 | SGIP | Generating Facility Type-1: Photovoltaic; Generating Facility Fuel-1: Solar; MWs MW-1: 20 | 20 | Full Capacity |  | TULARE | CA | PGAE | Alpaugh 115kV substation | 2011-07-01 07:00 | 2011-07-01 07:00 | None | Facilities Study | SGIA | NA
WHITE RANCH DISTRICT SOLAR PROJECT | 531 | 2011-03-16 | 2009-10-29 07:00 | WITHDRAWN | 2010-01-29 08:00 | SGIP | Generating Facility Type-1: Photovoltaic; Generating Facility Fuel-1: Solar; MWs MW-1: 16 | 16 | Energy Only |  | TULARE | CA | PGAE | Corcoran Smyrna 115 kV line | 2011-07-01 07:00 | 2011-07-01 07:00 | None | None | None | NA
CANAL POWER PLANT | 531B | 2010-11-20 | 2009-10-29 07:00 | WITHDRAWN | 2011-01-23 08:00 | SGIP | Generating Facility Type-1: Photovoltaic; Generating Facility Fuel-1: Solar; MWs MW-1: 20 | 20 | Energy Only |  | LOS ANGELES | CA | SCE | Neenach Substation 69kV | 2011-06-01 07:00 | 2011-06-01 07:00 | None | None | None | NA
BUTTONWOOD SOLAR | 533 | 2009-11-11 | 2009-11-11 08:00 | WITHDRAWN | 2010-04-19 07:00 | SGIP | Generating Facility Type-1: Photovoltaic; Generating Facility Fuel-1: Solar; MWs MW-1: 20 | 20 | Energy Only |  | KERN | CA | PGAE | Semitropic Midway #2 115kV line | 2012-01-01 08:00 | 2012-01-01 08:00 | None | None | None | NA
PANOCHE VALLEY SOLAR FARM | 534 | 2009-08-04 | 2009-11-13 08:00 | WITHDRAWN | 2011-04-25 07:00 | SGIP | Generating Facility Type-1: Photovoltaic; Generating Facility Fuel-1: Solar; MWs MW-1: 20 | 20 | Energy Only |  | SAN BENITO | CA | PGAE | Moss Landing-Panoche #2 230kV line | 2011-06-30 07:00 | 2011-06-30 07:00 | None | Facilities Study | None | NA
FRV ALDEBARAN SOLAR | 536 | 2010-11-30 | 2009-11-19 08:00 | WITHDRAWN | 2010-03-04 08:00 | SGIP | Generating Facility Type-1: Photovoltaic; Generating Facility Fuel-1: Solar; MWs MW-1: 20 | 20 | Energy Only |  | MERCED | CA | PGAE | Mercy Springs 70kV Line | 2011-12-31 08:00 | 2011-12-31 08:00 | None | None | None | NA
CLEARVISTA ENERGY | 537A | 2010-11-23 | 2009-11-23 08:00 | WITHDRAWN | 2014-06-09 14:40 | SGIP | Generating Facility Type-1: Wind Turbine; Generating Facility Fuel-1: Wind Turbine; MWs MW-1: 19.5 | 19.5 | Energy Only |  | KERN | CA | SCE | Highwind Substation 220kV bus | 2011-04-01 07:00 | 2015-07-01 07:00 | None | Facilities Study | SGIA | NA
HUDSON SOLAR | 538 | 2009-12-16 | 2009-12-16 08:00 | WITHDRAWN | 2011-06-15 07:00 | SGIP | Generating Facility Type-1: Photovoltaic; Generating Facility Fuel-1: Solar; MWs MW-1: 20 | 20 | Energy Only |  | FRESNO | CA | PGAE | Oro Loma-Mendota 69kV line | 2012-01-01 08:00 | 2012-01-01 08:00 | None | None | None | NA
BLUE DIAMOND SOLAR | 540 | 2009-12-22 | 2009-12-22 08:00 | WITHDRAWN | 2013-05-07 16:28 | SGIP | Generating Facility Type-1: Photovoltaic; Generating Facility Fuel-1: Solar; MWs MW-1: 20 | 20 | Energy Only |  | LOS ANGELES | CA | SCE | Little Rock-Piute 69kV line | 2012-05-01 07:00 | 2015-06-30 07:00 | None | Facilities Study | SGIA | NA
BRANNON SOLAR | 541 | 2010-01-05 | 2010-01-05 08:00 | WITHDRAWN | 2014-09-09 07:00 | SGIP-TC | Generating Facility Type-1: Photovoltaic; Generating Facility Fuel-1: Solar; MWs MW-1: 20 | 20 | Energy Only |  | FRESNO | CA | PGAE | Panoche-Oro Loma 115kV Line | 2012-01-03 08:00 | 2016-03-31 07:00 | NA | Complete | Complete | NA
SUNSHINE TWO | 541A | 2010-11-20 | 2010-01-05 08:00 | WITHDRAWN | 2011-01-18 08:00 | SGIP | Generating Facility Type-1: Photovoltaic; Generating Facility Fuel-1: Solar; MWs MW-1: 20 | 20 | Energy Only |  | LOS ANGELES | CA | SCE | Antelope-Neenach 66kV | 2011-06-01 07:00 | 2011-06-01 07:00 | None | None | None | NA
SUNSHINE FOUR | 541B | 2010-11-20 | 2010-01-05 08:00 | WITHDRAWN | 2010-12-27 08:00 | SGIP | Generating Facility Type-1: Photovoltaic; Generating Facility Fuel-1: Solar; MWs MW-1: 20 | 20 | Energy Only |  | LOS ANGELES | CA | SCE | Antelope-Neenach 66kV | 2011-06-01 07:00 | 2011-06-01 07:00 | None | None | None | NA
EXCELSIOR SOLAR | 542 | 2010-01-06 | 2010-01-06 08:00 | WITHDRAWN | 2013-10-30 15:50 | SGIP | Generating Facility Type-1: Photovoltaic; Generating Facility Fuel-1: Solar; MWs MW-1: 20 | 20 | Energy Only |  | FRESNO | CA | PGAE | Schindler Sub 115kV bus | 2012-01-01 08:00 | 2016-12-01 08:00 | None | Facilities Study | SGIA | NA
SCHINDLER SOUTH SOLAR | 543 | 2010-01-06 | 2010-01-06 08:00 | WITHDRAWN | 2011-08-18 07:00 | SGIP | Generating Facility Type-1: Photovoltaic; Generating Facility Fuel-1: Solar; MWs MW-1: 20 | 20 | Energy Only |  | FRESNO | CA | PGAE | Schindler Sub 70kV bus | 2012-01-01 08:00 | 2012-01-01 08:00 | None | None | None | NA
FRV CYGNUS SOLAR | 544 | 2010-01-06 | 2010-01-06 08:00 | WITHDRAWN | 2010-04-19 07:00 | SGIP | Generating Facility Type-1: Photovoltaic; Generating Facility Fuel-1: Solar; MWs MW-1: 20 | 20 | Energy Only |  | KERN | CA | PGAE | Lamont Substation 115kV bus | 2011-10-31 07:00 | 2011-10-31 07:00 | None | None | None | NA
FRV CENTAURI SOLAR | 545 | 2010-01-06 | 2010-01-06 08:00 | WITHDRAWN | 2012-03-26 07:00 | SGIP | Generating Facility Type-1: Photovoltaic; Generating Facility Fuel-1: Solar; MWs MW-1: 20 | 20 | Full Capacity |  | KERN | CA | PGAE | Wheeler Ridge-Lakeview 70kV | 2011-10-31 07:00 | 2011-10-31 07:00 | None | None | None | NA
GAUGAMELA | 546 | 2010-01-06 | 2010-01-06 08:00 | WITHDRAWN | 2012-12-17 23:24 | SGIP | Generating Facility Type-1: Photovoltaic; Generating Facility Fuel-1: Solar; MWs MW-1: 15 | 15 | Energy Only |  | LOS ANGELES | CA | SCE | Redman-Piute 66kV Tap | 2012-12-01 08:00 | 2012-12-01 08:00 | None | Facilities Study | SGIA | NA
WATERLOO | 547 | 2010-01-06 | 2010-01-06 08:00 | WITHDRAWN | 2012-12-17 23:24 | SGIP | Generating Facility Type-1: Photovoltaic; Generating Facility Fuel-1: Solar; MWs MW-1: 20 | 20 | Energy Only |  | LOS ANGELES | CA | SCE | Loop Redman-Lancaster 66kV | 2012-12-01 08:00 | 2012-12-01 08:00 | None | Facilities Study | SGIA | NA
FRV ORION SOLAR | 549 | 2009-11-19 | 2010-01-15 08:00 | WITHDRAWN | 2010-06-04 07:00 | SGIP | Generating Facility Type-1: Photovoltaic; Generating Facility Fuel-1: Solar; MWs MW-1: 20 | 20 | Energy Only |  | MERCED | CA | PGAE | Mercy Springs Oro Loma 70kV line | 2012-03-31 07:00 | 2012-03-31 07:00 | None | None | None | NA
CAL SP V | 550 | 2009-12-04 | 2010-01-19 08:00 | WITHDRAWN | 2016-08-10 07:00 | SGIP | Generating Facility Type-1: Photovoltaic; Generating Facility Fuel-1: Solar; MWs MW-1: 20 | 20 | Energy Only |  | MERCED | CA | PGAE | Merced #1 70 kV | 2011-12-15 08:00 | 2018-05-31 07:00 | None | Facilities Study | SGIA | NA |  | None
FRV RIGEL SOLAR | 551 | 2010-01-27 | 2010-01-27 08:00 | WITHDRAWN | 2012-03-02 08:00 | SGIP-TC | Generating Facility Type-1: Photovoltaic; Generating Facility Fuel-1: Solar; MWs MW-1: 20 | 20 | Full Capacity |  | KERN | CA | PGAE | Wheeler Ridge Sub 70kV bus | 2011-10-31 07:00 | 2011-10-31 07:00 | NA | None | Complete | NA
ORD MOUNTAIN | 552 | 2009-10-02 | 2010-02-01 08:00 | WITHDRAWN | 2021-07-28 07:00 | C02 | Photovoltaic | Storage |  | Solar | Battery |  | 60 | 60 |  | 60 | Energy Only | Off-Peak Energy Only | SAN BERNARDINO | CA | SCE | Calcite Substation 220kV | 2012-03-01 08:00 | 2022-09-06 07:00 | NA | Complete | Complete | NA | Executed | IC Request
PANOCHE VALLEY SOLAR FARM EXPANSION | 553 | 2010-11-20 | 2010-02-01 08:00 | WITHDRAWN | 2011-03-30 17:58 | C02 | Generating Facility Type-1: Photovoltaic; Generating Facility Fuel-1: Solar; MWs MW-1: 400 | 400 | Full Capacity |  | SAN BENITO | NV | PGAE | Moss Landing-Panoche #2 & Coburn-Panoche #2 230 kV | 2013-12-15 08:00 | 2013-12-15 08:00 | NA | Complete | None | NA
TIMBER HILLS WIND (FKA HILLCREST WIND POWER 1) | 554 | 2010-01-26 | 2010-02-01 08:00 | WITHDRAWN | 2011-10-03 07:00 | C02 | Generating Facility Type-1: Wind Turbine; Generating Facility Fuel-1: Wind Turbine; MWs MW-1: 138 | 138 | Full Capacity |  | SHASTA | CA | PGAE | Pit River 1-Cottonwood 230kV | 2013-10-31 07:00 | 2013-12-31 08:00 | NA | Complete | None | NA
JEWEL VALLEY PROJECT (FKA JORDAN WIND POWER) | 555 | 2010-11-20 | 2010-02-01 08:00 | WITHDRAWN | 2011-10-26 18:17 | C02 | Generating Facility Type-1: Wind Turbine; Generating Facility Fuel-1: Wind Turbine; MWs MW-1: 92 | 92 | Full Capacity |  | SAN DIEGO | CA | SDGE | Boulevard Substation 138kV | 2013-11-22 08:00 | 2014-12-30 08:00 | NA | None | Complete | NA
MAYACMAS WIND POWER | 556 | 2010-11-20 | 2010-02-01 08:00 | WITHDRAWN | 2010-04-09 07:00 | C02 | Generating Facility Type-1: Wind Turbine; Generating Facility Fuel-1: Wind Turbine; MWs MW-1: 126 | 126 | Energy Only |  | MENDOCINO | CA | PGAE | Eagle Rock Substation 115 kV | 2013-10-31 07:00 | 2013-10-31 07:00 | NA | None | None | NA
FRV LEO SOLAR | 560 | 2010-01-27 | 2010-02-01 08:00 | WITHDRAWN | 2013-11-22 08:00 | C02 | Generating Facility Type-1: Photovoltaic; Generating Facility Fuel-1: Solar; MWs MW-1: 100 | 100 | Full Capacity |  | MERCED | CA | PGAE | Los Banos-Dos Amigos 230kV | 2012-07-01 07:00 | 2013-03-31 07:00 | NA | Complete | Complete | NA
MOUNT SIGNAL SOLAR FARM | 561 | 2010-01-27 | 2010-02-01 08:00 | WITHDRAWN | 2013-07-11 07:00 | C02 | Generating Facility Type-1: Photovoltaic; Generating Facility Fuel-1: Solar; MWs MW-1: 200 | 200 | Full Capacity |  | IMPERIAL | CA | SDGE | Imperial Valley Substation 230kV | 2013-02-01 08:00 | 2014-12-01 08:00 | NA | Complete | Complete | NA
BARSTOW SOLAR II | 562 | 2010-11-20 | 2010-02-01 08:00 | WITHDRAWN | 2010-05-26 07:00 | C02 | Generating Facility Type-1: Photovoltaic; Generating Facility Fuel-1: Solar; MWs MW-1: 420 | 420 | Full Capacity |  | SAN BERNARDINO | CA | SCE | Victor Substation 230kV | 2013-10-01 07:00 | 2013-10-01 07:00 | NA | None | None | NA
PV-11 EXPANSION | 563 | 2010-01-29 | 2010-02-01 08:00 | WITHDRAWN | 2010-03-26 07:00 | C02 | Generating Facility Type-1: Photovoltaic; Generating Facility Fuel-1: Solar; MWs MW-1: 22 | 22 | Full Capacity |  | LOS ANGELES | CA | SCE | Antelope Substation 66kV | 2013-06-01 07:00 | 2013-06-01 07:00 | NA | None | None | NA
PV-03 EXPANSION | 564 | 2010-01-29 | 2010-02-01 08:00 | WITHDRAWN | 2010-03-26 07:00 | C02 | Generating Facility Type-1: Photovoltaic; Generating Facility Fuel-1: Solar; MWs MW-1: 23 | 23 | Full Capacity |  | LOS ANGELES | CA | SCE | Antelope Substation 66kV | 2013-07-01 07:00 | 2013-07-01 07:00 | NA | None | None | NA
QUAIL BRUSH POWER PROJECT (FKA SAN DIEGO COMMUNITY POWER PROJECT 2) | 565 | 2010-01-29 | 2010-02-01 08:00 | WITHDRAWN | 2015-07-06 07:00 | C02 | Generating Facility Type-1: Reciprocating Engine; Generating Facility Fuel-1: Natural Gas; MWs MW-1: 100 | 100 | Full Capacity |  | SAN DIEGO | CA | SDGE | Mission-Carlton Hills 138kV Line | 2014-05-31 07:00 | 2017-01-29 08:00 | NA | Complete | Complete | NA
SANBORN II SOLAR | 566 | 2010-11-20 | 2010-02-01 08:00 | WITHDRAWN | 2010-12-22 08:00 | C02 | Generating Facility Type-1: Photovoltaic; Generating Facility Fuel-1: Solar; MWs MW-1: 21 | 21 | Full Capacity |  | KERN | CA | SCE | Rosamond-Corum 66kV | 2013-12-01 08:00 | 2013-12-01 08:00 | NA | None | None | NA
EAGLE MOUNTAIN PUMP STORAGE #2 | 567 | 2010-11-20 | 2010-02-01 08:00 | WITHDRAWN | 2010-12-22 08:00 | C02 | Generating Facility Type-1: Hydro; Generating Facility Fuel-1: Water; MWs MW-1: 1400 | 1400 | Full Capacity |  | RIVERSIDE | CA | SCE | Red Bluff Substation 230kV | 2016-06-01 07:00 | 2016-06-01 07:00 | NA | None | None | NA
SUTTER ENERGY CENTER 2 | 569 | 2010-01-28 | 2010-02-01 08:00 | WITHDRAWN | 2014-01-22 08:00 | C02 | Generating Facility Type-1: Combined Cycle; Generating Facility Fuel-1: Natural Gas; MWs MW-1: 600 | 600 | Full Capacity |  | SUTTER | CA | PGAE | Table Mountain-Tesla 500kV | 2013-05-01 07:00 | 2018-05-01 07:00 | NA | Complete | Complete | NA
PARADISE PEAK WIND POWER PROJECT | 570 | 2010-11-20 | 2010-02-01 08:00 | WITHDRAWN | 2010-09-27 07:00 | C02 | Generating Facility Type-1: Wind Turbine; Generating Facility Fuel-1: Wind Turbine; MWs MW-1: 102 | 102 | Full Capacity |  | SHASTA/TRINITY | CA | PGAE | Trinity-Cottonwood 115 kV Line | 2012-11-22 08:00 | 2012-11-22 08:00 | NA | None | None | NA
FRV EAFB SOLAR | 571 | 2010-11-20 | 2010-02-01 08:00 | WITHDRAWN | 2011-02-15 08:00 | C02 | Generating Facility Type-1: Photovoltaic; Generating Facility Fuel-1: Solar; MWs MW-1: 450 | 450 | Full Capacity |  | KERN | CA | SCE | Windhub Substation 500kV | 2013-12-31 08:00 | 2013-12-31 08:00 | NA | Complete | None | NA
FRV DIAMOND VALLEY SOLAR | 572 | 2010-01-28 | 2010-02-01 08:00 | WITHDRAWN | 2010-06-14 07:00 | C02 | Generating Facility Type-1: Photovoltaic; Generating Facility Fuel-1: Solar; MWs MW-1: 110 | 110 | Full Capacity |  | RIVERSIDE | CA | SCE | Valley Substation 500 kV bus | 2013-12-31 08:00 | 2013-12-31 08:00 | NA | None | None | NA
SUNSHINE THREE EXPANSION | 573 | 2010-11-20 | 2010-02-01 08:00 | WITHDRAWN | 2011-02-07 08:00 | C02 | Generating Facility Type-1: Photovoltaic; Generating Facility Fuel-1: Solar; MWs MW-1: 50 | 50 | Full Capacity |  | KERN | CA | SCE | Antelope-Cal Cement 66kV | 2013-06-01 07:00 | 2013-06-01 07:00 | NA | Complete | None | NA
POTRERO HILLS ENERGY | 575 | 2010-11-20 | 2010-02-01 08:00 | WITHDRAWN | 2010-11-20 00:24 | C02 | Generating Facility Type-1: Reciprocating Engine; Generating Facility Fuel-1: Biofuel; MWs MW-1: 9.6 | 9.6 | Full Capacity |  | SOLANO | CA | PGAE | Brighton-Davis 115 kV Line | 2013-06-30 07:00 | 2013-06-30 07:00 | NA | None | None | NA
SOLAR STAR XI | 578 | 2010-11-20 | 2010-02-01 08:00 | WITHDRAWN | 2010-03-31 07:00 | C02 | Generating Facility Type-1: Photovoltaic; Generating Facility Fuel-1: Solar; MWs MW-1: 70 | 70 | Full Capacity |  | SAN BERNARDINO | CA | SCE | Cottonwood-Savage 115kV line | 2013-12-31 08:00 | 2013-12-31 08:00 | NA | None | None | NA
MADERA SOLAR PV I (FKA WHEELER RIDGE SOLAR PV1) | 579 | 2010-11-20 | 2010-02-01 08:00 | WITHDRAWN | 2011-02-15 19:06 | C02 | Generating Facility Type-1: Photovoltaic; Generating Facility Fuel-1: Solar; MWs MW-1: 220 | 220 | Full Capacity |  | MADERA | CA | PGAE | Borden Sub 230kV bus | 2013-05-01 07:00 | 2013-12-31 08:00 | NA | None | None | NA
BLYTHE SOLAR PV I | 580 | 2010-11-20 | 2010-02-01 08:00 | WITHDRAWN | 2010-04-16 07:00 | C02 | Generating Facility Type-1: Photovoltaic; Generating Facility Fuel-1: Solar; MWs MW-1: 170 | 170 | Full Capacity |  | RIVERSIDE | CA | SCE | Blythe-Eagle Mountain 161kV line | 2012-12-31 08:00 | 2012-12-31 08:00 | NA | None | None | NA
CPA MARICOPA SOLAR | 582 | 2010-11-20 | 2010-02-01 08:00 | WITHDRAWN | 2011-02-17 08:00 | C02 | Generating Facility Type-1: Photovoltaic; Generating Facility Fuel-1: Solar; MWs MW-1: 500 | 500 | Full Capacity |  | KERN | CA | SCE | Midway - Vincent #1 & #2 500kV | 2013-07-01 07:00 | 2013-07-01 07:00 | NA | Complete | None | NA
MANZANITA WIND | 583 | 2010-01-29 | 2010-02-01 08:00 | WITHDRAWN | 2015-11-23 08:00 | C02 | Generating Facility Type-1: Wind Turbine; Generating Facility Fuel-1: Wind Turbine; MWs MW-1: 57.5 | 57.5 | Energy Only |  | SAN DIEGO | CA | SDGE | Boulevard East Substation 138kV | 2012-12-31 08:00 | 2017-01-29 08:00 | NA | Complete | Complete | NA
ANTELOPE VALLEY RENEWABLE ENERGY FARM - SOLAR | 584 | 2010-11-20 | 2010-02-01 08:00 | WITHDRAWN | 2011-02-07 08:00 | C02 | Generating Facility Type-1: Photovoltaic; Generating Facility Fuel-1: Solar; MWs MW-1: 150 | 150 | Energy Only |  | LOS ANGELES | CA | SCE | Antelope Sub 220kV Bus | 2013-02-28 08:00 | 2013-02-28 08:00 | NA | Complete | None | NA
ANTELOPE VALLEY RENEWABLE ENERGY FARM - WIND | 585 | 2010-01-29 | 2010-02-01 08:00 | WITHDRAWN | 2012-03-02 19:40 | C02 | Generating Facility Type-1: Wind Turbine; Generating Facility Fuel-1: Wind Turbine; MWs MW-1: 150 | 150 | Energy Only |  | LOS ANGELES | CA | SCE | Antelope Sub 220kV Bus | 2013-02-28 08:00 | 2014-08-12 07:00 | NA | Complete | Complete | NA
CPN WILD HORSE GEOTHERMAL | 586 | 2010-01-29 | 2010-02-01 08:00 | WITHDRAWN | 2014-08-05 07:00 | C02 | Generating Facility Type-1: Steam Turbine; Generating Facility Fuel-1: Geothermal; MWs MW-1: 42 | 42 | Full Capacity |  | SONOMA | CA | PGAE | Geysers #17-Fulton 230kV | 2013-06-01 07:00 | 2017-07-01 07:00 | NA | Complete | Complete | NA
SAN JOAQUIN 1 & 2 | 587 | 2010-11-20 | 2010-02-01 08:00 | WITHDRAWN | 2010-03-22 07:00 | C02 | Generating Facility Type-1: Steam Turbine; Generating Facility Fuel-1: Solar; MWs MW-1: 106.8 | 106.8 | Energy Only |  | FRESNO | CA | PGAE | Gates Substation | 2012-09-30 07:00 | 2012-09-30 07:00 | NA | None | None | NA
NRG RED BLUFF SOLAR 1 (FKA NRG BLYTHE SOLAR 2) | 588 | 2010-01-29 | 2010-02-01 08:00 | WITHDRAWN | 2015-08-19 07:00 | C02 | Generating Facility Type-1: Photovoltaic; Generating Facility Fuel-1: Solar; MWs MW-1: 1 | 1 | Full Capacity |  | RIVERSIDE | CA | SCE | Red Bluff Substation 230kV | 2012-12-01 08:00 | 2017-11-01 07:00 | NA | Complete | Complete | NA
NRG SOLAR VICTOR 1 | 589 | 2010-01-29 | 2010-02-01 08:00 | WITHDRAWN | 2015-08-19 07:00 | C02 | Generating Facility Type-1: Photovoltaic; Generating Facility Fuel-1: Solar; MWs MW-1: 1 | 1 | Full Capacity |  | SAN BERNARDINO | CA | SCE | Victor Substation 115kV | 2012-12-01 08:00 | 2017-01-29 08:00 | NA | Complete | Complete | NA
BORREGO SPRINGS SOLAR SOUTH | 591 | 2010-01-29 | 2010-02-01 08:00 | WITHDRAWN | 2010-04-21 07:00 | C02 | Generating Facility Type-1: Photovoltaic; Generating Facility Fuel-1: Solar; MWs MW-1: 40 | 40 | Full Capacity |  | SAN DIEGO | CA | SDGE | Borrego Substation 60kV | 2011-06-01 07:00 | 2011-06-01 07:00 | NA | None | None | NA
KINGSOLAR II | 592 | 2010-01-29 | 2010-02-01 08:00 | WITHDRAWN | 2012-03-02 08:00 | C02 | Generating Facility Type-1: Photovoltaic; Generating Facility Fuel-1: Solar; MWs MW-1: 250 | 250 | Full Capacity |  | KINGS | CA | PGAE | Midway-Gates & Arco-Gates 230kV lines | 2012-12-31 08:00 | 2013-02-28 08:00 | NA | Complete | None | NA
FORT MOJAVE SOLAR | 593 | 2010-01-30 | 2010-02-01 08:00 | WITHDRAWN | 2019-05-15 07:00 | C02 | Generating Facility Type-1: Photovoltaic; Generating Facility Fuel-1: Solar; MWs MW-1: 310 | 310 | Full Capacity |  | MOJAVE | AZ | SCE | Mohave Generating Station 500kV bus | 2014-07-07 07:00 | 2019-12-01 08:00 | NA | Complete | Complete | NA | In Progress | IC Request
BIO VERDE PV - HOOGENDM | 594 | 2010-11-20 | 2010-02-01 08:00 | WITHDRAWN | 2010-11-20 00:24 | C02 | Generating Facility Type-1: Photovoltaic; Generating Facility Fuel-1: Solar; MWs MW-1: 20 | 20 | Full Capacity |  | MERCED | CA | PGAE | Merced Substation 70 kV | 2012-12-31 08:00 | 2012-12-31 08:00 | NA | None | None | NA
BIO VERDE PV - KETTLEMAN 1 | 595 | 2010-11-20 | 2010-02-01 08:00 | WITHDRAWN | 2010-11-19 08:00 | C02 | Generating Facility Type-1: Photovoltaic; Generating Facility Fuel-1: Solar; MWs MW-1: 15 | 15 | Full Capacity |  | KINGS | CA | PGAE | Henrietta - Tulare 70kV line | 2012-12-31 08:00 | 2012-12-31 08:00 | NA | None | None | NA
BIO VERDE PV - KETTLEMAN 3 | 596 | 2010-11-20 | 2010-02-01 08:00 | WITHDRAWN | 2010-11-19 08:00 | C02 | Generating Facility Type-1: Photovoltaic; Generating Facility Fuel-1: Solar; MWs MW-1: 20 | 20 | Full Capacity |  | KINGS | CA | PGAE | Henrietta Tulare 70kV line | 2012-12-31 08:00 | 2012-12-31 08:00 | NA | None | None | NA
BIO VERDE PV - VLOT | 597 | 2010-11-20 | 2010-02-01 08:00 | WITHDRAWN | 2010-11-20 00:24 | C02 | Generating Facility Type-1: Photovoltaic; Generating Facility Fuel-1: Solar; MWs MW-1: 15 | 15 | Full Capacity |  | MADERA | CA | PGAE | Merced #1 70 kV line (El Nido Bonita segment) | 2012-12-31 08:00 | 2012-12-31 08:00 | NA | None | None | NA
BIO VERDE PV - KETTLEMAN 2 | 598 | 2010-11-20 | 2010-02-01 08:00 | WITHDRAWN | 2010-11-20 00:24 | C02 | Generating Facility Type-1: Photovoltaic; Generating Facility Fuel-1: Solar; MWs MW-1: 17.75 | 17.75 | Full Capacity |  | KINGS | CA | PGAE | Henrietta Tulare 70kV line | 2012-12-31 08:00 | 2012-12-31 08:00 | NA | None | None | NA
BIO VERDE PV - SAN JOAQUIN | 599 | 2010-11-20 | 2010-02-01 08:00 | WITHDRAWN | 2010-03-04 08:00 | C02 | Generating Facility Type-1: Photovoltaic; Generating Facility Fuel-1: Solar; MWs MW-1: 20 | 20 | Full Capacity |  | SAN JOAQUIN | CA | PGAE | Corral Substation 70 kV | 2012-12-31 08:00 | 2012-12-31 08:00 | NA | None | None | NA
BIO VERDE PV - VANDER WOUDE | 600 | 2010-11-20 | 2010-02-01 08:00 | WITHDRAWN | 2011-03-30 17:45 | C02 | Generating Facility Type-1: Photovoltaic; Generating Facility Fuel-1: Solar; MWs MW-1: 20 | 20 | Full Capacity |  | MERCED | CA | PGAE | Merced #1 70 kV | 2012-12-31 08:00 | 2012-12-31 08:00 | NA | Complete | None | NA
ROSINA BIO VERDE | 601 | 2010-11-20 | 2010-02-01 08:00 | WITHDRAWN | 2010-11-20 00:24 | C02 | Generating Facility Type-1: Photovoltaic; Generating Facility Fuel-1: Solar; MWs MW-1: 10 | 10 | Full Capacity |  | KINGS | CA | PGAE | Tulare Henrietta 70kV line | 2012-12-31 08:00 | 2012-12-31 08:00 | NA | None | None | NA
MOJAVALON I | 603 | 2010-11-20 | 2010-02-01 08:00 | WITHDRAWN | 2010-04-20 07:00 | C02 | Generating Facility Type-1: Photovoltaic; Generating Facility Fuel-1: Solar; MWs MW-1: 146 | 146 | Full Capacity |  | KERN | CA | SCE | Whirlwind Substation 230kV | 2013-07-01 07:00 | 2013-07-01 07:00 | NA | None | None | NA
IMPERIAL VALLEY GENERATION PROJECT | 604 | 2010-01-30 | 2010-02-01 08:00 | WITHDRAWN | 2010-11-24 08:00 | C02 | Generating Facility Type-1: Combustion Turbine; Generating Facility Fuel-1: Natural Gas; MWs MW-1: 600 | 600 | Full Capacity |  | IMPERIAL | CA | SDGE | Imperial Valley Substation 230kV | 2014-04-01 07:00 | 2014-04-01 07:00 | NA | None | None | NA
EL DORADO VALLEY GENERATION | 605 | 2010-11-20 | 2010-02-01 08:00 | WITHDRAWN | 2010-11-30 08:00 | C02 | Generating Facility Type-1: Steam Turbine; Generating Facility Fuel-1: Natural Gas; MWs MW-1: 600 | 600 | Full Capacity |  | CLARK | NV | SCE | Eldorado Substation 230kV | 2014-04-01 07:00 | 2014-04-01 07:00 | NA | Complete | None | NA
SUN HARVESTER SOLAR PROJECT | 610 | 2010-02-04 | 2010-02-05 08:00 | WITHDRAWN | 2012-03-01 08:00 | SGIP-TC | Generating Facility Type-1: Photovoltaic; Generating Facility Fuel-1: Solar; MWs MW-1: 20 | 20 | Full Capacity |  | FRESNO | CA | PGAE | Stroud SW STA-Schindler 70kV | 2012-12-01 08:00 | 2012-12-01 08:00 | NA | None | Complete | NA
FAIRFAX SOLAR PROJECT | 611 | 2010-02-17 | 2010-02-17 08:00 | WITHDRAWN | 2011-02-15 17:18 | SGIP | Generating Facility Type-1: Photovoltaic; Generating Facility Fuel-1: Solar; MWs MW-1: 20 | 20 | Energy Only |  | FRESNO | CA | PGAE | Oro Loma-El Nido 115kV | 2012-01-01 08:00 | 2012-01-01 08:00 | None | None | None | NA
THREE ROCKS SOLAR | 612 | 2010-02-19 | 2010-02-19 08:00 | WITHDRAWN | 2016-04-22 20:25 | SGIP | Generating Facility Type-1: Photovoltaic; Generating Facility Fuel-1: Solar; MWs MW-1: 13 | 13 | Energy Only |  | FRESNO | CA | PGAE | Panoche-Schindler #2 115kV Line | 2013-07-15 07:00 | 2017-12-01 08:00 | None | Facilities Study | SGIA | NA
PLACER SOLAR | 613 | 2010-02-19 | 2010-02-19 08:00 | WITHDRAWN | 2014-04-23 20:21 | SGIP | Generating Facility Type-1: Photovoltaic; Generating Facility Fuel-1: Solar; MWs MW-1: 20 | 20 | Energy Only |  | FRESNO | CA | PGAE | Helm 70kV bus | 2014-02-10 08:00 | 2015-04-01 07:00 | None | Facilities Study | SGIA | NA
SAND CANYON OF TEHACHAPI | 613A | 2010-02-24 | 2010-02-24 08:00 | WITHDRAWN | 2012-03-03 00:02 | SGIP-TC | Generating Facility Type-1: Wind Turbine; Generating Facility Fuel-1: Wind Turbine; MWs MW-1: 20 | 20 | Energy Only |  | KERN | CA | SCE | Cal Cement - Monolith - Windland - Arwind 66 kV line | 2012-06-30 07:00 | 2012-06-30 07:00 | NA | None | None | NA
EL PECO SOLAR FARM | 614 | 2010-03-02 | 2010-03-02 08:00 | WITHDRAWN | 2013-12-26 23:04 | SGIP | Generating Facility Type-1: Photovoltaic; Generating Facility Fuel-1: Solar; MWs MW-1: 20 | 20 | Energy Only |  | FRESNO | CA | PGAE | Merced-Madera 70kV | 2011-05-01 07:00 | 2014-12-15 08:00 | None | Facilities Study | SGIA | NA
FRV MOJAVE SOLAR | 614A | 2010-03-04 | 2010-03-04 08:00 | WITHDRAWN | 2012-03-03 00:01 | SGIP-TC | Generating Facility Type-1: Photovoltaic; Generating Facility Fuel-1: Solar; MWs MW-1: 20 | 20 | Full Capacity |  | KERN | CA | SCE | Goldtown-Lancaster 66kV | 2013-12-01 08:00 | 2013-12-01 08:00 | NA | None | Complete | NA
SUN STREAM | 615 | 2010-11-20 | 2010-03-10 08:00 | WITHDRAWN | 2011-01-19 08:00 | SGIP | Generating Facility Type-1: Photovoltaic; Generating Facility Fuel-1: Solar; MWs MW-1: 20 | 20 | Energy Only |  | KERN | CA | SCE | Zondwind Sub 66kV Bus | 2012-12-30 08:00 | 2012-12-30 08:00 | None | None | None | NA
SUNLITE STATION | 616 | 2010-11-20 | 2010-03-17 07:00 | WITHDRAWN | 2011-01-19 08:00 | SGIP | Generating Facility Type-1: Photovoltaic; Generating Facility Fuel-1: Solar; MWs MW-1: 20 | 20 | Energy Only |  | RIVERSIDE | CA | SCE | Eagle Mountain-Blythe 161kV | 2012-07-01 07:00 | 2012-07-01 07:00 | None | None | None | NA
CROCKER SOLAR POWER - UNIT ONE | 617 | 2010-03-22 | 2010-03-22 07:00 | WITHDRAWN | 2013-11-25 08:00 | SGIP | Generating Facility Type-1: Photovoltaic; Generating Facility Fuel-1: Solar; MWs MW-1: 20 | 20 | Energy Only |  | SAN JOAQUIN | CA | PGAE | Tesla-Tracy 115kV | 2012-06-01 07:00 | 2016-05-01 07:00 | None | Facilities Study | SGIA | NA
LA-SOLAR-20 | 617A | 2010-03-30 | 2010-03-30 07:00 | WITHDRAWN | 2013-05-06 22:24 | SGIP | Generating Facility Type-1: Photovoltaic; Generating Facility Fuel-1: Solar; MWs MW-1: 20 | 20 | Energy Only |  | LOS ANGELES | CA | SCE | Piute-Redmond 66kV | 2012-12-01 08:00 | 2014-05-01 07:00 | None | Facilities Study | SGIA | NA
US SOLAR DESERT CENTER PV 1 | 617AA | 2010-11-20 | 2010-03-26 07:00 | WITHDRAWN | 2011-01-20 08:00 | SGIP | Generating Facility Type-1: Photovoltaic; Generating Facility Fuel-1: Solar; MWs MW-1: 20 | 20 | Energy Only |  | RIVERSIDE | CA | SCE | Eagle Mountain-Blythe SCE 161 kV | 2011-03-01 08:00 | 2011-03-01 08:00 | None | None | None | NA
GREAT VALLEY SOLAR | 617B | 2010-03-31 | 2010-03-31 07:00 | WITHDRAWN | 2011-03-28 18:36 | SGIP | Generating Facility Type-1: Photovoltaic; Generating Facility Fuel-1: Solar; MWs MW-1: 19.7 | 19.7 | Energy Only |  | TULARE | CA | PGAE | Corcoran-Smyrna 115kV | 2012-12-01 08:00 | 2012-12-01 08:00 | None | None | None | NA
OASIS SOLAR ENERGY | 617C | 2010-11-20 | 2010-03-31 07:00 | WITHDRAWN | 2010-06-23 07:00 | SGIP | Generating Facility Type-1: Photovoltaic; Generating Facility Fuel-1: Solar; MWs MW-1: 19.993 | 19.993 | Energy Only |  | MONO | CA | SCE | Control-Silverpeak 55 kV | 2012-12-01 08:00 | 2012-12-01 08:00 | None | None | None | NA
SKUNK HOLLOW SPGS1 | 618 | 2010-04-01 | 2010-04-01 07:00 | WITHDRAWN | 2010-12-27 08:00 | SGIP | Generating Facility Type-1: Photovoltaic; Generating Facility Fuel-1: Solar; MWs MW-1: 20 | 20 | Energy Only |  | FRESNO | CA | PGAE | Coalinga-Mendota Road 69kV | 2012-08-01 07:00 | 2012-08-01 07:00 | None | None | None | NA
FIVE POINTS SOLAR | 618A | 2010-04-19 | 2010-04-19 07:00 | WITHDRAWN | 2010-12-02 08:00 | SGIP | Generating Facility Type-1: Photovoltaic; Generating Facility Fuel-1: Solar; MWs MW-1: 20 | 20 | Energy Only |  | FRESNO | CA | PGAE | Helms-Schindler 70kV | 2012-01-01 08:00 | 2012-01-01 08:00 | None | None | None | NA
JEFFERSON SOLAR | 618B | 2010-03-19 | 2010-04-19 07:00 | WITHDRAWN | 2010-12-02 08:00 | SGIP | Generating Facility Type-1: Photovoltaic; Generating Facility Fuel-1: Solar; MWs MW-1: 10 | 10 | Energy Only |  | FRESNO | CA | PGAE | Kerman-San Joaquin 70kv | 2012-01-01 08:00 | 2012-01-01 08:00 | None | None | None | NA
EAST LANCASTER POWER PLANT | 619 | 2010-11-20 | 2010-04-22 07:00 | WITHDRAWN | 2011-01-19 08:00 | SGIP | Generating Facility Type-1: Photovoltaic; Generating Facility Fuel-1: Solar; MWs MW-1: 14 | 14 | Energy Only |  | LOS ANGELES | CA | SCE | Piute-Lancaster 66kV | 2012-01-01 08:00 | 2012-01-01 08:00 | None | None | None | NA
MARICOPA EAST SOLAR PV (FKA LAKEVIEW SOLAR ONE) | 620A | 2010-04-26 | 2010-04-26 07:00 | WITHDRAWN | 2014-02-27 20:58 | SGIP | Generating Facility Type-1: Photovoltaic; Generating Facility Fuel-1: Solar; MWs MW-1: 20 | 20 | Energy Only |  | KERN | CA | PGAE | Lakeview Sub 70kV bus | 2014-12-31 08:00 | 2014-12-31 08:00 | None | Facilities Study | SGIA | NA
OCOTILLO SOL PROJECT | 621 | 2010-03-03 | 2010-04-26 07:00 | WITHDRAWN | 2016-02-16 08:00 | SGIP-TC | Generating Facility Type-1: Photovoltaic; Generating Facility Fuel-1: Solar; MWs MW-1: 20 | 20 | Energy Only |  | IMPERIAL | CA | SDGE | Imperial Valley Sub 12kV Bus | 2012-08-01 07:00 | 2017-03-03 08:00 | NA | None | Complete | NA
PV ROSINA 1 SG | 622 | 2009-12-21 | 2010-05-06 07:00 | WITHDRAWN | 2011-08-18 07:00 | SGIP | Generating Facility Type-1: Photovoltaic; Generating Facility Fuel-1: Solar; MWs MW-1: 10 | 10 | Energy Only |  | KERN | CA | PGAE | Temblor-King Ellis 70kV | 2011-12-01 08:00 | 2011-12-01 08:00 | None | None | None | NA
ROSAMOND SOLAR FACILITY | 623 | 2010-11-20 | 2010-05-10 07:00 | WITHDRAWN | 2011-01-18 08:00 | SGIP | Generating Facility Type-1: Photovoltaic; Generating Facility Fuel-1: Solar; MWs MW-1: 20 | 20 | Energy Only |  | KERN | CA | SCE | Cal Cement-Antelope 66kV | 2013-12-31 08:00 | 2013-12-31 08:00 | None | None | None | NA
ROUGH ACRES SOLAR | 623A | 2010-11-20 | 2010-05-10 07:00 | WITHDRAWN | 2010-12-02 08:00 | SGIP | Generating Facility Type-1: Photovoltaic; Generating Facility Fuel-1: Solar; MWs MW-1: 10.4 | 10.4 | Energy Only |  | SAN DIEGO | CA | SDGE | Boulevard Sub 138 kV Bus | 2011-06-01 07:00 | 2011-06-01 07:00 | None | None | None | NA
SUN SEEKER SOLAR ENERGY CENTER | 624 | 2010-11-20 | 2010-05-14 07:00 | WITHDRAWN | 2010-09-03 07:00 | SGIP | Generating Facility Type-1: Photovoltaic; Generating Facility Fuel-1: Solar; MWs MW-1: 20 | 20 |  |  | KERN | CA | PGAE | Maricopa Substation 70 kV bus | 2012-12-01 08:00 | 2012-12-01 08:00 | None | None | None | NA
STRATFORD SOLAR FARM | 626 | 2010-05-17 | 2010-05-17 07:00 | WITHDRAWN | 2014-02-05 17:47 | SGIP | Generating Facility Type-1: Photovoltaic; Generating Facility Fuel-1: Solar; MWs MW-1: 20 | 20 | Energy Only |  | KINGS | CA | PGAE | Henrietta-Guernsey 70kV | 2011-12-31 08:00 | 2017-06-15 07:00 | None | Facilities Study | SGIA | NA
FRV MOJAVE SOLAR 2 | 627 | 2010-11-20 | 2010-05-18 07:00 | WITHDRAWN | 2010-10-12 07:00 | SGIP | Generating Facility Type-1: Photovoltaic; Generating Facility Fuel-1: Solar; MWs MW-1: 20 | 20 | Energy Only |  | LOS ANGELES | CA | SCE | Neenach-Antelope 66kV | 2013-12-31 08:00 | 2013-12-31 08:00 | None | None | None | NA
SALADO SOLAR | 629 | 2010-05-20 | 2010-05-20 07:00 | WITHDRAWN | 2011-02-09 23:18 | SGIP | Generating Facility Type-1: Photovoltaic; Generating Facility Fuel-1: Solar; MWs MW-1: 20 | 20 | Energy Only |  | STANISLAUS | CA | PGAE | Salado-Miller 115kV line | 2011-12-01 08:00 | 2011-12-01 08:00 | None | None | None | NA
PURDY AVE PV | 630 | 2010-11-20 | 2010-05-20 07:00 | WITHDRAWN | 2011-02-09 23:16 | SGIP | Generating Facility Type-1: Photovoltaic; Generating Facility Fuel-1: Solar; MWs MW-1: 4.9 | 4.9 | Energy Only |  | KERN | CA | SCE | Goldtown Substation 66kV | 2010-12-01 08:00 | 2010-12-01 08:00 | None | None | None | NA
KAMM | 631 | 2010-05-24 | 2010-05-24 07:00 | WITHDRAWN | 2013-08-27 18:23 | SGIP | Generating Facility Type-1: Photovoltaic; Generating Facility Fuel-1: Solar; MWs MW-1: 20 | 20 | Energy Only |  | FRESNO | CA | PGAE | Strout SW Station 70kV | 2014-06-30 07:00 | 2016-02-15 08:00 | None | Facilities Study | SGIA | NA
WORLD SUN PV PROJECT | 632A | 2011-03-16 | 2010-05-27 07:00 | WITHDRAWN | 2011-03-16 07:00 | SGIP-TC | Generating Facility Type-1: Photovoltaic; Generating Facility Fuel-1: Solar; MWs MW-1: 20 | 20 | Energy Only |  | STANISLAUS | CA | PGAE | Salado-Miller 115 kV | 2011-12-01 08:00 | 2011-12-01 08:00 | NA | None | None | NA
SAN JOAQUIN 2A | 632C | 2010-06-01 | 2010-06-01 07:00 | WITHDRAWN | 2015-06-11 07:00 | SGIP-TC | Generating Facility Type-1: Photovoltaic; Generating Facility Fuel-1: Solar; MWs MW-1: 20 | 20 | Full Capacity |  | FRESNO | CA | PGAE | Stroud switching station 70kV | 2012-12-01 08:00 | 2017-05-30 07:00 | NA | Complete | Complete | NA
GRANGEVILLE | 634 | 2010-06-30 | 2010-06-30 07:00 | WITHDRAWN | 2014-01-31 18:18 | SGIP | Generating Facility Type-1: Photovoltaic; Generating Facility Fuel-1: Solar; MWs MW-1: 20 | 20 | Energy Only |  | KINGS | CA | PGAE | Camden Junction-Lemoore Tap 70kV | 2013-06-30 07:00 | 2015-12-15 08:00 | None | Facilities Study | SGIA | NA
CAL SP XII | 635 | 2010-07-01 | 2010-07-01 07:00 | WITHDRAWN | 2012-03-05 21:12 | SGIP-TC | Generating Facility Type-1: Photovoltaic; Generating Facility Fuel-1: Solar; MWs MW-1: 20 | 20 | Full Capacity |  | MERCED | CA | PGAE | Oro Loma-Canal 70kV | 2012-06-15 07:00 | 2012-06-15 07:00 | NA | None | None | NA
JAYNE EAST | 638 | 2010-07-08 | 2010-07-08 07:00 | WITHDRAWN | 2013-08-27 18:24 | SGIP | Generating Facility Type-1: Photovoltaic; Generating Facility Fuel-1: Solar; MWs MW-1: 10 | 10 | Energy Only |  | FRESNO | CA | PGAE | Coalinga 1-Gates 70kV | 2012-12-31 08:00 | 2014-12-31 08:00 | None | Facilities Study | SGIA | NA
SEPV-15 | 638A | 2011-03-09 | 2010-07-09 07:00 | WITHDRAWN | 2011-01-28 08:00 | SGIP-TC | Generating Facility Type-1: Photovoltaic; Generating Facility Fuel-1: Solar; MWs MW-1: 12 | 12 | Energy Only |  | FRESNO | CA | PGAE | Coalinga CoGen 70 kV Tap & Tornado Dist | 2011-12-31 08:00 | 2011-12-31 08:00 | NA | None | None | NA
LANCASTER SOLAR FARM | 639 | 2010-05-26 | 2010-07-15 07:00 | WITHDRAWN | 2012-02-17 16:25 | SGIP-TC | Generating Facility Type-1: Photovoltaic; Generating Facility Fuel-1: Solar; MWs MW-1: 20 | 20 | Full Capacity |  | LOS ANGELES | CA | SCE | Redman-Piute 66kV | 2011-11-01 07:00 | 2013-01-01 08:00 | NA | None | None | NA
BFO PV-06 | 640 | 2010-05-26 | 2010-07-15 07:00 | WITHDRAWN | 2012-02-17 16:30 | SGIP-TC | Generating Facility Type-1: Photovoltaic; Generating Facility Fuel-1: Solar; MWs MW-1: 20 | 20 | Full Capacity |  | KERN | CA | SCE | Rosamond 66kV - Tap 52 | 2011-11-01 07:00 | 2013-01-01 08:00 | NA | None | None | NA
GRAHAM SOLAR FARM I | 640A | 2010-07-20 | 2010-07-20 07:00 | WITHDRAWN | 2012-03-06 08:00 | SGIP-TC | Generating Facility Type-1: Photovoltaic; Generating Facility Fuel-1: Solar; MWs MW-1: 20 | 20 | Full Capacity |  | FRESNO | CA | PGAE | Schindler Sub 115 kV Bus | 2011-12-15 08:00 | 2011-12-15 08:00 | NA | None | Complete | NA
PDD WHR SOLAR FARM I | 640B | 2010-07-20 | 2010-07-20 07:00 | WITHDRAWN | 2012-03-06 08:00 | SGIP-TC | Generating Facility Type-1: Photovoltaic; Generating Facility Fuel-1: Solar; MWs MW-1: 20 | 20 | Full Capacity |  | MERCED | CA | PGAE | Oro Loma 115kV | 2011-12-25 08:00 | 2011-12-25 08:00 | NA | None | Complete | NA
REPOWERED MCKITTRICK COGEN PLANT | 641 | 2010-11-20 | 2010-07-23 07:00 | WITHDRAWN | 2010-12-23 08:00 | SGIP | Generating Facility Type-1: Steam Turbine; Generating Facility Fuel-1: Natural Gas; MWs MW-1: 11.2 | 11.2 | Energy Only |  | KERN | CA | PGAE | Midsun-Midway 115 kV | 2011-12-31 08:00 | 2011-12-31 08:00 | None | None | None | NA
THUNDERHILL SOLAR POWER | 642 | 2010-07-30 | 2010-07-30 07:00 | WITHDRAWN | 2012-07-09 07:00 | SGIP-TC | Generating Facility Type-1: Photovoltaic; Generating Facility Fuel-1: Solar; MWs MW-1: 20 | 20 | Energy Only |  | GLENN | CA | PGAE | Elk Creek 60kV Tap | 2011-07-01 07:00 | 2011-07-01 07:00 | NA | Complete | Complete | NA
PACHECO PASS WIND ENERGY CENTER | 643 | 2010-07-26 | 2010-07-31 07:00 | WITHDRAWN | 2011-09-02 07:00 | C03 | Generating Facility Type-1: Wind Turbine; Generating Facility Fuel-1: Wind Turbine; MWs MW-1: 149.5 | 149.5 | Full Capacity |  | FRESNO | CA | PGAE | Los Banos-San Luis PGP #1 230 kV | 2014-12-31 08:00 | 2014-12-31 08:00 | NA | None | None | NA
ARCO SOLAR STATION | 643A | 2010-07-29 | 2010-07-31 07:00 | WITHDRAWN | 2011-07-11 07:00 | C03 | Generating Facility Type-1: Photovoltaic; Generating Facility Fuel-1: Solar; MWs MW-1: 300 | 300 | Full Capacity |  | KERN | CA | PGAE | Arco Sub 230 kV Bus | 2014-12-31 08:00 | 2014-12-31 08:00 | NA | None | None | NA
BLUE SKY WIND ENERGY CENTER | 643AA | 2010-07-26 | 2010-07-31 07:00 | WITHDRAWN | 2013-05-03 07:00 | C03 | Generating Facility Type-1: Wind Turbine; Generating Facility Fuel-1: Wind Turbine; MWs MW-1: 200.1 | 200.1 | Full Capacity |  | LOS ANGELES | CA | SCE | Antelope Sub 230kV Bus | 2012-12-31 08:00 | 2012-12-31 08:00 | NA | Complete | Complete | NA
BRIGHTSOURCE AV PROJECT | 643AB | 2010-11-20 | 2010-07-31 07:00 | WITHDRAWN | 2010-07-26 07:00 | C03 | Generating Facility Type-1: Steam Turbine; Generating Facility Fuel-1: Solar; MWs MW-1: 260 | 260 | Full Capacity |  | LOS ANGELES | CA | SCE | Whirlwind Substation 230kV Bus | 2015-01-01 08:00 | 2015-01-01 08:00 | NA | Complete | None | NA
PALO VERDE MESA (FKA BRIGHTSOURCE MIDPOINT SOLAR) | 643AC | 2010-07-30 | 2010-07-31 07:00 | WITHDRAWN | 2013-02-21 08:00 | C03 | Generating Facility Type-1: Steam Turbine; Generating Facility Fuel-1: Solar; MWs MW-1: 750 | 750 | Full Capacity |  | RIVERSIDE | CA | SCE | Colorado River Sub 220 kV Bus | 2015-01-01 08:00 | 2015-01-01 08:00 | NA | Complete | Complete | NA
COSO 2 SWAP (COSO FINANCE PARTNERS) | 643AD | 2010-07-30 | 2010-07-31 07:00 | WITHDRAWN | 2011-06-27 07:00 | C03 | Generating Facility Type-1: Steam Turbine; Generating Facility Fuel-1: Geothermal; MWs MW-1: 95 | 95 | Full Capacity |  | INYO | CA | SCE | Kramer Sub 220kV Bus | 2012-07-01 07:00 | 2012-07-01 07:00 | NA | None | None | NA
GILA SOLAR | 643AF | 2010-07-30 | 2010-07-31 07:00 | WITHDRAWN | 2010-09-09 07:00 | C03 | Generating Facility Type-1: Photovoltaic; Generating Facility Fuel-1: Solar; MWs MW-1: 500 | 500 | Full Capacity |  | RIVERSIDE | CA | SCE | Colorado River Sub 220kV Bus | 2015-10-30 07:00 | 2015-10-30 07:00 | NA | Complete | None | NA
HAY RANCH SOLAR ENERGY PARK | 643AG | 2010-07-30 | 2010-07-31 07:00 | WITHDRAWN | 2011-06-27 07:00 | C03 | Generating Facility Type-1: Photovoltaic; Generating Facility Fuel-1: Solar; MWs MW-1: 50 | 50 | Full Capacity |  | INYO | CA | SCE | Control-Inyokern 115 kV | 2014-01-01 08:00 | 2014-01-01 08:00 | NA | None | None | NA
LOMA VERDE SOLAR ENERGY PARK | 643AH | 2010-07-29 | 2010-07-31 07:00 | WITHDRAWN | 2010-09-09 07:00 | C03 | Generating Facility Type-1: Photovoltaic; Generating Facility Fuel-1: Solar; MWs MW-1: 170 | 170 | Full Capacity |  | RIVERSIDE | CA | SCE | Red Bluff Sub 230 kV Bus | 2014-01-01 08:00 | 2014-01-01 08:00 | NA | Complete | None | NA
NEVADA 300 | 643AI | 2010-07-29 | 2010-07-31 07:00 | WITHDRAWN | 2013-05-09 07:00 | C03 | Generating Facility Type-1: Photovoltaic; Generating Facility Fuel-1: Solar; MWs MW-1: 300 | 300 | Full Capacity |  | CLARK | NV | SCE | Eldorado Sub 220 kV Bus | 2014-11-30 08:00 | 2014-11-30 08:00 | NA | Complete | Complete | NA |  | None
TERRA GEN DIXIE VALLEY EXPANSION | 643AK | 2010-07-30 | 2010-07-31 07:00 | WITHDRAWN | 2011-07-28 18:09 | C03 | Generating Facility Type-1: Steam Turbine; Generating Facility Fuel-1: Geothermal; MWs MW-1: 5.6 | 5.6 | Full Capacity |  | CHURCHILL | NV | SCE | Control Sub 115 kV Bus | 2011-12-31 08:00 | 2011-12-31 08:00 | NA | None | None | NA
WILDCAT QUARTSZITE | 643AL | 2010-07-30 | 2010-07-31 07:00 | WITHDRAWN | 2011-09-09 07:00 | C03 | Generating Facility Type-1: Steam Turbine; Generating Facility Fuel-1: Solar; MWs MW-1: 1000 | 1000 | Full Capacity |  | YUMA | AZ | SCE | Palo Verde-Devers #1 500kV | 2015-01-01 08:00 | 2015-01-01 08:00 | NA | Complete | None | NA
JORDAN II RENEWABLE POWER PROJECT (20/66MW) | 643AN | 2010-07-30 | 2010-07-31 07:00 | WITHDRAWN | 2011-07-19 07:00 | C03 | Photovoltaic | Wind Turbine |  | Solar | Wind Turbine |  | 66 | 20 |  | 86 | Full Capacity |  | SAN DIEGO | CA | SDGE | Boulevard Sub 138kV Bus | 2013-11-22 08:00 | 2013-11-22 08:00 | NA | None | None | NA
MOUNT SIGNAL SOLAR FARM II | 643AO | 2010-07-30 | 2010-07-31 07:00 | WITHDRAWN | 2011-08-11 07:00 | C03 | Generating Facility Type-1: Photovoltaic; Generating Facility Fuel-1: Solar; MWs MW-1: 200 | 200 | Full Capacity |  | IMPERIAL | CA | SDGE | Imperial Valley 230 kV Switchyard | 2014-06-01 07:00 | 2014-06-01 07:00 | NA | None | None | NA
OCOTILLO EXPRESS PHASE II | 643AP | 2010-07-30 | 2010-07-31 07:00 | WITHDRAWN | 2012-12-07 08:00 | C03 | Generating Facility Type-1: Wind Turbine; Generating Facility Fuel-1: Wind Turbine; MWs MW-1: 16.1 | 16.1 | Full Capacity |  | IMPERIAL | CA | SDGE | Sunrise Powerlink 500 kV | 2012-12-31 08:00 | 2013-12-31 08:00 | NA | Complete | None | NA
PALMAS (FKA HYDER SOLAR) | 643AQ | 2010-07-31 | 2010-07-31 07:00 | WITHDRAWN | 2011-09-09 07:00 | C03 | Generating Facility Type-1: Photovoltaic; Generating Facility Fuel-1: Solar; MWs MW-1: 238 | 238 | Full Capacity |  | YUMA | AZ | SDGE | Hassayampa-North Gila 500kV line | 2013-06-01 07:00 | 2013-06-01 07:00 | NA | None | None | NA
TGP NNP | 643AR | 2010-07-30 | 2010-07-31 07:00 | WITHDRAWN | 2011-06-27 07:00 | C03 | Generating Facility Type-1: Steam Turbine; Generating Facility Fuel-1: Geothermal; MWs MW-1: 364.2 | 364.2 | Full Capacity |  | CHURCHILL/PERSHING | CA | SCE | Control Sub 115 kV Bus | 2016-06-01 07:00 | 2016-06-01 07:00 | NA | None | None | NA
AIRPORT SOLAR PV 1 | 643AS | 2010-07-31 | 2010-07-31 07:00 | WITHDRAWN | 2011-09-09 07:00 | C03 | Generating Facility Type-1: Photovoltaic; Generating Facility Fuel-1: Solar; MWs MW-1: 200 | 200 | Full Capacity |  | RIVERSIDE | CA | SCE | Colorado River Substation | 2013-06-01 07:00 | 2013-06-01 07:00 | NA | Complete | None | NA
COPPER MOUNTAIN SOLAR III (BLACK HILLS) | 643AT | 2010-11-20 | 2010-07-31 07:00 | WITHDRAWN | 2011-06-10 19:58 | C03 | Generating Facility Type-1: Photovoltaic; Generating Facility Fuel-1: Solar; MWs MW-1: 242 | 242 | Full Capacity |  | CLARK | NV | SCE | Mead-Eldorado 230kV | 2013-12-31 08:00 | 2013-12-31 08:00 | NA | None | None | NA
AUBANEL I WIND PROJECT | 643B | 2010-11-20 | 2010-07-31 07:00 | WITHDRAWN | 2010-11-26 08:00 | C03 | Generating Facility Type-1: Wind Turbine; Generating Facility Fuel-1: Wind Turbine; MWs MW-1: 300 | 300 | Energy Only |  | BAJA CALIFORNIA | MX | SDGE | Imperial Valley Sub 230 kV Bus | 2012-06-30 07:00 | 2012-06-30 07:00 | NA | None | None | NA
AUBANEL II WIND PROJECT | 643C | 2010-11-20 | 2010-07-31 07:00 | WITHDRAWN | 2010-11-01 07:00 | C03 | Generating Facility Type-1: Wind Turbine; Generating Facility Fuel-1: Wind Turbine; MWs MW-1: 540 | 540 | Energy Only |  | BAJA CALIFORNIA | MX | SDGE | ECO Sub 230 kV Bus | 2013-12-31 08:00 | 2013-12-31 08:00 | NA | None | None | NA
ANGIOLA VALLEY SOLAR RANCH | 643D | 2010-07-30 | 2010-07-31 07:00 | WITHDRAWN | 2013-05-03 07:00 | C03 | Generating Facility Type-1: Photovoltaic; Generating Facility Fuel-1: Solar; MWs MW-1: 150 | 150 | Full Capacity |  | KINGS | CA | PGAE | Angiola Sub 70 kV Bus | 2014-12-31 08:00 | 2016-12-31 08:00 | NA | Complete | None | NA
LAGUNA SOLAR FARM | 643E | 2010-07-30 | 2010-07-31 07:00 | WITHDRAWN | 2013-05-03 07:00 | C03 | Generating Facility Type-1: Photovoltaic; Generating Facility Fuel-1: Solar; MWs MW-1: 200 | 200 | Full Capacity |  | FRESNO | CA | PGAE | Schindler Sub 115 kV Bus | 2014-12-31 08:00 | 2014-12-31 08:00 | NA | Complete | None | NA
PLACER SOLAR PV I | 643F | 2010-07-30 | 2010-07-31 07:00 | WITHDRAWN | 2013-05-14 07:00 | C03 | Generating Facility Type-1: Photovoltaic; Generating Facility Fuel-1: Solar; MWs MW-1: 220 | 220 | Full Capacity |  | PLACER | CA | PGAE | Rio Oso-Lockford 230 kV | 2014-03-01 08:00 | 2014-03-01 08:00 | NA | Complete | Complete | NA
VALLEY OAK SOLAR | 643H | 2010-07-30 | 2010-07-31 07:00 | WITHDRAWN | 2011-09-13 07:00 | C03 | Generating Facility Type-1: Photovoltaic; Generating Facility Fuel-1: Solar; MWs MW-1: 600 | 600 | Full Capacity |  | KINGS | CA | PGAE | Gates-Gregg 230 kV | 2015-05-01 07:00 | 2015-05-01 07:00 | NA | None | None | NA
WESTLANDS SOLAR PV I | 643I | 2010-07-30 | 2010-07-31 07:00 | WITHDRAWN | 2013-05-03 07:00 | C03 | Generating Facility Type-1: Photovoltaic; Generating Facility Fuel-1: Solar; MWs MW-1: 200 | 200 | Full Capacity |  | FRESNO | CA | PGAE | Mendota-Dairyland 115 kV | 2014-03-01 08:00 | 2014-03-01 08:00 | NA | Complete | Complete | NA
WRE - COALINGA (49/120MW) | 643J | 2010-07-30 | 2010-07-31 07:00 | WITHDRAWN | 2013-09-30 07:00 | C03 | Generating Facility Type-1: Photovoltaic; Generating Facility Fuel-1: Solar; MWs MW-1: 1 | 1 | Full Capacity |  | FRESNO | CA | PGAE | Coalinga #2-Schindler 70 kV | 2017-04-01 07:00 | 2017-04-01 07:00 | NA | Complete | None | NA
WRE - MENDOTA | 643K | 2010-07-30 | 2010-07-31 07:00 | WITHDRAWN | 2011-09-13 07:00 | C03 | Generating Facility Type-1: Photovoltaic; Generating Facility Fuel-1: Solar; MWs MW-1: 289 | 289 | Full Capacity |  | FRESNO | CA | PGAE | Mendota-San Joaquin-Helm 70 kV | 2017-04-01 07:00 | 2017-04-01 07:00 | NA | None | None | NA
WRE - PANOCHE | 643L | 2010-07-30 | 2010-07-31 07:00 | WITHDRAWN | 2011-09-13 07:00 | C03 | Photovoltaic | Combustion Turbine |  | Solar | Natural Gas |  | 240 | 49 |  | 289 | Full Capacity |  | FRESNO | CA | PGAE | Panoche-Schindler #1 & #2 115 kV | 2017-04-01 07:00 | 2017-04-01 07:00 | NA | None | None | NA
WRE - SCHINDLER | 643M | 2010-07-30 | 2010-07-31 07:00 | WITHDRAWN | 2011-09-13 07:00 | C03 | Photovoltaic | Combustion Turbine |  | Solar | Natural Gas |  | 240 | 49 |  | 289 | Full Capacity |  | FRESNO | CA | PGAE | Panoche-Schindler #1 & #2 115 kV | 2017-04-01 07:00 | 2017-04-01 07:00 | NA | None | None | NA
WRE - STROUD | 643N | 2010-07-30 | 2010-07-31 07:00 | WITHDRAWN | 2011-09-13 07:00 | C03 | Photovoltaic | Combustion Turbine |  | Solar | Natural Gas |  | 120 | 49 |  | 169 | Full Capacity |  | FRESNO | CA | PGAE | Helm-Stroud Sw Sta 70 kV | 2017-04-01 07:00 | 2017-04-01 07:00 | NA | None | None | NA
YOLO SOLAR PV I | 643O | 2010-07-30 | 2010-07-31 07:00 | WITHDRAWN | 2013-05-03 07:00 | C03 | Generating Facility Type-1: Photovoltaic; Generating Facility Fuel-1: Solar; MWs MW-1: 20 | 20 | Energy Only |  | YOLO | CA | PGAE | Brighton-Davis 115 kV | 2014-03-01 08:00 | 2015-05-01 07:00 | NA | Complete | Complete | NA
RRG SOLAR | 643P | 2010-11-20 | 2010-07-31 07:00 | WITHDRAWN | 2010-11-16 08:00 | C03 | Generating Facility Type-1: Photovoltaic; Generating Facility Fuel-1: Solar; MWs MW-1: 480 | 480 | Full Capacity |  | KERN/LOS ANGELES | CA | SCE | Whirlwind Sub 500 kV Bus | 2014-10-30 07:00 | 2014-10-30 07:00 | NA | None | None | NA
VOYAGER SOLAR ENERGY | 643Q | 2010-11-20 | 2010-07-31 07:00 | WITHDRAWN | 2010-11-23 08:00 | C03 | Generating Facility Type-1: Photovoltaic; Generating Facility Fuel-1: Solar; MWs MW-1: 80 | 80 | Full Capacity |  | KERN | CA | SCE | Windhub Sub 220 kV Bus | 2014-11-01 07:00 | 2014-11-01 07:00 | NA | None | None | NA
WRE - VESTAL (49/480MW) | 643S | 2010-07-30 | 2010-07-31 07:00 | WITHDRAWN | 2011-09-09 07:00 | C03 | Generating Facility Type-1: Photovoltaic; Generating Facility Fuel-1: Solar; MWs MW-1: 320 | 320 | Full Capacity |  | FRESNO | CA | SCE | Vestal Sub 230 kV Bus | 2013-06-01 07:00 | 2013-06-01 07:00 | NA | Complete | None | NA
RE AUSTIN | 643U | 2010-07-31 | 2010-07-31 07:00 | WITHDRAWN | 2011-09-09 07:00 | C03 | Generating Facility Type-1: Photovoltaic; Generating Facility Fuel-1: Solar; MWs MW-1: 500 | 500 | Full Capacity |  | IMPERIAL | CA | SDGE | Imperial Valley Sub 230 kV Bus | 2014-01-30 08:00 | 2014-01-30 08:00 | NA | None | None | NA
SILVER LEAF SOLAR | 643V | 2010-07-30 | 2010-07-31 07:00 | WITHDRAWN | 2011-09-09 07:00 | C03 | Generating Facility Type-1: Photovoltaic; Generating Facility Fuel-1: Solar; MWs MW-1: 250 | 250 | Full Capacity |  | IMPERIAL | CA | SDGE | Imperial Valley Sub 230 kV Bus | 2013-09-30 07:00 | 2013-09-30 07:00 | NA | None | None | NA
SOLCEN SOLAR PROJECT | 643Y | 2010-07-30 | 2010-07-31 07:00 | WITHDRAWN | 2011-09-14 07:00 | C03 | Generating Facility Type-1: Photovoltaic; Generating Facility Fuel-1: Solar; MWs MW-1: 80 | 80 | Full Capacity |  | KINGS | CA | PGAE | Henrietta-Leprino Food 115 kV | 2013-07-01 07:00 | 2013-07-01 07:00 | NA | None | None | NA |  | None
ALTA 14 | 643Z | 2010-07-31 | 2010-07-31 07:00 | WITHDRAWN | 2011-07-29 07:00 | C03 | Generating Facility Type-1: Photovoltaic; Generating Facility Fuel-1: Solar; MWs MW-1: 150 | 150 | Full Capacity |  | KERN | CA | SCE | Whirlwind - Windhub 500 kV | 2013-11-01 07:00 | 2014-07-01 07:00 | NA | None | None | NA
MONTEREY SOLAR FARM (FKA BFO PV -09) | 645 | 2010-08-19 | 2010-08-19 07:00 | WITHDRAWN | 2012-02-17 08:00 | SGIP-TC | Generating Facility Type-1: Photovoltaic; Generating Facility Fuel-1: Solar; MWs MW-1: 20 | 20 | Full Capacity |  | MONTEREY | CA | PGAE | Jolon 60 kV sub | 2012-02-01 08:00 | 2012-02-01 08:00 | NA | None | None | NA
SIRIUS SOLAR | 645A | 2010-08-23 | 2010-08-23 07:00 | WITHDRAWN | 2016-07-07 07:00 | SGIP-TC | Generating Facility Type-1: Photovoltaic; Generating Facility Fuel-1: Solar; MWs MW-1: 20 | 20 | Full Capacity |  | KERN | CA | PGAE | Weedpatch-Wheeler Ridge 70kV | 2012-12-01 08:00 | 2017-08-23 07:00 | NA | Complete | Complete | NA |  | None
BRJ | 646 | 2010-08-25 | 2010-08-25 07:00 | WITHDRAWN | 2012-07-11 17:50 | SGIP-TC | Generating Facility Type-1: Photovoltaic; Generating Facility Fuel-1: Solar; MWs MW-1: 8 | 8 | Full Capacity |  | FRESNO | CA | PGAE | Chaney #1 115kV Tap | 2013-03-01 08:00 | 2013-03-01 08:00 | NA | Complete | Complete | NA
ENRICO MATSON 2 | 647 | 2010-08-25 | 2010-08-25 07:00 | WITHDRAWN | 2012-07-09 07:00 | SGIP-TC | Generating Facility Type-1: Photovoltaic; Generating Facility Fuel-1: Solar; MWs MW-1: 20 | 20 | Full Capacity |  | FRESNO | CA | PGAE | Panoche - Oro Loma 115 KV | 2012-04-01 07:00 | 2012-04-30 07:00 | NA | Complete | Complete | NA
ORO LOMA 4 ( FKA ENRICO MATSON 4) | 648 | 2010-08-25 | 2010-08-25 07:00 | WITHDRAWN | 2016-11-21 08:00 | SGIP-TC | Generating Facility Type-1: Photovoltaic; Generating Facility Fuel-1: Solar; MWs MW-1: 20 | 20 | Full Capacity |  | FRESNO | CA | PGAE | Panoche-Oro Loma 115kV Tap | 2012-04-30 07:00 | 2018-12-31 08:00 | NA | Complete | Complete | NA | Executed | IC Request
DES | 649 | 2010-08-25 | 2010-08-25 07:00 | WITHDRAWN | 2012-07-09 07:00 | SGIP-TC | Generating Facility Type-1: Photovoltaic; Generating Facility Fuel-1: Solar; MWs MW-1: 11.75 | 11.75 | Full Capacity |  | FRESNO | CA | PGAE | Helm 70kV | 2013-12-01 08:00 | 2013-12-01 08:00 | NA | Complete | Complete | NA
PEABODY JAC | 649A | 2010-09-15 | 2010-10-25 07:00 | WITHDRAWN | 2012-07-09 07:00 | SGIP-TC | Generating Facility Type-1: Photovoltaic; Generating Facility Fuel-1: Solar; MWs MW-1: 14 | 14 | Energy Only |  | SOLANO | CA | PGAE | Dixon-Vaca #2 60kV | 2013-03-01 08:00 | 2013-03-01 08:00 | NA | Complete | Complete | NA
GRAHAM - WESTLANDS PROJECT | 650 | 2010-09-07 | 2010-09-07 07:00 | WITHDRAWN | 2011-01-20 08:00 | SGIP-TC | Generating Facility Type-1: Photovoltaic; Generating Facility Fuel-1: Solar; MWs MW-1: 20 | 20 | Energy Only |  | FRESNO | CA | PGAE | Westlands 138 kV Tap | 2011-12-25 08:00 | 2011-12-25 08:00 | NA | None | None | NA
SIERRA SOLAR GREENWORKS | 650A | 2010-09-08 | 2010-09-08 07:00 | WITHDRAWN | 2012-04-05 14:50 | SGIP-TC | Generating Facility Type-1: Photovoltaic; Generating Facility Fuel-1: Solar; MWs MW-1: 20 | 20 | Full Capacity |  | LOS ANGELES | CA | SCE | Lancaster-Purify-Redman 66 kV | 2013-12-31 08:00 | 2013-12-31 08:00 | NA | Complete | None | NA
ORION | 650AC | 2010-09-08 | 2010-09-08 07:00 | WITHDRAWN | 2013-05-06 07:00 | SGIP-TC | Generating Facility Type-1: Photovoltaic; Generating Facility Fuel-1: Solar; MWs MW-1: 20 | 20 | Energy Only |  | KINGS | CA | PGAE | Henrietta-Tulare Lake 70kV line | 2012-12-31 08:00 | 2014-12-31 08:00 | NA | Complete | Complete | NA
GYPSUM | 650B | 2010-11-20 | 2010-09-13 07:00 | WITHDRAWN | 2010-11-17 08:00 | SGIP | Generating Facility Type-1: Photovoltaic; Generating Facility Fuel-1: Solar; MWs MW-1: 20 | 20 | Energy Only |  | RIVERSIDE | CA | SCE | Line to be constructed 1 mile south & tie into SCE 69kV | 2012-02-28 08:00 | 2012-02-28 08:00 | None | None | None | NA
INDECK YUBA ENERGY CENTER | 651 | 2010-09-16 | 2010-09-16 07:00 | WITHDRAWN | 2012-07-17 07:00 | SGIP-TC | Generating Facility Type-1: Photovoltaic; Generating Facility Fuel-1: Solar; MWs MW-1: 15 | 15 | Energy Only |  | YUBA | CA | PGAE | Nicolaus-Marysville 60kV | 2012-06-01 07:00 | 2012-08-01 07:00 | NA | Complete | Complete | NA
SOLARPACK PROMO III | 652 | 2010-09-23 | 2010-09-23 07:00 | WITHDRAWN | 2012-02-27 08:00 | SGIP-TC | Generating Facility Type-1: Photovoltaic; Generating Facility Fuel-1: Solar; MWs MW-1: 20 | 20 | Full Capacity |  | FRESNO | CA | PGAE | Woodward-Sanger 115kV | 2013-06-15 07:00 | 2013-06-15 07:00 | NA | None | None | NA
SOUTH DOME SOLAR | 653 | 2010-09-29 | 2010-09-29 07:00 | WITHDRAWN | 2012-08-10 07:00 | SGIP-TC | Generating Facility Type-1: Photovoltaic; Generating Facility Fuel-1: Solar; MWs MW-1: 20 | 20 | Energy Only |  | KINGS | CA | PGAE | Arco 70 kV | 2013-01-15 08:00 | 2013-01-15 08:00 | NA | Complete | Complete | NA
LAS LOMAS SOLAR | 653A | 2010-09-29 | 2010-09-29 07:00 | WITHDRAWN | 2012-08-10 07:00 | SGIP-TC | Generating Facility Type-1: Photovoltaic; Generating Facility Fuel-1: Solar; MWs MW-1: 20 | 20 | Energy Only |  | KERN | CA | PGAE | Arco Sub 70 kV Bus | 2013-01-15 08:00 | 2013-01-15 08:00 | NA | Complete | Complete | NA
RE TEHACHAPI SOLAR 2 | 653BA | 2010-09-29 | 2010-09-29 07:00 | WITHDRAWN | 2012-05-01 07:00 | SGIP-TC | Generating Facility Type-1: Photovoltaic; Generating Facility Fuel-1: Solar; MWs MW-1: 20 | 20 | Energy Only |  | KERN | CA | SCE | Kern River-Cummings 66kV | 2012-12-31 08:00 | 2012-12-31 08:00 | NA | None | None | NA
BFO PV-18 | 653C | 2011-01-25 | 2010-09-30 07:00 | WITHDRAWN | 2011-01-28 17:22 | SGIP | Generating Facility Type-1: Photovoltaic; Generating Facility Fuel-1: Solar; MWs MW-1: 20 | 20 | Energy Only |  | SANTA BARBARA | CA | PGAE | Taft-Cuyama#1 70kV | 2012-07-01 07:00 | 2012-07-01 07:00 | None | None | None | NA
ANNEDALE SOLAR PROJECT | 653D | 2010-09-30 | 2010-09-30 07:00 | WITHDRAWN | 2012-07-09 07:00 | SGIP-TC | Generating Facility Type-1: Photovoltaic; Generating Facility Fuel-1: Solar; MWs MW-1: 20 | 20 | Energy Only |  | FRESNO | CA | PGAE | Panoche-Mendota 115kV | 2012-01-01 08:00 | 2012-06-01 07:00 | NA | Complete | Complete | NA
ROSE SOLAR PROJECT | 653E | 2010-09-30 | 2010-09-30 07:00 | WITHDRAWN | 2013-07-29 07:00 | SGIP-TC | Generating Facility Type-1: Photovoltaic; Generating Facility Fuel-1: Solar; MWs MW-1: 20 | 20 | Energy Only |  | FRESNO | CA | PGAE | Helm Sub 70 kV Bus | 2012-01-03 08:00 | 2014-02-10 08:00 | NA | Complete | Complete | NA
SUNGEN I 20MW SOLAR PV PLANT | 653EB | 2010-09-30 | 2010-09-30 07:00 | WITHDRAWN | 2012-03-06 08:00 | SGIP-TC | Generating Facility Type-1: Photovoltaic; Generating Facility Fuel-1: Solar; MWs MW-1: 20 | 20 | Full Capacity |  | KERN | CA | PGAE | Midway 230 KV bus via Midway-La Paloma 230kV #1 | 2013-05-01 07:00 | 2013-05-01 07:00 | NA | None | Complete | NA
ORION KERN COUNTY SOLAR I | 653EC | 2011-03-08 | 2010-09-30 07:00 | WITHDRAWN | 2011-03-08 08:00 | SGIP-TC | Generating Facility Type-1: Photovoltaic; Generating Facility Fuel-1: Solar; MWs MW-1: 20 | 20 | Energy Only |  | KINGS/KERN | CA | PGAE | Arco Sub 70 kV Bus | 2012-07-01 07:00 | 2012-07-01 07:00 | NA | None | None | NA
LANEAST SOLAR FARM (FKA EASTLAND SOLAR FARM) | 653ED | 2010-09-30 | 2010-09-30 07:00 | WITHDRAWN | 2015-02-13 08:00 | SGIP-TC | Generating Facility Type-1: Photovoltaic; Generating Facility Fuel-1: Solar; MWs MW-1: 20 | 20 | Full Capacity |  | SAN DIEGO | CA | SDGE | Boulevard East Substation 69 kV | 2013-10-31 07:00 | 2016-05-31 07:00 | NA | Complete | Complete | NA
SAND CANYON CREEK | 653EF | 2010-10-05 | 2010-10-05 07:00 | WITHDRAWN | 2012-03-03 00:02 | SGIP-TC | Generating Facility Type-1: Photovoltaic; Generating Facility Fuel-1: Solar; MWs MW-1: 20 | 20 | Energy Only |  | KERN | CA | SCE | Cal Cement-Monolith-Windland 66 kV | 2011-06-30 07:00 | 2011-06-30 07:00 | NA | None | None | NA
PIUTE #2 | 653FA | 2010-10-13 | 2010-10-13 07:00 | WITHDRAWN | 2012-01-24 00:28 | SGIP-TC | Generating Facility Type-1: Photovoltaic; Generating Facility Fuel-1: Solar; MWs MW-1: 20 | 20 | Full Capacity |  | LOS ANGELES | CA | SCE | Lancaster-Little Rock-Piute 66kV | 2013-12-31 08:00 | 2013-12-31 08:00 | NA | None | None | NA
PIUTE | 653FB | 2010-10-13 | 2010-10-13 07:00 | WITHDRAWN | 2012-01-24 00:28 | SGIP-TC | Generating Facility Type-1: Photovoltaic; Generating Facility Fuel-1: Solar; MWs MW-1: 20 | 20 | Full Capacity |  | LOS ANGELES | CA | SCE | Lancaster-Little Rock-Piute 66kV | 2013-12-31 08:00 | 2013-12-31 08:00 | NA | None | Complete | NA
IFS | 653G | 2010-10-20 | 2010-10-20 07:00 | WITHDRAWN | 2012-03-06 08:00 | SGIP-TC | Generating Facility Type-1: Photovoltaic; Generating Facility Fuel-1: Solar; MWs MW-1: 20 | 20 | Full Capacity |  | FRESNO | CA | PGAE | Mendota - San Joaquin - Helm 70 KV line | 2012-12-30 08:00 | 2013-03-01 08:00 | NA | None | None | NA
RIO BRAVO SOLAR 1 | 655 | 2011-03-09 | 2010-11-11 08:00 | WITHDRAWN | 2011-03-09 08:00 | SGIP-TC | Generating Facility Type-1: Photovoltaic; Generating Facility Fuel-1: Solar; MWs MW-1: 20 | 20 | Energy Only |  | KERN | CA | PGAE | Westpark-Magunden 115 kV | 2013-05-02 07:00 | 2013-05-02 07:00 | NA | None | None | NA
ELK HILLS | 656 | 2010-11-11 | 2010-11-11 08:00 | WITHDRAWN | 2011-06-29 07:00 | SGIP-TC | Generating Facility Type-1: Photovoltaic; Generating Facility Fuel-1: Solar; MWs MW-1: 10 | 10 | Full Capacity |  | KERN | CA | PGAE | Taft-Elk Hills 70 kV | 2013-12-31 08:00 | 2013-12-31 08:00 | NA | None | None | NA
MERIDIAN & MUNJAR SOLAR PROJECT | 657 | 2011-03-08 | 2010-11-12 08:00 | WITHDRAWN | 2011-01-28 08:00 | SGIP-TC | Generating Facility Type-1: Photovoltaic; Generating Facility Fuel-1: Solar; MWs MW-1: 20 | 20 | Energy Only |  | BUTTE | CA | PGAE | Glenn #3 60 kV | 2012-03-01 08:00 | 2012-03-01 08:00 | NA | None | None | NA
SIERRA VIEW SOLAR IV | 657A | 2010-11-15 | 2010-11-15 08:00 | WITHDRAWN | 2012-03-02 08:00 | SGIP-TC | Generating Facility Type-1: Photovoltaic; Generating Facility Fuel-1: Solar; MWs MW-1: 20 | 20 | Full Capacity |  | LOS ANGELES | CA | SCE | Antelope-Neenach 66kV | 2013-12-01 08:00 | 2013-12-20 08:00 | NA | None | None | NA
SIERRA VIEW SOLAR V | 657B | 2010-11-19 | 2010-11-19 08:00 | WITHDRAWN | 2012-03-02 08:00 | SGIP-TC | Generating Facility Type-1: Photovoltaic; Generating Facility Fuel-1: Solar; MWs MW-1: 20 | 20 | Full Capacity |  | KERN | CA | SCE | Goldtown-Corum 66 kV | 2013-12-01 08:00 | 2013-12-20 08:00 | NA | None | None | NA
DESERT VISTA GREENWORKS B | 663 | 2010-12-15 | 2010-12-15 08:00 | WITHDRAWN | 2012-05-03 22:53 | SGIP-TC | Generating Facility Type-1: Photovoltaic; Generating Facility Fuel-1: Solar; MWs MW-1: 20 | 20 | Energy Only |  | LOS ANGELES | CA | SCE | Lancaster-Redman-Purify 66KV | 2013-07-01 07:00 | 2013-12-31 08:00 | NA | Complete | None | NA
DESERT SUN RANCH | 664 | 2010-12-15 | 2010-12-15 08:00 | WITHDRAWN | 2012-03-03 00:06 | SGIP-TC | Generating Facility Type-1: Photovoltaic; Generating Facility Fuel-1: Solar; MWs MW-1: 20 | 20 | Full Capacity |  | LOS ANGELES | CA | SCE | Piute Sub 66 kV Bus | 2012-12-31 08:00 | 2013-12-31 08:00 | NA | None | None | NA
GALE AVENUE SOLAR | 665 | 2011-02-25 | 2011-03-31 07:00 | WITHDRAWN | 2012-09-19 07:00 | FT | Generating Facility Type-1: Photovoltaic; Generating Facility Fuel-1: Solar; MWs MW-1: 5 | 5 | Energy Only |  | FRESNO | CA | PGAE | Coalinga #1-Tornado 70kV line; pole number 4/3 | 2012-01-12 08:00 | 2012-01-12 08:00 | None | NA | NA | NA
COLUMBIA SOLAR ENERGY | 666 | 2011-02-28 | 2011-03-31 07:00 | WITHDRAWN | 2012-10-03 07:00 | FT | Generating Facility Type-1: Photovoltaic; Generating Facility Fuel-1: Solar; MWs MW-1: 5 | 5 | Energy Only |  | CONTRA COSTA | CA | PGAE | Pittsburg - Kirker - Columbia Steel 115 KV line | 2012-12-31 08:00 | 2012-12-31 08:00 | None | NA | NA | NA
ACORN GREENWORKS | 667 | 2011-03-31 | 2011-03-31 07:00 | WITHDRAWN | 2018-06-19 07:00 | C04 | Generating Facility Type-1: Photovoltaic; Generating Facility Fuel-1: Solar; MWs MW-1: 150 | 150 | Full Capacity |  | IMPERIAL | CA | SDGE | Imperial Valley Substation 230kV | 2014-12-31 08:00 | 2021-12-31 08:00 | NA | Complete | Complete | NA | Executed
ADAME 1 | 668 | 2011-03-31 | 2011-03-31 07:00 | WITHDRAWN | 2012-04-17 07:00 | C04 | Generating Facility Type-1: Photovoltaic; Generating Facility Fuel-1: Solar; MWs MW-1: 118 | 118 | Full Capacity |  | FRESNO | CA | PGAE | Mendota 115 kV | 2014-09-01 07:00 | 2014-09-01 07:00 | NA | Complete | None | NA
ALTA 15 | 669 | 2011-03-31 | 2011-03-31 07:00 | WITHDRAWN | 2012-03-07 00:36 | C04 | Generating Facility Type-1: Wind Turbine; Generating Facility Fuel-1: Wind Turbine; MWs MW-1: 502 | 502 | Full Capacity |  | KERN | CA | SCE | Highwind Substation 230kV Bus | 2014-11-15 08:00 | 2014-11-15 08:00 | NA | None | None | NA
APOLLO SOLAR | 672 | 2011-03-31 | 2011-03-31 07:00 | WITHDRAWN | 2011-07-06 07:00 | C04 | Generating Facility Type-1: Photovoltaic; Generating Facility Fuel-1: Solar; MWs MW-1: 51.2 | 51.2 | Full Capacity |  | KERN | CA | SCE | Whirlwind Substation 66kV | 2013-03-31 07:00 | 2013-03-31 07:00 | NA | None | None | NA
ARLINGTON VALLEY SOLAR ENERGY II | 673 | 2011-03-30 | 2011-03-31 07:00 | WITHDRAWN | 2012-03-30 15:51 | C04 | Generating Facility Type-1: Photovoltaic; Generating Facility Fuel-1: Solar; MWs MW-1: 250 | 250 | Energy Only |  | MARICOPA | AZ | SDGE | Hassayampa - N. Gila 500 kV line | 2015-05-01 07:00 | 2015-05-01 07:00 | NA | Complete | None | NA
AS LH PV 20MW | 674 | 2011-03-31 | 2011-03-31 07:00 | WITHDRAWN | 2012-02-21 08:00 | C04 | Generating Facility Type-1: Photovoltaic; Generating Facility Fuel-1: Solar; MWs MW-1: 20 | 20 | Full Capacity |  | KERN | CA | PGAE | Arco - Polonios Pass 70kV | 2013-11-01 07:00 | 2013-11-01 07:00 | NA | None | None | NA
BELLOTA SOLAR FARM | 675 | 2011-03-31 | 2011-03-31 07:00 | WITHDRAWN | 2012-02-23 08:00 | C04 | Generating Facility Type-1: Photovoltaic; Generating Facility Fuel-1: Solar; MWs MW-1: 100 | 100 | Full Capacity |  | SAN JOAQUIN | CA | PGAE | Bellota - Tesla 230 kV Tap | 2014-06-01 07:00 | 2014-06-01 07:00 | NA | None | None | NA
BIG HORN 30MW PV PROJECT | 676 | 2011-03-31 | 2011-03-31 07:00 | WITHDRAWN | 2012-02-01 14:45 | C04 | Generating Facility Type-1: Photovoltaic; Generating Facility Fuel-1: Solar; MWs MW-1: 30 | 30 | Full Capacity |  | SAN DIEGO | CA | SDGE | Borrego Substation 69kV Bus | 2014-12-31 08:00 | 2014-12-31 08:00 | NA | None | None | NA
BLACK ROCK 1,2,3,4, & 5,6 | 677 | 2010-12-15 | 2011-03-31 07:00 | WITHDRAWN | 2012-03-20 07:00 | C04 | Generating Facility Type-1: Steam Turbine; Generating Facility Fuel-1: Geothermal; MWs MW-1: 470 | 470 | Full Capacity |  | IMPERIAL | CA | SDGE | Imperial Valley Sub | 2015-06-16 07:00 | 2015-06-16 07:00 | NA | None | None | NA
KERN SOLAR RANCH (FKA CALIFORNIA SOLAR RANCH) | 680 | 2011-03-31 | 2011-03-31 07:00 | WITHDRAWN | 2013-05-15 07:00 | C04 | Generating Facility Type-1: Photovoltaic; Generating Facility Fuel-1: Solar; MWs MW-1: 1000 | 1000 | Full Capacity |  | KERN | CA | PGAE | Diablo Canyon - Midway #3 500 KV Line | 2018-03-31 07:00 | 2018-03-31 07:00 | NA | Complete | None | NA
CALAVERAS WIND PROJECT (100/383MW) | 681 | 2011-03-31 | 2011-03-31 07:00 | WITHDRAWN | 2012-02-23 08:00 | C04 | Photovoltaic | Wind Turbine |  | Solar | Wind Turbine |  | 100 | 383 |  | 483 | Full Capacity |  | KERN | CA | SCE | SCE Highwind Substation 230kV | 2015-05-01 07:00 | 2015-05-01 07:00 | NA | None | None | NA
CALRENEW-1 EXPANSION | 682 | 2011-03-31 | 2011-03-31 07:00 | WITHDRAWN | 2012-04-02 07:00 | C04 | Generating Facility Type-1: Photovoltaic; Generating Facility Fuel-1: Solar; MWs MW-1: 1.25 | 1.25 | Full Capacity |  | FRESNO | CA | PGAE | Mendota Biomass Tap line 70 KV | 2013-02-01 08:00 | 2013-01-01 08:00 | NA | None | None | NA
CAMDEN 1 | 683 | 2011-03-31 | 2011-03-31 07:00 | WITHDRAWN | 2012-04-17 07:00 | C04 | Generating Facility Type-1: Photovoltaic; Generating Facility Fuel-1: Solar; MWs MW-1: 14 | 14 | Full Capacity |  | FRESNO | CA | PGAE | Camden Substation 70kV Bus | 2014-07-10 07:00 | 2014-07-10 07:00 | NA | None | None | NA
CAMDEN 2 | 684 | 2011-03-31 | 2011-03-31 07:00 | WITHDRAWN | 2012-04-17 07:00 | C04 | Generating Facility Type-1: Photovoltaic; Generating Facility Fuel-1: Solar; MWs MW-1: 7 | 7 | Full Capacity |  | FRESNO | CA | PGAE | Caruthers - Kingsburg 70kV | 2014-07-10 07:00 | 2014-07-10 07:00 | NA | Complete | None | NA
CENTINELA SOLAR ENERGY EXPANSION II - 45 MW EXPANSION | 685 | 2011-03-31 | 2011-03-31 07:00 | WITHDRAWN | 2012-04-10 07:00 | C04 | Generating Facility Type-1: Photovoltaic; Generating Facility Fuel-1: Solar; MWs MW-1: 45 | 45 | Energy Only |  | IMPERIAL | CA | SDGE | Imperial Valley 230 kV bus | 2014-09-01 07:00 | 2014-09-01 07:00 | NA | Complete | None | NA
COLORADO RIVER 48 MW | 686 | 2011-03-31 | 2011-03-31 07:00 | WITHDRAWN | 2012-04-26 15:59 | C04 | Generating Facility Type-1: Photovoltaic; Generating Facility Fuel-1: Solar; MWs MW-1: 48 | 48 | Full Capacity |  | RIVERSIDE | CA | SCE | Colorado River Substation 230kV | 2014-09-01 07:00 | 2014-09-01 07:00 | NA | None | None | NA
COSTA | 688 | 2011-03-31 | 2011-03-31 07:00 | WITHDRAWN | 2013-05-02 07:00 | C04 | Generating Facility Type-1: Photovoltaic; Generating Facility Fuel-1: Solar; MWs MW-1: 19.2 | 19.2 | Full Capacity |  | KINGS | CA | PGAE | Henrietta - Lemoore 70 kV | 2013-08-30 07:00 | 2014-09-01 07:00 | NA | Complete | Complete | NA
COWBOY MESA WIND | 689 | 2011-03-31 | 2011-03-31 07:00 | WITHDRAWN | 2011-08-10 07:00 | C04 | Generating Facility Type-1: Wind Turbine; Generating Facility Fuel-1: Wind Turbine; MWs MW-1: 1700 | 1700 | Full Capacity |  | LINCOLN | NM | SCE | Four Corners Sub 345kV Bus | 2016-05-01 07:00 | 2016-05-01 07:00 | NA | None | None | NA
CPV NORTH CITY | 690 | 2011-05-23 | 2011-03-31 07:00 | WITHDRAWN | 2011-06-14 16:04 | C04 | Generating Facility Type-1: Combustion Turbine; Generating Facility Fuel-1: Natural Gas; MWs MW-1: 300 | 300 | Full Capacity |  | SAN DIEGO | CA | SDGE | Approx 4 mi south of the Penasquitos sub along the East side of the Penasquitos-Old Town 230kV line | 2015-06-30 07:00 | 2015-06-30 07:00 | NA | None | None | NA
CREED ENERGY CENTER | 691 | 2011-03-31 | 2011-03-31 07:00 | WITHDRAWN | 2011-12-29 00:03 | C04 | Generating Facility Type-1: Photovoltaic; Generating Facility Fuel-1: Solar; MWs MW-1: 3 | 3 | Full Capacity |  | SOLANO | CA | PGAE | Lambie Switching Station 230 KV | 2013-11-30 08:00 | 2013-10-30 07:00 | NA | None | None | NA
DEADHORSE WELLS GEOTHERMAL PROJECT | 692 | 2011-04-15 | 2011-03-31 07:00 | WITHDRAWN | 2012-03-28 07:00 | C04 | Generating Facility Type-1: Steam Turbine; Generating Facility Fuel-1: Geothermal; MWs MW-1: 27 | 27 | Full Capacity |  | MINERAL | NV | SCE | Control Substation 115kV Bus | 2013-12-31 08:00 | 2013-12-31 08:00 | NA | Complete | None | NA
DEL SUR SOLAR | 693 | 2011-03-31 | 2011-03-31 07:00 | WITHDRAWN | 2012-04-13 22:29 | C04 | Generating Facility Type-1: Photovoltaic; Generating Facility Fuel-1: Solar; MWs MW-1: 38 | 38 | Full Capacity |  | LOS ANGELES | CA | SCE | Del Sur Substation 66kV Bus | 2012-06-01 07:00 | 2013-03-01 08:00 | NA | Complete | None | NA
DESERT BELL SOLAR | 694 | 2011-03-31 | 2011-03-31 07:00 | WITHDRAWN | 2011-07-15 21:04 | C04 | Generating Facility Type-1: Photovoltaic; Generating Facility Fuel-1: Solar; MWs MW-1: 200 | 200 | Full Capacity |  | RIVERSIDE | CA | SCE | Keim Substation, 500kV, 7.1 miles northeast of Colorado River Station | 2014-01-01 08:00 |  | NA | None | None | NA
DIXIE-COMSTOCK GEOTHERMAL PROJECT | 695 | 2011-03-31 | 2011-03-31 07:00 | WITHDRAWN | 2013-05-03 07:00 | C04 | Generating Facility Type-1: Steam Turbine; Generating Facility Fuel-1: Geothermal; MWs MW-1: 38 | 38 | Full Capacity |  | CHURCHILL | NV | SCE | Control Sub 115kV Bus | 2014-12-31 08:00 | 2014-12-31 08:00 | NA | Complete | Complete | NA
DUNNIGAN | 696 | 2011-03-31 | 2011-03-31 07:00 | WITHDRAWN | 2012-04-17 07:00 | C04 | Generating Facility Type-1: Wind Turbine; Generating Facility Fuel-1: Wind Turbine; MWs MW-1: 301.35 | 301.35 | Full Capacity |  | YOLO | CA | PGAE | Cortina - Vaca 230; Delevan - Vaca #1 230 KV, and Delevan - Vaca #2 230 KV | 2014-01-11 08:00 | 2014-11-01 07:00 | NA | Complete | None | NA
EAGLE MOUNTAIN PUMP STORAGE #3 | 697 | 2011-03-31 | 2011-03-31 07:00 | WITHDRAWN | 2012-01-13 01:02 | C04 | Generating Facility Type-1: Hydro; Generating Facility Fuel-1: Water; MWs MW-1: 1400 | 1400 | Full Capacity |  | RIVERSIDE | CA | SCE | Red Bluff Substation 230kV | 2017-07-01 07:00 | 2017-07-01 07:00 | NA | None | None | NA
EDWARDS CREEK GEOTHERMAL PROJECT | 698 | 2011-03-31 | 2011-03-31 07:00 | WITHDRAWN | 2012-03-28 07:00 | C04 | Generating Facility Type-1: Steam Turbine; Generating Facility Fuel-1: Geothermal; MWs MW-1: 38 | 38 | Full Capacity |  | CHURCHILL | NV | SCE | Control Substation 115kV bus | 2014-12-31 08:00 | 2014-12-31 08:00 | NA | Complete | None | NA
EE BORREGO II | 699 | 2011-03-31 | 2011-03-31 07:00 | WITHDRAWN | 2012-03-13 14:05 | C04 | Generating Facility Type-1: Photovoltaic; Generating Facility Fuel-1: Solar; MWs MW-1: 45 | 45 | Full Capacity |  | SAN DIEGO | CA | SDGE | Borrego Substation 69kV bus | 2015-06-01 07:00 | 2015-06-01 07:00 | NA | None | None | NA
EE ROSAMOND | 700 | 2011-03-31 | 2011-03-31 07:00 | WITHDRAWN | 2012-04-26 16:12 | C04 | Generating Facility Type-1: Photovoltaic; Generating Facility Fuel-1: Solar; MWs MW-1: 20 | 20 | Full Capacity |  | KERN | CA | SCE | Rosamond-Del Sur 66kV line | 2015-12-31 08:00 | 2015-12-31 08:00 | NA | Complete | None | NA
EGP SOLAR 1 | 701 | 2011-03-31 | 2011-03-31 07:00 | WITHDRAWN | 2012-01-19 14:39 | C04 | Generating Facility Type-1: Photovoltaic; Generating Facility Fuel-1: Solar; MWs MW-1: 28 | 28 | Full Capacity |  | SAN DIEGO | CA | SDGE | Borrego Substation 69kV | 2013-12-31 08:00 | 2013-12-31 08:00 | NA | None | None | NA
EL SEGUNDO ENERGY CENTER 2 ( FKA EL SEGUNDO ENERGY CENTER-II) | 702 | 2011-03-31 | 2011-03-31 07:00 | WITHDRAWN | 2017-04-14 07:00 | C04 | Generating Facility Type-1: Combined Cycle; Generating Facility Fuel-1: Natural Gas; MWs MW-1: 435 | 435 | Full Capacity |  | LOS ANGELES | CA | SCE | El Segundo Substation 230kV Bus | 2017-06-01 07:00 | 2020-03-31 07:00 | NA | Complete | Complete | NA | Executed | IC Request
ENRICO MATSON III | 703 | 2011-03-31 | 2011-03-31 07:00 | WITHDRAWN | 2012-04-17 07:00 | C04 | Generating Facility Type-1: Photovoltaic; Generating Facility Fuel-1: Solar; MWs MW-1: 100 | 100 | Full Capacity |  | FRESNO | CA | PGAE | Panoche - Oro Loma 115 KV Tap | 2014-06-23 07:00 | 2015-01-01 08:00 | NA | Complete | None | NA
FORT MOJAVE SOLAR FARMS 2 | 704 | 2011-03-31 | 2011-03-31 07:00 | WITHDRAWN | 2012-03-12 07:00 | C04 | Generating Facility Type-1: Photovoltaic; Generating Facility Fuel-1: Solar; MWs MW-1: 240 | 240 | Full Capacity |  | SAN BERNARDINO | CA | SCE | Mojave Generating Station 500 kV bus | 2016-12-31 08:00 | 2013-12-31 08:00 | NA | None | None | NA
GIFFEN 1 | 706 | 2011-03-31 | 2011-03-31 07:00 | WITHDRAWN | 2012-04-17 07:00 | C04 | Generating Facility Type-1: Photovoltaic; Generating Facility Fuel-1: Solar; MWs MW-1: 17.9 | 17.9 | Full Capacity |  | FRESNO | CA | PGAE | Giffen Substation 70KV | 2014-03-01 08:00 | 2014-03-01 08:00 | NA | Complete | None | NA
GOLDEN HILLS SOLAR FARM | 707 | 2011-03-31 | 2011-03-31 07:00 | WITHDRAWN | 2013-05-03 07:00 | C04 | Generating Facility Type-1: Photovoltaic; Generating Facility Fuel-1: Solar; MWs MW-1: 70 | 70 | Full Capacity |  | STANISLAUS | CA | PGAE | Solado sub 115 KV bus | 2014-07-01 07:00 | 2014-07-01 07:00 | NA | Complete | None | NA
GOLDEN HILLS 1 WIND | 708 | 2011-03-31 | 2011-03-31 07:00 | WITHDRAWN | 2013-05-03 07:00 | C04 | Generating Facility Type-1: Wind Turbine; Generating Facility Fuel-1: Wind Turbine; MWs MW-1: 50 | 50 | Full Capacity |  | ALAMEDA | CA | PGAE | Tesla - Keslo 230 KV | 2013-12-31 08:00 | 2013-12-31 08:00 | NA | Complete | Complete | NA
GOOSE HAVEN ENERGY CENTER | 710 | 2011-03-31 | 2011-03-31 07:00 | WITHDRAWN | 2011-12-29 00:05 | C04 | Generating Facility Type-1: Photovoltaic; Generating Facility Fuel-1: Solar; MWs MW-1: 3 | 3 | Full Capacity |  | SOLANO | CA | PGAE | Lambie Switching Station 230 KV | 2013-11-30 08:00 | 2013-11-30 08:00 | NA | None | None | NA
GREAT VALLEY SOLAR | 711 | 2011-03-31 | 2011-03-31 07:00 | WITHDRAWN | 2012-03-30 13:52 | C04 | Generating Facility Type-1: Photovoltaic; Generating Facility Fuel-1: Solar; MWs MW-1: 120 | 120 | Full Capacity |  | TULARE | CA | PGAE | Corcoran-Smyrna 115kV line | 2013-12-31 08:00 | 2013-12-31 08:00 | NA | None | None | NA
HARBOR COGENERATION | 712 | 2011-03-31 | 2011-03-31 07:00 | WITHDRAWN | 2012-04-16 22:54 | C04 | Generating Facility Type-1: Combined Cycle; Generating Facility Fuel-1: Natural Gas; MWs MW-1: 28 | 28 | Full Capacity |  | LOS ANGELES | CA | SCE | Harbor Cogeneration Facility | 2015-05-01 07:00 | 2015-05-01 07:00 | NA | Complete | None | NA
HICKORY SOLAR FARM | 713 | 2011-03-31 | 2011-03-31 07:00 | WITHDRAWN | 2011-06-16 07:00 | C04 | Generating Facility Type-1: Photovoltaic; Generating Facility Fuel-1: Solar; MWs MW-1: 400 | 400 | Full Capacity |  | IMPERIAL | CA | SDGE | Imperial Valley 230kV Sub | 2014-07-01 07:00 | 2014-07-01 07:00 | NA | None | None | NA
HIDDEN HILLS RANCH | 714 | 2011-03-31 | 2011-03-31 07:00 | WITHDRAWN | 2013-04-26 07:00 | C04 | Generating Facility Type-1: Solar Thermal; Generating Facility Fuel-1: Solar; MWs MW-1: 540 | 540 | Full Capacity |  | NYE | NV | VEA | Crazy Eye Tap Substation 230kV | 2014-06-30 07:00 | 2014-12-01 08:00 | NA | Complete | Complete | NA |  | None
JACOBS CORNER SOLAR | 715 | 2011-03-31 | 2011-03-31 07:00 | WITHDRAWN | 2012-03-12 07:00 | C04 | Generating Facility Type-1: Photovoltaic; Generating Facility Fuel-1: Solar; MWs MW-1: 13.5 | 13.5 | Full Capacity |  | KINGS | CA | PGAE | Jacob Corner Substation 70KV Bus | 2013-02-01 08:00 | 2013-02-01 08:00 | NA | None | None | NA
JUNIPER SOLAR FARM | 716 | 2011-03-31 | 2011-03-31 07:00 | WITHDRAWN | 2012-03-22 23:13 | C04 | Generating Facility Type-1: Photovoltaic; Generating Facility Fuel-1: Solar; MWs MW-1: 100 | 100 | Full Capacity |  | RIVERSIDE | CA | SCE | Colorado River Substation 230kV Bus | 2014-07-01 07:00 | 2014-07-01 07:00 | NA | Complete | None | NA
KINGSOLAR I | 717 | 2011-03-31 | 2011-03-31 07:00 | WITHDRAWN | 2012-04-17 07:00 | C04 | Generating Facility Type-1: Photovoltaic; Generating Facility Fuel-1: Solar; MWs MW-1: 20 | 20 | Energy Only |  | KINGS | CA | PGAE | Arco Sub 70 KV Bus | 2013-02-28 08:00 | 2013-06-01 07:00 | NA | Complete | None | NA
KINGSOLAR III | 718 | 2011-03-31 | 2011-03-31 07:00 | WITHDRAWN | 2012-04-17 07:00 | C04 | Generating Facility Type-1: Photovoltaic; Generating Facility Fuel-1: Solar; MWs MW-1: 20 | 20 | Energy Only |  | KINGS | CA | PGAE | Arco Sub 70 KV Bus | 2013-02-28 08:00 | 2014-06-01 07:00 | NA | Complete | None | NA
LAMBIE ENERGY CENTER | 719 | 2011-03-31 | 2011-03-31 07:00 | WITHDRAWN | 2011-12-29 00:06 | C04 | Generating Facility Type-1: Photovoltaic; Generating Facility Fuel-1: Solar; MWs MW-1: 3 | 3 | Full Capacity |  | SOLANO | CA | PGAE | Lambie Switching Station 230 KV | 2013-11-30 08:00 | 2013-11-30 08:00 | NA | None | None | NA
LONE TREE WIND | 721 | 2011-03-31 | 2011-03-31 07:00 | WITHDRAWN | 2012-02-22 08:00 | C04 | Generating Facility Type-1: Wind Turbine; Generating Facility Fuel-1: Wind Turbine; MWs MW-1: 299 | 299 | Full Capacity |  | ALAMEDA | CA | PGAE | Tesla - Westley 230 KV line | 2013-12-31 08:00 | 2013-12-31 08:00 | NA | None | None | NA
LOOP RANCH WIND | 722 | 2011-03-31 | 2011-03-31 07:00 | WITHDRAWN | 2012-01-03 19:34 | C04 | Generating Facility Type-1: Wind Turbine; Generating Facility Fuel-1: Wind Turbine; MWs MW-1: 299 | 299 | Full Capacity |  | KERN | CA | SCE | Windhub Substation 230kV | 2013-12-31 08:00 | 2013-12-31 08:00 | NA | None | None | NA
MADISON SOLAR | 724 | 2011-03-31 | 2011-03-31 07:00 | WITHDRAWN | 2012-02-23 08:00 | C04 | Generating Facility Type-1: Photovoltaic; Generating Facility Fuel-1: Solar; MWs MW-1: 500 | 500 | Full Capacity |  | KINGS | CA | PGAE | Gates 230 KV Bus | 2017-12-31 08:00 | 2017-12-31 08:00 | NA | None | None | NA
MAGNOLIA SOLAR FARM | 725 | 2011-03-31 | 2011-03-31 07:00 | WITHDRAWN | 2013-02-07 08:00 | C04 | Generating Facility Type-1: Photovoltaic; Generating Facility Fuel-1: Solar; MWs MW-1: 90 | 90 | Full Capacity |  | FRESNO | CA | PGAE | Hammond Sub 115 KV | 2014-07-01 07:00 | 2014-07-01 07:00 | NA | Complete | None | NA
MARICOPA CALIFORNIA SOLAR FARMS I | 726 | 2011-03-31 | 2011-03-31 07:00 | WITHDRAWN | 2012-04-02 07:00 | C04 | Generating Facility Type-1: Photovoltaic; Generating Facility Fuel-1: Solar; MWs MW-1: 150 | 150 | Full Capacity |  | KERN | CA | PGAE | Midway - Wheeler Ridge #1 and #2 230 kV | 2013-10-30 07:00 | 2015-10-20 07:00 | NA | None | None | NA
MARICOPA CALIFORNIA SOLAR FARMS II | 727 | 2011-03-31 | 2011-03-31 07:00 | WITHDRAWN | 2012-04-02 07:00 | C04 | Generating Facility Type-1: Photovoltaic; Generating Facility Fuel-1: Solar; MWs MW-1: 150 | 150 | Full Capacity |  | KERN | CA | PGAE | Midway - Wheeler Ridge #1 & #2 230 kV | 2013-10-30 07:00 | 2013-10-30 07:00 | NA | None | None | NA
MARTELLA SOLAR | 728 | 2011-03-31 | 2011-03-31 07:00 | WITHDRAWN | 2011-06-13 07:00 | C04 | Generating Facility Type-1: Photovoltaic; Generating Facility Fuel-1: Solar; MWs MW-1: 20 | 20 | Full Capacity |  | KINGS | CA | PGAE | 69 KV POI is at a designated google coordinates | 2013-03-01 08:00 | 2013-03-01 08:00 | NA | None | None | NA
MENDOTA SOLAR I | 729 | 2011-03-31 | 2011-03-31 07:00 | WITHDRAWN | 2012-04-17 07:00 | C04 | Generating Facility Type-1: Photovoltaic; Generating Facility Fuel-1: Solar; MWs MW-1: 75 | 75 | Full Capacity |  | FRESNO | CA | PGAE | Mendota Sub 115 KV Bus | 2013-10-01 07:00 | 2013-10-01 07:00 | NA | None | None | NA
MESA SOLAR | 730 | 2011-03-31 | 2011-03-31 07:00 | WITHDRAWN | 2012-04-18 19:41 | C04 | Generating Facility Type-1: Photovoltaic; Generating Facility Fuel-1: Solar; MWs MW-1: 500 | 500 | Full Capacity |  | RIVERSIDE | CA | SCE | Colorado River Substation 230kV | 2018-12-31 08:00 | 2018-12-31 08:00 | NA | Complete | None | NA
MIMOSA SOLAR FARM | 731 | 2011-03-31 | 2011-03-31 07:00 | WITHDRAWN | 2011-06-22 07:00 | C04 | Generating Facility Type-1: Photovoltaic; Generating Facility Fuel-1: Solar; MWs MW-1: 75 | 75 | Full Capacity |  | FRESNO | CA | PGAE | Kearney Sub 230 KV | 2014-07-01 07:00 | 2014-07-01 07:00 | NA | None | None | NA
MOJAVE VIEW SOLAR | 732 | 2011-03-31 | 2011-03-31 07:00 | WITHDRAWN | 2012-03-12 18:03 | C04 | Generating Facility Type-1: Photovoltaic; Generating Facility Fuel-1: Solar; MWs MW-1: 200 | 200 | Full Capacity |  | KERN | CA | SCE | Windhub Substation 230kV bus | 2013-12-31 08:00 | 2013-12-31 08:00 | NA | None | None | NA
MONTEREY WIND | 733 | 2011-03-31 | 2011-03-31 07:00 | WITHDRAWN | 2012-01-19 08:00 | C04 | Generating Facility Type-1: Wind Turbine; Generating Facility Fuel-1: Wind Turbine; MWs MW-1: 150 | 150 | Full Capacity |  | MONTEREY | CA | PGAE | Coburn Sub 230 KV | 2013-12-31 08:00 | 2013-12-31 08:00 | NA | None | None | NA
MONTEZUMA WETLANDS | 734 | 2011-03-31 | 2011-03-31 07:00 | WITHDRAWN | 2012-04-17 07:00 | C04 | Generating Facility Type-1: Wind Turbine; Generating Facility Fuel-1: Wind Turbine; MWs MW-1: 250 | 250 | Full Capacity |  | SOLANO | CA | PGAE | Birds Landing Substation 230 kV | 2012-11-01 07:00 | 2012-11-01 07:00 | NA | Complete | None | NA
MOUNT SIGNAL SOLAR FARM III | 735 | 2010-11-02 | 2011-03-31 07:00 | WITHDRAWN | 2011-12-21 21:25 | C04 | Generating Facility Type-1: Photovoltaic; Generating Facility Fuel-1: Solar; MWs MW-1: 200 | 200 | Full Capacity |  | IMPERIAL | CA | SDGE | Imperial Valley Substation 230kV | 2014-06-01 07:00 | 2014-06-01 07:00 | NA | None | None | NA
MULE MOUNTAIN SOLAR PROJECT | 736 | 2011-03-31 | 2011-03-31 07:00 | WITHDRAWN | 2012-03-22 14:42 | C04 | Generating Facility Type-1: Photovoltaic; Generating Facility Fuel-1: Solar; MWs MW-1: 150 | 150 | Full Capacity |  | RIVERSIDE | CA | SCE | Colorado River Substation 230kV bus | 2014-01-01 08:00 | 2014-01-01 08:00 | NA | Complete | None | NA
NAS NORTH ISLAND COGENERATION | 737 | 2011-03-31 | 2011-03-31 07:00 | WITHDRAWN | 2020-01-30 08:00 | C04 | Generating Facility Type-1: Combustion Turbine; Generating Facility Fuel-1: Natural Gas; MWs MW-1: 4.7 | 4.7 | Full Capacity |  | SAN DIEGO | CA | SDGE | North Island Metering Station 69 kV | 2011-12-01 08:00 | 2014-07-14 07:00 | NA | Complete | Complete | NA | Executed
OTAY MESA ENERGY CENTER UPGRADE | 739 | 2011-03-31 | 2011-03-31 07:00 | WITHDRAWN | 2012-03-22 14:20 | C04 | Generating Facility Type-1: Combined Cycle; Generating Facility Fuel-1: Natural Gas; MWs MW-1: 20 | 20 | Full Capacity |  | SAN DIEGO | CA | SDGE | Otay Mesa Substation | 2013-03-07 08:00 | 2013-03-07 08:00 | NA | Complete | None | NA
SANDY VALLEY PHASE I SEGS (FKA PAHRUMP VALLEY SEGS) | 740 | 2011-03-31 | 2011-03-31 07:00 | WITHDRAWN | 2013-05-08 07:00 | C04 | Generating Facility Type-1: Steam Turbine; Generating Facility Fuel-1: Solar; MWs MW-1: 270 | 270 | Full Capacity |  | CLARK | NV | VEA | Crazy Eyes Tap 230kV | 2015-09-30 07:00 | 2016-09-30 07:00 | NA | Complete | Complete | NA |  | None
PATHFINDER RENEWABLE WIND ENERGY | 741 | 2011-03-31 | 2011-03-31 07:00 | WITHDRAWN | 2012-04-18 17:34 | C04 | Generating Facility Type-1: Wind Turbine; Generating Facility Fuel-1: Wind Turbine; MWs MW-1: 3000 | 3000 | Full Capacity |  | PLATTE | WY | SCE | Eldorado Substation 500kV Bus | 2016-03-03 08:00 | 2020-01-01 08:00 | NA | Complete | None | NA
PLAINFIELD SOLAR | 742 | 2011-03-31 | 2011-03-31 07:00 | WITHDRAWN | 2011-06-13 07:00 | C04 | Generating Facility Type-1: Photovoltaic; Generating Facility Fuel-1: Solar; MWs MW-1: 20 | 20 | Full Capacity |  | YOLO | CA | PGAE | Line Tap to 69 KV - Plainfield | 2013-03-01 08:00 | 2013-03-01 08:00 | NA | None | None | NA
BOLTHOUSE SOLAR (FKA PUMPJACK SOLAR) | 743 | 2011-03-31 | 2011-03-31 07:00 | WITHDRAWN | 2012-04-17 07:00 | C04 | Generating Facility Type-1: Photovoltaic; Generating Facility Fuel-1: Solar; MWs MW-1: 100 | 100 | Full Capacity |  | KERN | CA | PGAE | Morrow Bay - Midway #1 & #2 230 KV | 2015-05-02 07:00 | 2015-05-02 07:00 | NA | None | None | NA
RE ALPINE | 745 | 2011-03-31 | 2011-03-31 07:00 | WITHDRAWN | 2011-06-20 07:00 | C04 | Generating Facility Type-1: Photovoltaic; Generating Facility Fuel-1: Solar; MWs MW-1: 20 | 20 | Full Capacity |  | FRESNO | CA | PGAE | Coalinga - Gates #1 70 KV | 2013-12-31 08:00 | 2013-12-31 08:00 | NA | None | None | NA
RE BLUE STAR | 747 | 2011-03-31 | 2011-03-31 07:00 | WITHDRAWN | 2012-03-20 07:00 | C04 | Generating Facility Type-1: Photovoltaic; Generating Facility Fuel-1: Solar; MWs MW-1: 20 | 20 | Full Capacity |  | KERN | CA | PGAE | Smyrna - Semitropic - Midway 115 KV | 2013-12-31 08:00 | 2013-12-31 08:00 | NA | None | None | NA
RE CANNON | 748 | 2011-03-31 | 2011-03-31 07:00 | WITHDRAWN | 2012-03-20 07:00 | C04 | Generating Facility Type-1: Photovoltaic; Generating Facility Fuel-1: Solar; MWs MW-1: 20 | 20 | Full Capacity |  | KERN | CA | PGAE | Smyrna - Semitropic - Midway 115 KV line | 2013-12-31 08:00 | 2013-12-31 08:00 | NA | None | None | NA
RE COBB | 749 | 2011-03-31 | 2011-03-31 07:00 | WITHDRAWN | 2012-03-20 07:00 | C04 | Generating Facility Type-1: Photovoltaic; Generating Facility Fuel-1: Solar; MWs MW-1: 5 | 5 | Full Capacity |  | KERN | CA | PGAE | Old River - Kern #1 70 KV | 2013-12-31 08:00 | 2013-12-31 08:00 | NA | None | None | NA
RE GOLDTOWN | 750 | 2011-03-31 | 2011-03-31 07:00 | WITHDRAWN | 2011-06-27 07:00 | C04 | Generating Facility Type-1: Photovoltaic; Generating Facility Fuel-1: Solar; MWs MW-1: 20 | 20 | Full Capacity |  | KERN | CA | SCE | Either Goldtown-Corum or Goldtown-Lancaster 66kV line on Holt St. | 2014-12-31 08:00 | 2014-12-31 08:00 | NA | None | None | NA
RE JAMESON | 751 | 2011-03-31 | 2011-03-31 07:00 | WITHDRAWN | 2013-03-20 07:00 | C04 | Generating Facility Type-1: Photovoltaic; Generating Facility Fuel-1: Solar; MWs MW-1: 5 | 5 | Full Capacity |  | FRESNO | CA | PGAE | Strout SW Station 70kV | 2013-12-31 08:00 | 2013-12-31 08:00 | NA | Complete | None | NA
RE LINCOLN | 752 | 2011-03-31 | 2011-03-31 07:00 | WITHDRAWN | 2014-07-17 07:00 | C04 | Generating Facility Type-1: Photovoltaic; Generating Facility Fuel-1: Solar; MWs MW-1: 12 | 12 | Full Capacity |  | KINGS | CA | PGAE | Guernsey - Henrietta 70 KV | 2013-12-31 08:00 | 2014-12-31 08:00 | NA | Complete | Complete | NA
RE MONTEREY | 753 | 2011-03-31 | 2011-03-31 07:00 | WITHDRAWN | 2012-03-20 07:00 | C04 | Generating Facility Type-1: Photovoltaic; Generating Facility Fuel-1: Solar; MWs MW-1: 3 | 3 | Full Capacity |  | FRESNO | CA | PGAE | Gates - Coalinga #1 70 KV | 2013-12-31 08:00 | 2013-12-31 08:00 | NA | None | None | NA
RE OASIS | 754 | 2011-03-31 | 2011-03-31 07:00 | WITHDRAWN | 2011-06-27 07:00 | C04 | Generating Facility Type-1: Photovoltaic; Generating Facility Fuel-1: Solar; MWs MW-1: 300 | 300 | Full Capacity |  | RIVERSIDE | CA | SCE | 220kV Red Bluff Substation | 2014-12-31 08:00 | 2014-12-31 08:00 | NA | None | None | NA
RE OIL CITY | 755 | 2011-03-31 | 2011-03-31 07:00 | WITHDRAWN | 2011-06-20 07:00 | C04 | Generating Facility Type-1: Photovoltaic; Generating Facility Fuel-1: Solar; MWs MW-1: 20 | 20 | Full Capacity |  | FRESNO | CA | PGAE | Gates - Coalinga #1 70 KV | 2013-12-31 08:00 | 2013-12-31 08:00 | NA | None | None | NA
RE PADRE | 756 | 2011-03-31 | 2011-03-31 07:00 | WITHDRAWN | 2012-02-28 08:00 | C04 | Generating Facility Type-1: Photovoltaic; Generating Facility Fuel-1: Solar; MWs MW-1: 60 | 60 | Full Capacity |  | SAN DIEGO | CA | SDGE | Borrego substation 69kV | 2013-12-31 08:00 | 2013-12-31 08:00 | NA | None | None | NA
RE PALMER | 757 | 2011-03-31 | 2011-03-31 07:00 | WITHDRAWN | 2011-06-20 07:00 | C04 | Generating Facility Type-1: Photovoltaic; Generating Facility Fuel-1: Solar; MWs MW-1: 20 | 20 | Full Capacity |  | FRESNO | CA | PGAE | Gates - Coalinga #1 70 KV | 2013-12-31 08:00 | 2013-12-31 08:00 | NA | None | None | NA
RE SOLEDAD | 758 | 2011-03-31 | 2011-03-31 07:00 | WITHDRAWN | 2011-06-27 07:00 | C04 | Generating Facility Type-1: Photovoltaic; Generating Facility Fuel-1: Solar; MWs MW-1: 19.98 | 19.98 | Full Capacity |  | KERN | CA | SCE | Goldtown-Corum or Goldtown-Lancaster 66kV line | 2014-12-31 08:00 | 2014-12-31 08:00 | NA | None | None | NA
RE TRACTOR | 759 | 2011-03-31 | 2011-03-31 07:00 | WITHDRAWN | 2011-06-20 07:00 | C04 | Generating Facility Type-1: Photovoltaic; Generating Facility Fuel-1: Solar; MWs MW-1: 20 | 20 | Full Capacity |  | FRESNO | CA | PGAE | Gates - Coalinga #1 70 KV | 2013-12-31 08:00 | 2013-12-31 08:00 | NA | None | None | NA
RE WILDWOOD | 760 | 2011-03-31 | 2011-03-31 07:00 | WITHDRAWN | 2012-03-20 07:00 | C04 | Generating Facility Type-1: Photovoltaic; Generating Facility Fuel-1: Solar; MWs MW-1: 20 | 20 | Full Capacity |  | KERN | CA | PGAE | Smyrna - Semitropic - Midway #1 115 KV | 2013-12-31 08:00 | 2013-12-31 08:00 | NA | None | None | NA
RE WILLOW SPRINGS | 761 | 2011-03-31 | 2011-03-31 07:00 | WITHDRAWN | 2011-06-27 07:00 | C04 | Generating Facility Type-1: Photovoltaic; Generating Facility Fuel-1: Solar; MWs MW-1: 20 | 20 | Full Capacity |  | KERN | CA | SCE | Cal Cement-Antelope 66kV line | 2014-12-31 08:00 | 2014-12-31 08:00 | NA | None | None | NA
SAGE SOLAR FARM | 762 | 2011-03-31 | 2011-03-31 07:00 | WITHDRAWN | 2013-05-03 07:00 | C04 | Generating Facility Type-1: Photovoltaic; Generating Facility Fuel-1: Solar; MWs MW-1: 70 | 70 | Full Capacity |  | CONTRA COSTA | CA | PGAE | Contra Costa-Delta SW Yard 230kV | 2014-07-01 07:00 | 2014-07-01 07:00 | NA | Complete | None | NA
SAN JOAQUIN 2B | 763 | 2011-03-31 | 2011-03-31 07:00 | WITHDRAWN | 2012-04-17 07:00 | C04 | Generating Facility Type-1: Photovoltaic; Generating Facility Fuel-1: Solar; MWs MW-1: 20 | 20 | Full Capacity |  | FRESNO | CA | PGAE | Stroud SW Sta 70 KV | 2013-12-01 08:00 | 2013-12-01 08:00 | NA | None | None | NA
SANTA CATARINA WIND | 764 | 2011-03-31 | 2011-03-31 07:00 | WITHDRAWN | 2012-03-13 15:47 | C04 | Generating Facility Type-1: Wind Turbine; Generating Facility Fuel-1: Wind Turbine; MWs MW-1: 508 | 508 | Full Capacity |  | ENSENADA | MX | SDGE | Imperial Valley Substation 500kV Bus | 2014-12-31 08:00 | 2014-12-31 08:00 | NA | None | None | NA
FRONTIER SOLAR II (FKA SCATEC WESTSIDE SOLAR RANCH II) | 765 | 2011-03-31 | 2011-03-31 07:00 | WITHDRAWN | 2013-04-26 07:00 | C04 | Generating Facility Type-1: Photovoltaic; Generating Facility Fuel-1: Solar; MWs MW-1: 30 | 30 | Full Capacity |  | STANISLAUS | CA | PGAE | Salado - Newman 60 KV | 2013-10-01 07:00 | 2013-10-01 07:00 | NA | Complete | Complete | NA
SILVERTREE GREENWORKS | 766 | 2011-03-31 | 2011-03-31 07:00 | WITHDRAWN | 2012-03-30 15:50 | C04 | Generating Facility Type-1: Photovoltaic; Generating Facility Fuel-1: Solar; MWs MW-1: 150 | 150 | Full Capacity |  | IMPERIAL | CA | SDGE | Imperial Valley Substation 230kV bus | 2014-12-31 08:00 | 2014-12-31 08:00 | NA | Complete | None | NA
SOLDIER FLAT | 767 | 2011-03-31 | 2011-03-31 07:00 | WITHDRAWN | 2012-02-23 16:17 | C04 | Generating Facility Type-1: Wind Turbine; Generating Facility Fuel-1: Wind Turbine; MWs MW-1: 400 | 400 | Full Capacity |  | KERN | CA | SCE | Highwind Substation 230kV bus | 2015-07-01 07:00 | 2015-07-01 07:00 | NA | None | None | NA
SUNCREST IMPERIAL SEGS | 770 | 2011-03-31 | 2011-03-31 07:00 | WITHDRAWN | 2012-02-16 08:00 | C04 | Generating Facility Type-1: Steam Turbine; Generating Facility Fuel-1: Solar; MWs MW-1: 1080 | 1080 | Full Capacity |  | IMPERIAL | CA | SDGE | ECO Sub 230kV | 2015-06-30 07:00 | 2015-06-30 07:00 | NA | None | None | NA
TA-EAST LANCASTER | 771 | 2011-03-31 | 2011-03-31 07:00 | WITHDRAWN | 2012-02-21 23:55 | C04 | Generating Facility Type-1: Photovoltaic; Generating Facility Fuel-1: Solar; MWs MW-1: 14 | 14 | Full Capacity |  | LOS ANGELES | CA | SCE | Plute-Lancaster 66kV line | 2012-03-03 08:00 | 2013-03-01 08:00 | NA | None | None | NA
TESLA SOLAR FARM | 772 | 2011-03-31 | 2011-03-31 07:00 | WITHDRAWN | 2012-02-23 08:00 | C04 | Generating Facility Type-1: Photovoltaic; Generating Facility Fuel-1: Solar; MWs MW-1: 100 | 100 | Full Capacity |  | SAN JOAQUIN | CA | PGAE | Stanislaus - Manteca #2 115 kV Line | 2014-06-01 07:00 | 2014-06-01 07:00 | NA | None | None | NA
THUNDERHILL SOLAR POWER UNIT 2 | 773 | 2011-03-31 | 2011-03-31 07:00 | WITHDRAWN | 2012-04-17 07:00 | C04 | Generating Facility Type-1: Photovoltaic; Generating Facility Fuel-1: Solar; MWs MW-1: 18 | 18 | Full Capacity |  | GLENN | CA | PGAE | Elk Creek 60 KV Tap | 2013-06-01 07:00 | 2013-06-01 07:00 | NA | None | None | NA
TUNGSTEN MOUNTAIN GEOTHERMAL PROJECT | 774 | 2011-03-31 | 2011-03-31 07:00 | WITHDRAWN | 2012-03-26 07:00 | C04 | Generating Facility Type-1: Steam Turbine; Generating Facility Fuel-1: Geothermal; MWs MW-1: 38 | 38 | Full Capacity |  | CHURCHILL | NV | SCE | Control Substation 115 kV bus | 2013-12-31 08:00 | 2013-12-31 08:00 | NA | Complete | None | NA
UTICA 25MW PV PROJECT | 776 | 2011-03-31 | 2011-03-31 07:00 | WITHDRAWN | 2012-01-26 08:00 | C04 | Generating Facility Type-1: Photovoltaic; Generating Facility Fuel-1: Solar; MWs MW-1: 25 | 25 | Full Capacity |  | KINGS | CA | PGAE | Tulare Lake - Arco 70 KV | 2014-12-31 08:00 | 2014-12-31 08:00 | NA | None | None | NA
WELLHEAD POWER KERN 3 | 777 | 2011-03-31 | 2011-03-31 07:00 | WITHDRAWN | 2011-06-10 07:00 | C04 | Generating Facility Type-1: Combustion Turbine; Generating Facility Fuel-1: Natural Gas; MWs MW-1: 400 | 400 | Full Capacity |  | KERN | CA | SCE | Pastoria-Magunden 230kV line | 2015-07-01 07:00 | 2015-07-01 07:00 | NA | None | None | NA
ZAMORA SOLAR | 780 | 2011-03-31 | 2011-03-31 07:00 | WITHDRAWN | 2012-03-26 07:00 | C04 | Generating Facility Type-1: Photovoltaic; Generating Facility Fuel-1: Solar; MWs MW-1: 30 | 30 | Full Capacity |  | YOLO | CA | PGAE | Woodland - Zamora - Rio Oso #2 115kV Bus | 2013-03-01 08:00 | 2013-03-01 08:00 | NA | None | None | NA
ZODIAC SOLAR | 781 | 2011-03-31 | 2011-03-31 07:00 | WITHDRAWN | 2015-08-06 07:00 | C04 | Generating Facility Type-1: Photovoltaic; Generating Facility Fuel-1: Solar; MWs MW-1: 0.1 | 0.1 | Full Capacity |  | SAN DIEGO | CA | SDGE | Barrett-Cameron 69kV line | 2014-12-31 08:00 | 2015-11-30 08:00 | NA | Complete | Complete | NA
CSED BARSTOW ROAD 100 MW PV GENERATING STATION | 782 | 2011-03-31 | 2011-03-31 07:00 | WITHDRAWN | 2012-04-27 15:16 | C04 | Generating Facility Type-1: Photovoltaic; Generating Facility Fuel-1: Solar; MWs MW-1: 100 | 100 | Full Capacity |  | SAN BERNARDINO | CA | SCE | Jasper Switching Station 220kV bus | 2014-06-01 07:00 | 2014-06-01 07:00 | NA | Complete | None | NA
DAGGETT SOLAR PROJECT | 783 | 2011-03-31 | 2011-03-31 07:00 | WITHDRAWN | 2012-04-11 16:42 | C04 | Generating Facility Type-1: Photovoltaic; Generating Facility Fuel-1: Solar; MWs MW-1: 200 | 200 | Full Capacity |  | SAN BERNARDINO | CA | SCE | Cool Water Substation 115kV | 2014-06-01 07:00 | 2018-06-01 07:00 | NA | Complete | None | NA
GWF TRACY SOLAR | 784 | 2011-03-31 | 2011-03-31 07:00 | WITHDRAWN | 2012-04-20 15:58 | C04 | Generating Facility Type-1: Photovoltaic; Generating Facility Fuel-1: Solar; MWs MW-1: 50 | 50 | Full Capacity |  | SAN JOAQUIN | CA | PGAE | Schulte sub 115 KV | 2014-06-02 07:00 | 2014-06-02 07:00 | NA | Complete | None | NA
HIGH DESERT SOLAR | 785 | 2011-03-31 | 2011-03-31 07:00 | WITHDRAWN | 2012-03-12 18:03 | C04 | Generating Facility Type-1: Photovoltaic; Generating Facility Fuel-1: Solar; MWs MW-1: 16 | 16 | Full Capacity |  | KERN | CA | SCE | Silver Queen-Goldtown 69kV line | 2013-01-05 08:00 | 2013-01-05 08:00 | NA | None | None | NA
HIGHWAY 58 SOLAR ENERGY PROJECT | 786 | 2011-03-31 | 2011-03-31 07:00 | WITHDRAWN | 2012-02-29 08:00 | C04 | Generating Facility Type-1: Photovoltaic; Generating Facility Fuel-1: Solar; MWs MW-1: 80 | 80 | Full Capacity |  | KERN | CA | SCE | Windhub Substation 66kV | 2014-12-01 08:00 | 2014-12-01 08:00 | NA | None | None | NA
REDDY I | 787 | 2011-03-31 | 2011-03-31 07:00 | WITHDRAWN | 2012-04-17 07:00 | C04 | Generating Facility Type-1: Photovoltaic; Generating Facility Fuel-1: Solar; MWs MW-1: 8 | 8 | Full Capacity |  | KERN | CA | PGAE | Arco-Carneras 70 kV Line | 2014-10-07 07:00 | 2015-01-01 08:00 | NA | None | None | NA
ROYAL SOLAR PROJECT | 788 | 2011-03-31 | 2011-03-31 07:00 | WITHDRAWN | 2012-04-12 14:17 | C04 | Generating Facility Type-1: Photovoltaic; Generating Facility Fuel-1: Solar; MWs MW-1: 100 | 100 | Full Capacity |  | LOS ANGELES | CA | SCE | Antelope Substation 66kV bus | 2014-06-01 07:00 | 2018-06-01 07:00 | NA | Complete | None | NA
SUNSHINE 3 | 790 | 2011-03-31 | 2011-03-31 07:00 | WITHDRAWN | 2012-02-22 16:03 | C04 | Generating Facility Type-1: Photovoltaic; Generating Facility Fuel-1: Solar; MWs MW-1: 45 | 45 | Full Capacity |  | KERN | CA | SCE | Antelope-Rosamond 66kV line | 2014-06-01 07:00 | 2014-06-01 07:00 | NA | None | None | NA
WILDFLOWER GREEN ENERGY FARM- SOLAR | 791 | 2011-03-31 | 2011-03-31 07:00 | WITHDRAWN | 2012-03-12 18:05 | C04 | Generating Facility Type-1: Photovoltaic; Generating Facility Fuel-1: Solar; MWs MW-1: 150 | 150 | Full Capacity |  | LOS ANGELES | CA | SCE | Antelope Substation 220kV Bus | 2013-07-31 07:00 | 2013-07-31 07:00 | NA | None | None | NA
SILURIAN VALLEY WIND | 792 | 2011-03-31 | 2011-03-31 07:00 | WITHDRAWN | 2012-04-13 22:32 | C04 | Generating Facility Type-1: Wind Turbine; Generating Facility Fuel-1: Wind Turbine; MWs MW-1: 200 | 200 | Full Capacity |  | SAN BERNARDINO | CA | SCE | Ivanpah Substation 220kV bus | 2014-09-01 07:00 | 2015-12-15 08:00 | NA | Complete | None | NA
TCA SOLAR GOLDTOWN | 793 | 2011-03-31 | 2011-03-31 07:00 | WITHDRAWN | 2012-03-26 16:26 | C04 | Generating Facility Type-1: Photovoltaic; Generating Facility Fuel-1: Solar; MWs MW-1: 75 | 75 | Full Capacity |  | KERN | CA | SCE | Goldtown Substation 66kV Bus | 2013-04-01 07:00 | 2015-12-31 08:00 | NA | Complete | None | NA
TIERRA DEL SOL SOLAR FARM | 794 | 2011-03-30 | 2011-03-31 07:00 | WITHDRAWN | 2015-02-19 08:00 | C04 | Generating Facility Type-1: Photovoltaic; Generating Facility Fuel-1: Solar; MWs MW-1: 45 | 45 | Full Capacity |  | SAN DIEGO | CA | SDGE | Boulevard East Substation 138kV | 2015-04-30 07:00 | 2016-05-31 07:00 | NA | Complete | Complete | NA
HOLLY RANCH | 797 | 2011-03-31 | 2011-03-31 07:00 | WITHDRAWN | 2014-04-14 07:00 | C04 | Generating Facility Type-1: Photovoltaic; Generating Facility Fuel-1: Solar; MWs MW-1: 0.5 | 0.5 | Full Capacity |  | RIVERSIDE | CA | SCE | Red Bluff Substation 230kV | 2014-12-31 08:00 | 2014-12-31 08:00 | NA | Complete | Complete | NA
SP BLYTHE 1 | 798 | 2010-12-15 | 2011-03-31 07:00 | WITHDRAWN | 2016-11-09 08:00 | C04 | Generating Facility Type-1: Photovoltaic; Generating Facility Fuel-1: Solar; MWs MW-1: 221 | 221 | Energy Only |  | RIVERSIDE | CA | SCE | Colorado River Substation 230kV | 2014-12-31 08:00 | 2018-09-30 07:00 | NA | Complete | Complete | NA |  | IC Request
ASPIRATION SOLAR D | 799 | 2011-03-31 | 2011-03-31 07:00 | WITHDRAWN | 2016-07-28 07:00 | C04 | Generating Facility Type-1: Photovoltaic; Generating Facility Fuel-1: Solar; MWs MW-1: 0.1 | 0.1 | Full Capacity |  | FRESNO | CA | PGAE | Mendota-San Joaquin-Helm 70kV | 2014-12-31 08:00 | 2015-11-30 08:00 | NA | Complete | Complete | NA |  | None
ASPIRATION SOLAR E | 800 | 2011-03-31 | 2011-03-31 07:00 | WITHDRAWN | 2016-07-28 07:00 | C04 | Generating Facility Type-1: Photovoltaic; Generating Facility Fuel-1: Solar; MWs MW-1: 0.1 | 0.1 | Full Capacity |  | FRESNO | CA | PGAE | Mendota-San Joaquin-Helm 70kV | 2014-12-31 08:00 | 2015-11-30 08:00 | NA | Complete | Complete | NA |  | None
BUTTE SOLAR | 801 | 2011-03-31 | 2011-03-31 07:00 | WITHDRAWN | 2011-06-30 07:00 | C04 | Generating Facility Type-1: Photovoltaic; Generating Facility Fuel-1: Solar; MWs MW-1: 75 | 75 | Full Capacity |  | BUTTE | CA | PGAE | Butte-Table Mountain 115kV No. 2 | 2014-02-28 08:00 | 2014-02-28 08:00 | NA | None | None | NA
CANDLEWOOD WIND | 802 | 2011-03-31 | 2011-03-31 07:00 | WITHDRAWN | 2011-06-23 07:00 | C03 | Generating Facility Type-1: Wind Turbine; Generating Facility Fuel-1: Wind Turbine; MWs MW-1: 150 | 150 | Energy Only |  | IMPERIAL | CA | SDGE | 500kV at Ocotillo Express | 2013-12-31 08:00 | 2013-12-31 08:00 | NA | None | None | NA
CENTRAL VALLEY I SEGS | 803 | 2011-03-31 | 2011-03-31 07:00 | WITHDRAWN | 2012-03-30 14:47 | C04 | Generating Facility Type-1: Steam Turbine; Generating Facility Fuel-1: Solar; MWs MW-1: 1080 | 1080 | Full Capacity |  | KERN | CA | PGAE | Midway - Wheeler Ridge #1 & #2 230 kV | 2015-06-30 07:00 | 2015-06-30 07:00 | NA | None | None | NA
CENTRAL VALLEY II SEGS | 804 | 2011-03-31 | 2011-03-31 07:00 | WITHDRAWN | 2012-03-30 21:30 | C04 | Generating Facility Type-1: Steam Turbine; Generating Facility Fuel-1: Solar; MWs MW-1: 540 | 540 | Full Capacity |  | KERN | CA | PGAE | Arco Substation 230 KV bus | 2015-06-30 07:00 | 2015-12-01 08:00 | NA | None | None | NA
CITIZEN SOLAR C | 805 | 2011-03-31 | 2011-03-31 07:00 | WITHDRAWN | 2016-07-28 07:00 | C04 | Generating Facility Type-1: Photovoltaic; Generating Facility Fuel-1: Solar; MWs MW-1: 0.1 | 0.1 | Full Capacity |  | FRESNO | CA | PGAE | Mendota-San Joaquin-Helm 69K | 2014-12-31 08:00 | 2015-11-30 08:00 | NA | Complete | Complete | NA |  | None
CITIZEN SOLAR D | 806 | 2011-03-31 | 2011-03-31 07:00 | WITHDRAWN | 2016-07-28 07:00 | C04 | Generating Facility Type-1: Photovoltaic; Generating Facility Fuel-1: Solar; MWs MW-1: 0.1 | 0.1 | Full Capacity |  | FRESNO | CA | PGAE | Mendota-San Joaquin-Helm 70 KV | 2014-12-31 08:00 | 2015-11-30 08:00 | NA | Complete | Complete | NA |  | None
CVH POWER I | 807 | 2011-03-29 | 2011-03-31 07:00 | WITHDRAWN | 2012-04-26 16:08 | C04 | Generating Facility Type-1: Photovoltaic; Generating Facility Fuel-1: Solar; MWs MW-1: 300 | 300 | Full Capacity |  | MARICOPA | AZ | SCE | Harquahala Substation 500kV | 2014-09-15 07:00 | 2014-09-15 07:00 | NA | None | None | NA
CVH POWER II | 808 | 2011-03-29 | 2011-03-31 07:00 | WITHDRAWN | 2011-08-05 23:02 | C04 | Generating Facility Type-1: Photovoltaic; Generating Facility Fuel-1: Solar; MWs MW-1: 700 | 700 | Full Capacity |  | MARICOPA | AZ | SCE | Harquahala Substation 500kV | 2014-09-15 07:00 | 2014-09-15 07:00 | NA | None | None | NA
ELEVATION SOLAR C | 809 | 2011-03-31 | 2011-03-31 07:00 | WITHDRAWN | 2016-07-28 07:00 | C04 | Generating Facility Type-1: Photovoltaic; Generating Facility Fuel-1: Solar; MWs MW-1: 0.1 | 0.1 | Full Capacity |  | FRESNO | CA | PGAE | Stroud switching station 70kV | 2014-12-31 08:00 | 2017-05-30 07:00 | NA | Complete | Complete | NA |  | None
FRESNO SOLAR | 810 | 2011-03-31 | 2011-03-31 07:00 | WITHDRAWN | 2012-03-30 22:44 | C04 | Generating Facility Type-1: Photovoltaic; Generating Facility Fuel-1: Solar; MWs MW-1: 100 | 100 | Full Capacity |  | FRESNO | CA | PGAE | Gates-McCall 230kV | 2014-02-28 08:00 | 2014-02-28 08:00 | NA | None | None | NA
GRAHAM SOLAR FARM I EXPANSION | 811 | 2011-03-31 | 2011-03-31 07:00 | WITHDRAWN | 2012-04-17 07:00 | C04 | Generating Facility Type-1: Photovoltaic; Generating Facility Fuel-1: Solar; MWs MW-1: 20 | 20 | Full Capacity |  | FRESNO | CA | PGAE | Schindler Substation 115 KV Bus | 2013-06-30 07:00 | 2013-12-25 08:00 | NA | Complete | None | NA
GRAHAM SOLAR FARM II | 812 | 2011-03-31 | 2011-03-31 07:00 | WITHDRAWN | 2012-04-17 07:00 | C04 | Generating Facility Type-1: Photovoltaic; Generating Facility Fuel-1: Solar; MWs MW-1: 20 | 20 | Full Capacity |  | FRESNO | CA | PGAE | Schindler Substation 115 KV Bus | 2013-06-30 07:00 | 2013-12-25 08:00 | NA | Complete | None | NA
GRAHAM SOLAR FARM II EXPANSION | 813 | 2011-03-31 | 2011-03-31 07:00 | WITHDRAWN | 2012-04-17 07:00 | C04 | Generating Facility Type-1: Photovoltaic; Generating Facility Fuel-1: Solar; MWs MW-1: 20 | 20 | Full Capacity |  | FRESNO | CA | PGAE | Schindler Substation 115 KV Bus | 2013-06-30 07:00 | 2013-12-25 08:00 | NA | Complete | None | NA
INSPIRATION SOLAR C | 814 | 2011-03-31 | 2011-03-31 07:00 | WITHDRAWN | 2016-07-28 07:00 | C04 | Generating Facility Type-1: Photovoltaic; Generating Facility Fuel-1: Solar; MWs MW-1: 0.1 | 0.1 | Full Capacity |  | FRESNO | CA | PGAE | Stroud switching station 70kV | 2014-12-31 08:00 | 2017-05-30 07:00 | NA | Complete | Complete | NA |  | None
INSPIRATION SOLAR E | 815 | 2011-03-31 | 2011-03-31 07:00 | WITHDRAWN | 2016-07-28 07:00 | C04 | Generating Facility Type-1: Photovoltaic; Generating Facility Fuel-1: Solar; MWs MW-1: 0.1 | 0.1 | Full Capacity |  | FRESNO | CA | PGAE | Stroud switching station 70kV | 2014-12-31 08:00 | 2017-05-30 07:00 | NA | Complete | Complete | NA |  | None
INSPIRATION SOLAR F | 816 | 2011-03-31 | 2011-03-31 07:00 | WITHDRAWN | 2016-07-28 07:00 | C04 | Generating Facility Type-1: Photovoltaic; Generating Facility Fuel-1: Solar; MWs MW-1: 0.1 | 0.1 | Full Capacity |  | FRESNO | CA | PGAE | Stroud switching station 70kV | 2014-12-31 08:00 | 2017-05-30 07:00 | NA | Complete | Complete | NA |  | None
JERSEY AVE 20 MW SOLAR PROJECT | 817 | 2011-03-31 | 2011-03-31 07:00 | WITHDRAWN | 2012-02-28 08:00 | C04 | Generating Facility Type-1: Photovoltaic; Generating Facility Fuel-1: Solar; MWs MW-1: 20 | 20 | Full Capacity |  | TULARE | CA | PGAE | Henrietta-GWF 115kV | 2012-06-30 07:00 | 2012-06-30 07:00 | NA | None | None | NA
LE GRAND CA 20 MW SOLAR PROJECT | 818 | 2011-03-31 | 2011-03-31 07:00 | WITHDRAWN | 2012-03-30 15:05 | C04 | Generating Facility Type-1: Photovoltaic; Generating Facility Fuel-1: Solar; MWs MW-1: 20 | 20 | Full Capacity |  | MERCED | CA | PGAE | Le Grand 115 KV | 2013-06-30 07:00 | 2013-06-30 07:00 | NA | None | None | NA
WESTLANDS LEMOORE SOLAR | 819 | 2011-03-31 | 2011-03-31 07:00 | WITHDRAWN | 2012-03-12 07:00 | C04 | Generating Facility Type-1: Photovoltaic; Generating Facility Fuel-1: Solar; MWs MW-1: 250 | 250 | Full Capacity |  | KINGS | CA | PGAE | Gates Substation 500 KV | 2014-12-31 08:00 | 2014-12-31 08:00 | NA | None | None | NA
LIBERTY SOLAR | 820 | 2011-03-31 | 2011-03-31 07:00 | WITHDRAWN | 2016-07-29 07:00 | C04 | Generating Facility Type-1: Photovoltaic; Generating Facility Fuel-1: Solar; MWs MW-1: 0.1 | 0.1 | Full Capacity |  | FRESNO | CA | PGAE | Mendota Sub 115KV Bus | 2014-12-31 08:00 | 2016-12-31 08:00 | NA | Complete | Complete | NA |  | None
MADERA SOLAR | 821 | 2011-03-31 | 2011-03-31 07:00 | WITHDRAWN | 2012-03-29 07:00 | C04 | Generating Facility Type-1: Photovoltaic; Generating Facility Fuel-1: Solar; MWs MW-1: 60 | 60 | Full Capacity |  | MADERA | CA | PGAE | Borden Sub 70 KV Bus | 2014-02-28 08:00 | 2014-02-28 08:00 | NA | None | None | NA
WESTSIDE RENEWAL PV PROJECT | 822 | 2011-03-31 | 2011-03-31 07:00 | WITHDRAWN | 2012-03-29 07:00 | C04 | Generating Facility Type-1: Photovoltaic; Generating Facility Fuel-1: Solar; MWs MW-1: 110 | 110 | Full Capacity |  | KINGS | CA | PGAE | Gates - Midway 230 KV | 2014-02-28 08:00 | 2014-02-28 08:00 | NA | None | None | NA
NORTH VALLEY SOLAR | 823 | 2011-03-31 | 2011-03-31 07:00 | WITHDRAWN | 2016-07-28 07:00 | C04 | Generating Facility Type-1: Photovoltaic; Generating Facility Fuel-1: Solar; MWs MW-1: 0.1 | 0.1 | Full Capacity |  | FRESNO | CA | PGAE | Oro Loma - Panoche 115 KV | 2014-12-31 08:00 | 2017-05-30 07:00 | NA | Complete | Complete | NA |  | None
PATRIOT SOLAR A | 824 | 2011-03-31 | 2011-03-31 07:00 | WITHDRAWN | 2016-08-09 07:00 | C04 | Generating Facility Type-1: Photovoltaic; Generating Facility Fuel-1: Solar; MWs MW-1: 20 | 20 | Energy Only |  | FRESNO | CA | PGAE | Mendota Sub 115 KV Bus | 2014-12-31 08:00 | 2018-03-31 07:00 | NA | Complete | Complete | NA |  | None
PATRIOT SOLAR B | 825 | 2011-03-31 | 2011-03-31 07:00 | WITHDRAWN | 2016-08-09 07:00 | C04 | Generating Facility Type-1: Photovoltaic; Generating Facility Fuel-1: Solar; MWs MW-1: 20 | 20 | Energy Only |  | FRESNO | CA | PGAE | Mendota Sub 115 KV Bus | 2014-12-31 08:00 | 2018-03-31 07:00 | NA | Complete | Complete | NA |  | None
ORION SOLAR KERN COUNTY 3 | 826 | 2011-03-31 | 2011-03-31 07:00 | WITHDRAWN | 2011-06-30 07:00 | C04 | Generating Facility Type-1: Photovoltaic; Generating Facility Fuel-1: Solar; MWs MW-1: 20 | 20 | Full Capacity |  | KERN | CA | PGAE | Westfield Sub 70 KV | 2013-12-31 08:00 | 2013-12-31 08:00 | NA | None | None | NA
SAN JOAQUIN SOLAR | 827 | 2011-03-31 | 2011-03-31 07:00 | WITHDRAWN | 2012-03-30 22:23 | C04 | Generating Facility Type-1: Photovoltaic; Generating Facility Fuel-1: Solar; MWs MW-1: 100 | 100 | Full Capacity |  | SAN JOAQUIN | CA | PGAE | Bellota - Tesla #2 230 KV | 2014-02-28 08:00 | 2014-02-28 08:00 | NA | None | None | NA
SEMITROPIC SOLAR | 828 | 2011-03-31 | 2011-03-31 07:00 | WITHDRAWN | 2012-04-17 07:00 | C04 | Generating Facility Type-1: Photovoltaic; Generating Facility Fuel-1: Solar; MWs MW-1: 50 | 50 | Full Capacity |  | KERN | CA | PGAE | Smyrna Sub 115 KV Bus | 2014-04-30 07:00 | 2014-04-30 07:00 | NA | None | None | NA
SOLANO SOLAR | 830 | 2011-03-31 | 2011-03-31 07:00 | WITHDRAWN | 2012-03-26 07:00 | C04 | Generating Facility Type-1: Photovoltaic; Generating Facility Fuel-1: Solar; MWs MW-1: 80 | 80 | Full Capacity |  | SOLANO | CA | PGAE | Vaca - Dixon Sub 115 KV Bus | 2014-02-28 08:00 | 2014-02-28 08:00 | NA | None | None | NA
SONORAN WEST I SEGS | 831 | 2011-03-31 | 2011-03-31 07:00 | WITHDRAWN | 2013-05-08 07:00 | C04 | Generating Facility Type-1: Steam Turbine; Generating Facility Fuel-1: Solar; MWs MW-1: 270 | 270 | Full Capacity |  | RIVERSIDE | CA | SCE | Colorado River Substation 230kV | 2016-01-01 08:00 | 2016-10-31 07:00 | NA | Complete | Complete | NA
STANISLAUS SOLAR | 832 | 2011-03-31 | 2011-03-31 07:00 | WITHDRAWN | 2011-07-08 14:58 | C04 | Generating Facility Type-1: Photovoltaic; Generating Facility Fuel-1: Solar; MWs MW-1: 75 | 75 | Full Capacity |  | STANISLAUS | CA | PGAE | Tesla - Miller 115 KV | 2014-02-28 08:00 | 2014-02-28 08:00 | NA | None | None | NA
WARTHAN CREEK SOLAR PROJECT | 833 | 2011-03-31 | 2011-03-31 07:00 | WITHDRAWN | 2012-03-30 15:24 | C04 | Generating Facility Type-1: Photovoltaic; Generating Facility Fuel-1: Solar; MWs MW-1: 20 | 20 | Full Capacity |  | FRESNO | CA | PGAE | Coalinga 70 KV | 2013-12-01 08:00 | 2013-12-01 08:00 | NA | None | None | NA
WELLHEAD POWER KERN 1 | 834 | 2011-03-31 | 2011-03-31 07:00 | WITHDRAWN | 2012-04-13 22:29 | C04 | Generating Facility Type-1: Combustion Turbine; Generating Facility Fuel-1: Natural Gas; MWs MW-1: 49 | 49 | Full Capacity |  | KERN | CA | SCE | Gorman-Kern River 66kV line | 2013-06-01 07:00 | 2013-06-01 07:00 | NA | Complete | None | NA
WSP 3 | 835 | 2011-03-31 | 2011-03-31 07:00 | WITHDRAWN | 2012-03-07 08:00 | C04 | Generating Facility Type-1: Photovoltaic; Generating Facility Fuel-1: Solar; MWs MW-1: 800 | 800 | Full Capacity |  | KINGS | CA | PGAE | Gates Sub 500 KV Bus | 2018-02-01 08:00 | 2018-02-01 08:00 | NA | None | None | NA
AREVA SOLAR AZ I | 836 | 2011-03-31 | 2011-03-31 07:00 | WITHDRAWN | 2012-03-26 07:00 | C04 | Generating Facility Type-1: Steam Turbine; Generating Facility Fuel-1: Solar; MWs MW-1: 150 | 150 | Full Capacity |  | YUMA | AZ | SDGE | North Gila Substation 500 kV | 2015-12-01 08:00 | 2015-12-01 08:00 | NA | Complete | None | NA
JACUMBA II SOLAR FARM | 837 | 2011-03-31 | 2011-03-31 07:00 | WITHDRAWN | 2013-05-08 07:00 | C04 | Generating Facility Type-1: Photovoltaic; Generating Facility Fuel-1: Solar; MWs MW-1: 20 | 20 | Full Capacity |  | SAN DIEGO | CA | SDGE | East County (ECO) Substation 138kV | 2013-05-01 07:00 | 2016-02-01 08:00 | NA | Complete | None | NA
DESERT HARVEST SOLAR FARM | 839 | 2011-03-31 | 2011-03-31 07:00 | WITHDRAWN | 2012-03-28 16:50 | C04 | Generating Facility Type-1: Photovoltaic; Generating Facility Fuel-1: Solar; MWs MW-1: 100 | 100 | Full Capacity |  | IMPERIAL | CA | SCE | Colorado River Substation 230kV bus | 2015-11-30 08:00 | 2015-11-30 08:00 | NA | Complete | None | NA
DESERT QUARTZITE SOLAR | 840 | 2011-03-31 | 2011-03-31 07:00 | WITHDRAWN | 2012-03-22 16:16 | C04 | Generating Facility Type-1: Photovoltaic; Generating Facility Fuel-1: Solar; MWs MW-1: 300 | 300 | Full Capacity |  | RIVERSIDE | CA | SCE | Colorado River Substation 230kV bus | 2015-12-31 08:00 | 2015-12-31 08:00 | NA | Complete | None | NA
HYDER SOLAR ENERGY PROJECT | 841 | 2011-03-31 | 2011-03-31 07:00 | WITHDRAWN | 2012-03-30 15:31 | C04 | Generating Facility Type-1: Steam Turbine; Generating Facility Fuel-1: Solar; MWs MW-1: 250 | 250 | Full Capacity |  | YUMA | AZ | SDGE | Hassayampa-North Gila 500kV | 2014-09-01 07:00 | 2014-09-01 07:00 | NA | Complete | None | NA
JASPER SEGS (FKA SONORAN WEST II) | 842 | 2011-03-31 | 2011-03-31 07:00 | WITHDRAWN | 2012-03-30 21:29 | C04 | Generating Facility Type-1: Steam Turbine; Generating Facility Fuel-1: Solar; MWs MW-1: 540 | 540 | Full Capacity |  | SAN BERNARDINO | CA | SCE | Jasper Substation 220kV | 2016-01-01 08:00 | 2016-10-31 07:00 | NA | Complete | None | NA
OAK CREEK SOLAR I | 843 | 2011-03-31 | 2011-03-31 07:00 | WITHDRAWN | 2012-03-26 23:09 | C04 | Generating Facility Type-1: Photovoltaic; Generating Facility Fuel-1: Solar; MWs MW-1: 35.3 | 35.3 | Full Capacity |  | KERN | CA | SCE | 66kV Windhub Substation | 2014-11-30 08:00 | 2013-12-01 08:00 | NA | Complete | None | NA
RE JUNIPER | 844 | 2011-03-31 | 2011-03-31 07:00 | WITHDRAWN | 2011-06-27 07:00 | C04 | Generating Facility Type-1: Photovoltaic; Generating Facility Fuel-1: Solar; MWs MW-1: 20 | 20 | Full Capacity |  | KERN | CA | SCE | Cal Cement-Antelope 66kV line | 2014-12-31 08:00 | 2014-12-31 08:00 | NA | None | None | NA
SIERRA VIEW SOLAR III | 845 | 2011-03-31 | 2011-03-31 07:00 | WITHDRAWN | 2012-03-23 21:08 | C04 | Generating Facility Type-1: Photovoltaic; Generating Facility Fuel-1: Solar; MWs MW-1: 15 | 15 | Full Capacity |  | KERN | CA | SCE | Corum-Goldtown 69kV line | 2015-09-15 07:00 | 2015-09-15 07:00 | NA | None | None | NA
SOLAR FOUR | 846 | 2011-03-31 | 2011-03-31 07:00 | WITHDRAWN | 2012-04-12 22:00 | C04 | Generating Facility Type-1: Photovoltaic; Generating Facility Fuel-1: Solar; MWs MW-1: 510 | 510 | Full Capacity |  | IMPERIAL | CA | SDGE | Imperial Valley 230-kV Substation | 2017-04-30 07:00 | 2017-04-30 07:00 | NA | None | None | NA
SUN HILL RANCH SOLAR 1 | 847 | 2011-03-31 | 2011-03-31 07:00 | WITHDRAWN | 2012-04-02 15:28 | C04 | Generating Facility Type-1: Photovoltaic; Generating Facility Fuel-1: Solar; MWs MW-1: 20 | 20 | Full Capacity |  | SAN BERNARDINO | CA | SCE | Kramer-Victor 115kV line | 2013-06-30 07:00 | 2016-01-01 08:00 | NA | Complete | None | NA
VALLE DEL SOL | 848 | 2011-03-31 | 2011-03-31 07:00 | WITHDRAWN | 2012-04-04 17:36 | C04 | Generating Facility Type-1: Photovoltaic; Generating Facility Fuel-1: Solar; MWs MW-1: 20 | 20 | Full Capacity |  | IMPERIAL | CA | SDGE | Imperial Valley Substation 12kV Bus | 2013-12-01 08:00 | 2013-12-01 08:00 | NA | Complete | None | NA
WILLOW SOLAR | 849 | 2011-03-31 | 2011-03-31 07:00 | WITHDRAWN | 2012-04-03 16:03 | C04 | Generating Facility Type-1: Photovoltaic; Generating Facility Fuel-1: Solar; MWs MW-1: 100 | 100 | Full Capacity |  | KERN | CA | SCE | Whirlwind Substation 230kV | 2016-12-31 08:00 | 2016-12-31 08:00 | NA | Complete | None | NA
CHALLENGER | 850 | 2011-03-31 | 2011-03-31 07:00 | WITHDRAWN | 2012-04-26 15:52 | C04 | Generating Facility Type-1: Photovoltaic; Generating Facility Fuel-1: Solar; MWs MW-1: 25 | 25 | Full Capacity |  | LOS ANGELES | CA | SCE | Redman-Lancaster 66kV line | 2014-12-31 08:00 | 2014-12-31 08:00 | NA | None | None | NA
COYOTE CANYON | 851 | 2011-03-30 | 2011-03-31 07:00 | WITHDRAWN | 2012-03-06 08:00 | C04 | Generating Facility Type-1: Steam Turbine; Generating Facility Fuel-1: Geothermal; MWs MW-1: 70 | 70 | Full Capacity |  | CHURCHILL | NV | SCE | Control Substation 115kV | 2013-08-01 07:00 | 2013-08-01 07:00 | NA | None | None | NA
FAVORITO | 852 | 2011-03-31 | 2011-03-31 07:00 | WITHDRAWN | 2012-04-26 16:16 | C04 | Generating Facility Type-1: Photovoltaic; Generating Facility Fuel-1: Solar; MWs MW-1: 25 | 25 | Full Capacity |  | KERN | CA | SCE | Rosamond-Cal Cement 66kV line | 2014-06-30 07:00 | 2014-06-30 07:00 | NA | None | None | NA
MONOLITH 20 MW (FKA WDAT-BREEZE) | 853 | 2011-03-31 | 2011-03-31 07:00 | WITHDRAWN | 2012-04-13 22:28 | C04 | Generating Facility Type-1: Photovoltaic; Generating Facility Fuel-1: Solar; MWs MW-1: 20 | 20 | Full Capacity |  | KERN | CA | SCE | Monolith Substation 66kV | 2013-10-01 07:00 | 2014-12-31 08:00 | NA | Complete | None | NA
MURPHY 1 | 854 | 2011-03-31 | 2011-03-31 07:00 | WITHDRAWN | 2012-04-13 22:28 | C04 | Generating Facility Type-1: Photovoltaic; Generating Facility Fuel-1: Solar; MWs MW-1: 37 | 37 | Full Capacity |  | RIVERSIDE | CA | SCE | Blythe Substation 161kV bus | 2014-06-23 07:00 | 2015-01-01 08:00 | NA | Complete | None | NA
TULARE SOLAR | 857 | 2011-03-31 | 2011-03-31 07:00 | WITHDRAWN | 2012-03-07 01:11 | C04 | Generating Facility Type-1: Photovoltaic; Generating Facility Fuel-1: Solar; MWs MW-1: 150 | 150 | Full Capacity |  | TULARE | CA | SCE | Springville Sub 230 KV Bus | 2014-02-28 08:00 | 2014-02-28 08:00 | NA | None | None | NA
WILD SANDS SOLAR | 858 | 2011-03-31 | 2011-03-31 07:00 | WITHDRAWN | 2012-04-13 22:27 | C04 | Generating Facility Type-1: Photovoltaic; Generating Facility Fuel-1: Solar; MWs MW-1: 21 | 21 | Full Capacity |  | RIVERSIDE | CA | SCE | Devers-Farrel 115kV line | 2012-12-31 08:00 | 2014-09-01 07:00 | NA | Complete | None | NA
LODI 5 | 861 | 2011-03-18 | 2011-03-31 07:00 | WITHDRAWN | 2012-10-31 07:00 | FT | Generating Facility Type-1: Photovoltaic; Generating Facility Fuel-1: Solar; MWs MW-1: 5 | 5 | Energy Only |  | SAN JOAQUIN | CA | PGAE | PG&E Valley Springs #2 60 kV Line from Valley Springs to Lockford 60 kV line | 2012-12-15 08:00 | 2012-12-15 08:00 | None | NA | NA | NA
819 HANFORD SOLAR I | 862 | 2011-03-31 | 2011-03-31 07:00 | WITHDRAWN | 2012-08-17 07:00 | FT | Generating Facility Type-1: Photovoltaic; Generating Facility Fuel-1: Solar; MWs MW-1: 5 | 5 | Energy Only |  | KINGS | CA | PGAE | PG&E Armstrong 70kV switching station at intersection of S 11th Ave. and Idaho Avenue, Hanford, CA. | 2012-06-30 07:00 | 2012-06-30 07:00 | None | NA | NA | NA
LEMOORE WWTP SOLAR | 863 | 2011-03-31 | 2011-03-31 07:00 | WITHDRAWN | 2012-04-18 07:00 | C04 | Generating Facility Type-1: Photovoltaic; Generating Facility Fuel-1: Solar; MWs MW-1: 7.8 | 7.8 | Full Capacity |  | KINGS | CA | PGAE | Guernsey - Henrietta 70 KV line | 2012-07-31 07:00 | 2013-03-31 07:00 | NA | Complete | None | NA
MADDOX DAIRY SOLAR | 864 | 2011-03-31 | 2011-03-31 07:00 | WITHDRAWN | 2012-04-18 07:00 | C04 | Generating Facility Type-1: Photovoltaic; Generating Facility Fuel-1: Solar; MWs MW-1: 19.9 | 19.9 | Full Capacity |  | FRESNO | CA | PGAE | Stroud 70 KV substation | 2012-08-31 07:00 | 2013-06-30 07:00 | NA | Complete | None | NA
WELLFIELD SOLAR | 865 | 2011-03-31 | 2011-03-31 07:00 | WITHDRAWN | 2012-04-18 07:00 | C04 | Generating Facility Type-1: Photovoltaic; Generating Facility Fuel-1: Solar; MWs MW-1: 13.4 | 13.4 | Full Capacity |  | KINGS | CA | PGAE | Hardwick 70 KV sub | 2012-07-31 07:00 | 2013-03-31 07:00 | NA | None | None | NA
REDWOOD HOUSE WIND POWER PLANT | 866 | 2011-10-24 | 2011-11-15 08:00 | WITHDRAWN | 2012-05-03 07:00 | C05 | Generating Facility Type-1: Wind Turbine; Generating Facility Fuel-1: Wind Turbine; MWs MW-1: 72 | 72 | Full Capacity |  | HUMBOLDT | CA | PGAE | Humboldt-Bridgeville 115 kV line | 2015-10-01 07:00 | 2015-10-01 07:00 | NA | None | None | NA
WHITEHORSE MOUNTAIN WIND POWER PLANT | 867 | 2011-10-27 | 2011-11-15 08:00 | WITHDRAWN | 2012-01-27 08:00 | C05 | Generating Facility Type-1: Wind Turbine; Generating Facility Fuel-1: Wind Turbine; MWs MW-1: 132 | 132 | Full Capacity |  | SISKIYOU/MODOC | CA | PGAE | Pit#1-Pit#3 230kV line | 2016-10-01 07:00 |  | NA | None | None | NA
CORDELIA HILLS WIND POWER PLANT | 868 | 2011-11-10 | 2011-11-15 08:00 | WITHDRAWN | 2012-08-03 07:00 | C05 | Generating Facility Type-1: Wind Turbine; Generating Facility Fuel-1: Wind Turbine; MWs MW-1: 301 | 301 | Full Capacity |  | NAPA | CA | PGAE | Vaca-Bahia 230kV line | 2016-10-01 07:00 | 2016-10-01 07:00 | NA | None | None | NA
HELM 1 | 869 | 2011-11-15 | 2011-11-15 08:00 | WITHDRAWN | 2014-10-27 07:00 | C05 | Generating Facility Type-1: Photovoltaic; Generating Facility Fuel-1: Solar; MWs MW-1: 23 | 23 | Full Capacity |  | FRESNO | CA | PGAE | Helm Substation 70kV Bus | 2015-12-01 08:00 | 2015-12-01 08:00 | NA | Complete | Complete | NA
HYDROGEN ENERGY CALIFORNIA ( HECA ) PROJECT | 870 | 2011-11-10 | 2011-11-15 08:00 | WITHDRAWN | 2013-05-02 07:00 | C05 | Generating Facility Type-1: Combined Cycle; Generating Facility Fuel-1: Other; MWs MW-1: 340 | 300 | Full Capacity |  | KERN | CA | PGAE | Midway-Wheeler Ridge 230 kV | 2017-09-01 07:00 | 2017-09-01 07:00 | NA | Complete | None | NA
MESA VERDE SOLAR | 871 | 2011-11-15 | 2011-11-15 08:00 | WITHDRAWN | 2013-05-06 07:00 | C05 | Generating Facility Type-1: Photovoltaic; Generating Facility Fuel-1: Solar; MWs MW-1: 80 | 80 | Full Capacity |  | RIVERSIDE | CA | SCE | Colorado River Substation 230kV | 2014-03-01 08:00 | 2015-10-31 07:00 | NA | Complete | None | NA
BELRIDGE SOLAR ENERGY PROJECT | 872 | 2011-11-15 | 2011-11-15 08:00 | WITHDRAWN | 2012-07-30 07:00 | C05 | Generating Facility Type-1: Photovoltaic; Generating Facility Fuel-1: Solar; MWs MW-1: 75 | 75 | Full Capacity |  | KERN | CA | PGAE | Carneras-Taft 70 kV Line | 2014-12-15 08:00 | 2014-12-15 08:00 | NA | None | None | NA
SUN VALLEY ENERGY CENTER-1 | 873 | 2011-11-09 | 2011-11-15 08:00 | WITHDRAWN | 2013-03-15 07:00 | C05 | Generating Facility Type-1: Photovoltaic; Generating Facility Fuel-1: Solar; MWs MW-1: 200 | 200 | Full Capacity |  | MARICOPA | AZ | SCE | Palo Verde-Devers #1 500kV line | 2015-09-30 07:00 | 2016-12-01 08:00 | NA | Complete | None | NA
BLYTHE MESA SOLAR II | 874 | 2011-11-15 | 2011-11-15 08:00 | WITHDRAWN | 2012-02-23 22:40 | C05 | Generating Facility Type-1: Photovoltaic; Generating Facility Fuel-1: Solar; MWs MW-1: 500 | 500 | Full Capacity |  | RIVERSIDE | CA | SCE | Colorado River Substation 230kV | 2015-10-30 07:00 | 2015-10-30 07:00 | NA | None | None | NA
SILVERLEAF SOLAR II | 875 | 2011-11-09 | 2011-11-15 08:00 | WITHDRAWN | 2012-08-02 07:00 | C05 | Generating Facility Type-1: Photovoltaic; Generating Facility Fuel-1: Solar; MWs MW-1: 60 | 60 | Full Capacity |  | IMPERIAL | CA | SDGE | Imperial Valley Substation 230kV | 2014-12-31 08:00 | 2014-12-31 08:00 | NA | None | None | NA
ZANNON SOLAR | 876 | 2011-12-06 | 2011-11-21 08:00 | WITHDRAWN | 2012-09-19 07:00 | FT | Generating Facility Type-1: Photovoltaic; Generating Facility Fuel-1: Solar; MWs MW-1: 5 | 5 | Energy Only |  | SANTA BARBARA | CA | PGAE | Cuyama Substation | 2013-10-13 07:00 | 2013-10-13 07:00 | None | NA | NA | NA
HORSE LAKE | 878 | 2012-03-27 | 2012-04-02 07:00 | WITHDRAWN | 2013-03-07 08:00 | C05 | Generating Facility Type-1: Wind Turbine; Generating Facility Fuel-1: Wind Turbine; MWs MW-1: 51 | 51 | Full Capacity |  | LASSEN | CA | PGAE | Westwood Substation 60kV | 2013-12-31 08:00 | 2013-12-31 08:00 | NA | None | None | NA
LASSEN LODGE HYDROELECTRIC PROJECT EXPANSION | 879 | 2012-03-28 | 2012-04-02 07:00 | WITHDRAWN | 2013-05-15 07:00 | C05 | Generating Facility Type-1: Hydro; Generating Facility Fuel-1: Water; MWs MW-1: 1.35 | 1.35 | Energy Only |  | TEHAMA | CA | PGAE | Volta/South 60 kV | 2013-12-15 08:00 | 2013-12-15 08:00 | NA | None | None | NA
COPPER RAYS SOLAR | 880 | 2012-03-23 | 2012-04-02 07:00 | WITHDRAWN | 2012-07-31 07:00 | C05 | Generating Facility Type-1: Photovoltaic; Generating Facility Fuel-1: Solar; MWs MW-1: 180 | 180 | Full Capacity |  | NYE | NV | VEA | Gamebird Substation 138kV | 2013-01-01 08:00 | 2013-01-01 08:00 | NA | None | None | NA |  | None
BLYTHE MESA SOLAR II - C5 | 881 | 2012-03-28 | 2012-04-02 07:00 | WITHDRAWN | 2012-07-25 20:57 | C05 | Generating Facility Type-1: Photovoltaic; Generating Facility Fuel-1: Solar; MWs MW-1: 500 | 500 | Full Capacity |  | RIVERSIDE | CA | SCE | Colorado River Substation 230kV | 2015-10-30 07:00 | 2015-10-30 07:00 | NA | None | None | NA
GREAT VALLEY SOLAR 2 | 882 | 2012-03-23 | 2012-04-02 07:00 | WITHDRAWN | 2012-07-25 07:00 | C05 | Generating Facility Type-1: Photovoltaic; Generating Facility Fuel-1: Solar; MWs MW-1: 120 | 120 | Full Capacity |  | TULARE | CA | PGAE | Olive Substation 115 kV | 2015-12-31 08:00 | 2015-12-31 08:00 | NA | None | None | NA
RIPON LM6000 REPOWER | 883 | 2012-03-28 | 2012-04-02 07:00 | WITHDRAWN | 2012-06-22 07:00 | C05 | Generating Facility Type-1: Combined Cycle; Generating Facility Fuel-1: Natural Gas; MWs MW-1: 11 | 11 | Full Capacity |  | SAN JOAQUIN | CA | PGAE | Tesla - Stockton Co-Gen Jct 115 kV Line | 2018-09-01 07:00 | 2018-09-01 07:00 | NA | None | None | NA
SANDY VALLEY SOLAR PROJECT | 884 | 2012-03-29 | 2012-04-02 07:00 | WITHDRAWN | 2012-06-26 07:00 | C05 | Generating Facility Type-1: Photovoltaic; Generating Facility Fuel-1: Solar; MWs MW-1: 250 | 250 | Full Capacity |  | NYE | NV | VEA | Crazy Eyes Subsation 230kV | 2018-12-31 08:00 | 2018-12-31 08:00 | NA | None | None | NA |  | None
TRACY DESALINATION AND GREEN ENERGY PROJECT | 886 | 2012-03-30 | 2012-04-02 07:00 | WITHDRAWN | 2012-07-30 07:00 | C05 | Generating Facility Type-1: Steam Turbine; Generating Facility Fuel-1: Biofuel; MWs MW-1: 15 | 15 | Full Capacity |  | SAN JOAQUIN | CA | PGAE | Tracy-Tesla 115kV line | 2014-08-31 07:00 | 2014-08-31 07:00 | NA | None | None | NA
BOULDER SOLAR POWER | 887 | 2012-03-23 | 2012-04-02 07:00 | WITHDRAWN | 2013-05-06 07:00 | C05 | Generating Facility Type-1: Photovoltaic; Generating Facility Fuel-1: Solar; MWs MW-1: 300 | 300 | Full Capacity |  | CLARK | NV | SCE | Eldorado Substation 220kV Bus | 2015-01-01 08:00 | 2016-11-01 07:00 | NA | Complete | None | NA |  | None
LUCERNE VALLEY 100 MW PV PLANT | 888 | 2012-03-31 | 2012-04-02 07:00 | WITHDRAWN | 2013-03-13 07:00 | C05 | Generating Facility Type-1: Photovoltaic; Generating Facility Fuel-1: Solar; MWs MW-1: 100 | 100 | Full Capacity |  | SAN BERNARDINO | CA | SCE | Jasper 220 kV | 2015-10-15 07:00 | 2015-10-15 07:00 | NA | Complete | None | NA
SANDY VALLEY PHASE II SEGS | 889 | 2012-03-31 | 2012-04-02 07:00 | WITHDRAWN | 2012-06-19 07:00 | C05 | Generating Facility Type-1: Steam Turbine; Generating Facility Fuel-1: Natural Gas; MWs MW-1: 540 | 540 | Full Capacity |  | CLARK | NV | SCE | Eldorado Substation 220 kV Bus | 2016-06-30 07:00 | 2016-06-30 07:00 | NA | None | None | NA
BACKUS SOLAR ENERGY | 890 | 2012-03-31 | 2012-04-02 07:00 | WITHDRAWN | 2013-03-29 07:00 | C05 | Generating Facility Type-1: Photovoltaic; Generating Facility Fuel-1: Solar; MWs MW-1: 50 | 50 | Full Capacity |  | KERN | CA | SCE | Cal Cement-Rosamond 69kV line | 2014-03-01 08:00 | 2018-08-31 07:00 | NA | Complete | None | NA
TOWNSITE SOLAR PROJECT | 891 | 2012-03-30 | 2012-04-02 07:00 | WITHDRAWN | 2013-05-01 07:00 | C05 | Generating Facility Type-1: Photovoltaic; Generating Facility Fuel-1: Solar; MWs MW-1: 180 | 180 | Full Capacity |  | CLARK | NV | SCE | Eldorado Substation 230 kV bus | 2014-06-01 07:00 | 2016-07-01 07:00 | NA | Complete | None | NA
SIBERIA PHASE III SEGS | 892 | 2012-03-31 | 2012-04-02 07:00 | WITHDRAWN | 2013-05-01 07:00 | C05 | Generating Facility Type-1: Solar Thermal; Generating Facility Fuel-1: Solar; MWs MW-1: 140 | 140 | Full Capacity |  | SAN BERNARDINO | CA | SCE | Pisgah Substation 220kV bus | 2015-12-31 08:00 | 2015-12-31 08:00 | NA | Complete | None | NA
HUNTINGTON BEACH | 893 | 2012-04-02 | 2012-04-02 07:00 | WITHDRAWN | 2017-08-31 07:00 | C05 | Generating Facility Type-1: Combined Cycle; Generating Facility Fuel-1: Natural Gas; MWs MW-1: 938.612 | 938.61 | Energy Only |  | ORANGE | CA | SCE | Huntington Beach Switching Station 230kV | 2020-06-01 07:00 | 2020-06-01 07:00 | NA | Complete | Complete | NA | Executed | IC Request
PROSPECT ENERGY CENTER | 894 | 2012-04-02 | 2012-04-02 07:00 | WITHDRAWN | 2013-02-27 08:00 | C05 | Generating Facility Type-1: Combustion Turbine; Generating Facility Fuel-1: Natural Gas; MWs MW-1: 310 | 310 | Full Capacity |  | YUBA | CA | PGAE | Table Mountain-Rio Oso 230kV circuit | 2017-04-01 07:00 | 2017-04-01 07:00 | NA | None | None | NA
TIERRA DEL SOL II | 895 | 2012-04-02 | 2012-04-02 07:00 | WITHDRAWN | 2015-02-19 08:00 | C05 | Generating Facility Type-1: Photovoltaic; Generating Facility Fuel-1: Solar; MWs MW-1: 15 | 15 | Full Capacity |  | SAN DIEGO | CA | SDGE | Boulevard East Substation 138kV | 2014-12-31 08:00 | 2014-12-31 08:00 | NA | Complete | Complete | NA
LOS ROBLES | 896 | 2012-04-02 | 2012-04-02 07:00 | WITHDRAWN | 2013-03-25 07:00 | C05 | Generating Facility Type-1: Photovoltaic; Generating Facility Fuel-1: Solar; MWs MW-1: 100 | 100 | Full Capacity |  | SAN DIEGO | CA | SDGE | Boulevard East Substation 138kV | 2015-09-01 07:00 | 2015-09-01 07:00 | NA | Complete | None | NA
KPP - 45 | 898 | 2012-04-02 | 2012-04-02 07:00 | WITHDRAWN | 2013-04-08 07:00 | C05 | Generating Facility Type-1: Combustion Turbine; Generating Facility Fuel-1: Natural Gas; MWs MW-1: 45 | 45 | Full Capacity |  | KERN | CA | PGAE | Famoso Substation 115kV bus | 2014-01-01 08:00 | 2019-09-30 07:00 | NA | Complete | None | NA
DUNNIGAN HILLS | 899 | 2012-04-02 | 2012-04-02 07:00 | WITHDRAWN | 2013-05-15 07:00 | C05 | Generating Facility Type-1: Wind Turbine; Generating Facility Fuel-1: Wind Turbine; MWs MW-1: 100 | 100 | Full Capacity |  | YOLO | CA | PGAE | Ckt I & 2 Delevan-Vaca and Cortina-Vaca 230 kV lines | 2015-08-31 07:00 | 2013-11-30 08:00 | NA | None | None | NA
QUARTZ 2 SOLAR | 902 | 2012-04-02 | 2012-04-02 07:00 | WITHDRAWN | 2013-05-06 07:00 | C05 | Generating Facility Type-1: Photovoltaic; Generating Facility Fuel-1: Solar; MWs MW-1: 150 | 150 | Full Capacity |  | RIVERSIDE | CA | SCE | Colorado River sub, 230 kV bus | 2016-12-31 08:00 | 2016-12-31 08:00 | NA | Complete | None | NA
DESERT BUTTE SOLAR FARM | 903 | 2012-04-02 | 2012-04-02 07:00 | WITHDRAWN | 2013-05-06 07:00 | C05 | Generating Facility Type-1: Photovoltaic; Generating Facility Fuel-1: Solar; MWs MW-1: 387 | 387 | Full Capacity |  | LOS ANGELES | CA | SCE | Lugo-Vincent 500 kV line | 2016-12-20 08:00 | 2016-12-20 08:00 | NA | Complete | None | NA
MULE MOUNTAIN - C5 | 904 | 2012-04-02 | 2012-04-02 07:00 | WITHDRAWN | 2013-02-28 08:00 | C05 | Generating Facility Type-1: Photovoltaic; Generating Facility Fuel-1: Solar; MWs MW-1: 150 | 150 | Full Capacity |  | RIVERSIDE | CA | SCE | Colorado River Substation 230kV | 2016-07-01 07:00 | 2016-07-01 07:00 | NA | None | None | NA
BELRIDGE SOLAR ENERGY 2 PROJECT | 905 | 2012-04-02 | 2012-04-02 07:00 | WITHDRAWN | 2012-07-30 07:00 | C05 | Generating Facility Type-1: Photovoltaic; Generating Facility Fuel-1: Solar; MWs MW-1: 80 | 80 | Full Capacity |  | KERN | CA | PGAE | Temblor-Kernridge 115kV line | 2016-06-30 07:00 | 2016-06-30 07:00 | NA | None | None | NA
LUCERNE SOLAR ENERGY - C5 | 906 | 2012-04-02 | 2012-04-02 07:00 | WITHDRAWN | 2012-08-03 07:00 | C05 | Generating Facility Type-1: Photovoltaic; Generating Facility Fuel-1: Solar; MWs MW-1: 100 | 100 | Full Capacity |  | SAN BERNARDINO | CA | SCE | Jasper Substation 230kV | 2015-05-01 07:00 | 2015-05-01 07:00 | NA | None | None | NA
NEWHALL SOLAR ENERGY PROJECT | 907 | 2012-04-02 | 2012-04-02 07:00 | WITHDRAWN | 2012-07-30 07:00 | C05 | Generating Facility Type-1: Photovoltaic; Generating Facility Fuel-1: Solar; MWs MW-1: 80 | 80 | Full Capacity |  | FRESNO | CA | PGAE | Newhall Substation 115 kV bus | 2013-10-22 07:00 | 2013-10-22 07:00 | NA | None | None | NA
PAHRUMP VALLEY SOLAR (FKA LATHROP WELLS 240MW) | 908 | 2012-04-02 | 2012-04-02 07:00 | WITHDRAWN | 2015-03-12 07:00 | C05 | Photovoltaic | Steam Turbine |  | Solar | Solar |  | 50 | 160 |  | 210 | Full Capacity |  | NYE | NV | VEA | Crazy Eyes Tap 230kV | 2017-06-01 07:00 | 2019-02-28 08:00 | NA | Complete | Complete | NA |  | None
HONEY LAKE GEOTHERMAL PROJECT | 910 | 2012-04-02 | 2012-04-02 07:00 | WITHDRAWN | 2013-05-15 07:00 | C05 | Generating Facility Type-1: Steam Turbine; Generating Facility Fuel-1: Geothermal; MWs MW-1: 20 | 20 | Full Capacity |  | LASSEN | CA | PGAE | Honey Lake Substation 60 kV | 2015-01-01 08:00 | 2016-06-01 07:00 | NA | None | None | NA
SANBORN SOLAR | 912 | 2012-04-02 | 2012-04-02 07:00 | WITHDRAWN | 2012-06-20 14:54 | C05 | Generating Facility Type-1: Photovoltaic; Generating Facility Fuel-1: Solar; MWs MW-1: 150 | 150 | Full Capacity |  | KERN | CA | SCE | Windhub Substation 220kV | 2015-01-01 08:00 | 2015-01-01 08:00 | NA | None | None | NA
QUARTZ 1 SOLAR | 913 | 2012-04-02 | 2012-04-02 07:00 | WITHDRAWN | 2013-05-06 07:00 | C05 | Generating Facility Type-1: Photovoltaic; Generating Facility Fuel-1: Solar; MWs MW-1: 150 | 150 | Full Capacity |  | RIVERSIDE | CA | SCE | Colorado River Substation 230 kV bus | 2016-12-31 08:00 | 2016-12-31 08:00 | NA | Complete | None | NA
VEA BLACKROCK | 914 | 2012-04-02 | 2012-04-02 07:00 | WITHDRAWN | 2013-05-06 07:00 | C05 | Generating Facility Type-1: Photovoltaic; Generating Facility Fuel-1: Solar; MWs MW-1: 20 | 20 | Full Capacity |  | NYE | NV | VEA | Vista Substation 138kV | 2014-12-01 08:00 | 2016-03-31 07:00 | NA | Complete | None | NA |  | None
VEA HOMESTEAD | 915 | 2012-04-02 | 2012-04-02 07:00 | WITHDRAWN | 2012-06-20 07:00 | C05 | Generating Facility Type-1: Photovoltaic; Generating Facility Fuel-1: Solar; MWs MW-1: 20 | 20 | Full Capacity |  | NYE | NV | VEA | Thousandaire Substation 138kV | 2014-12-01 08:00 | 2014-12-01 08:00 | NA | None | None | NA
STRATFORD SOLAR - C5 | 916 | 2012-03-30 | 2012-04-02 07:00 | WITHDRAWN | 2013-05-15 07:00 | C05 | Generating Facility Type-1: Photovoltaic; Generating Facility Fuel-1: Solar; MWs MW-1: 20 | 20 | Full Capacity |  | KINGS | CA | PGAE | Henrietta-GWF 115 kV Line | 2014-12-01 08:00 | 2014-12-01 08:00 | NA | Complete | None | NA
LEMOORE SOLAR - C5 | 917 | 2012-03-30 | 2012-04-02 07:00 | WITHDRAWN | 2013-05-15 07:00 | C05 | Generating Facility Type-1: Photovoltaic; Generating Facility Fuel-1: Solar; MWs MW-1: 20 | 20 | Full Capacity |  | KINGS | CA | PGAE | Henrietta-GWF 115 kV Line; | 2014-12-01 08:00 | 2014-12-01 08:00 | NA | Complete | None | NA
FIREBAUGH SOLAR - C5 | 918 | 2012-03-30 | 2012-04-02 07:00 | WITHDRAWN | 2012-08-06 07:00 | C05 | Generating Facility Type-1: Photovoltaic; Generating Facility Fuel-1: Solar; MWs MW-1: 200 | 200 | Full Capacity |  | FRESNO | CA | PGAE | Mendota Dairyland 115kV | 2015-12-31 08:00 | 2015-12-31 08:00 | NA | None | None | NA
YUHA BASIN SOLAR | 919 | 2012-04-02 | 2012-04-02 07:00 | WITHDRAWN | 2013-03-04 08:00 | C05 | Generating Facility Type-1: Photovoltaic; Generating Facility Fuel-1: Solar; MWs MW-1: 75 | 75 | Full Capacity |  | IMPERIAL | CA | SDGE | Imperial Valley Substation 230kV | 2015-01-01 08:00 | 2015-01-01 08:00 | NA | None | None | NA
YERMO SOLAR | 920 | 2012-04-02 | 2012-04-02 07:00 | WITHDRAWN | 2012-06-20 14:46 | C05 | Generating Facility Type-1: Photovoltaic; Generating Facility Fuel-1: Solar; MWs MW-1: 75 | 75 | Full Capacity |  | KERN | CA | SCE | Coolwater-DunnSiding-Baker Substation 115kV | 2015-01-01 08:00 | 2015-01-01 08:00 | NA | None | None | NA
SPS AS 40MW PV GENERATION FACILITY | 921 | 2012-04-02 | 2012-04-02 07:00 | WITHDRAWN | 2013-05-15 07:00 | C05 | Generating Facility Type-1: Photovoltaic; Generating Facility Fuel-1: Solar; MWs MW-1: 40 | 40 | Full Capacity |  | TULARE | CA | PGAE | Alpaugh-Smyrna 115kV Line | 2016-12-01 08:00 | 2016-12-01 08:00 | NA | Complete | None | NA
HIGHWIND POWER PROJECT | 922 | 2012-04-02 | 2012-04-02 07:00 | WITHDRAWN | 2014-10-13 07:00 | C05 | Generating Facility Type-1: Combustion Turbine; Generating Facility Fuel-1: Natural Gas; MWs MW-1: 291 | 291 | Full Capacity |  | KERN | CA | SCE | Highwind Substation 230kV | 2016-01-01 08:00 | 2017-01-01 08:00 | NA | Complete | Complete | NA
VISTA POWER PROJECT | 923 | 2012-04-02 | 2012-04-02 07:00 | WITHDRAWN | 2013-04-17 07:00 | C05 | Generating Facility Type-1: Combined Cycle; Generating Facility Fuel-1: Natural Gas; MWs MW-1: 402 | 402 | Full Capacity |  | SAN BERNARDINO | CA | SCE | Vista Substation 230kV | 2017-01-01 08:00 | 2018-01-01 08:00 | NA | Complete | None | NA
RED MOUNTAIN WIND ENERGY CENTER - C5 | 924 | 2012-04-02 | 2012-04-02 07:00 | WITHDRAWN | 2012-08-06 07:00 | C05 | Generating Facility Type-1: Wind Turbine; Generating Facility Fuel-1: Wind Turbine; MWs MW-1: 150 | 150 | Full Capacity |  | MERCED | CA | PGAE | Los Banos-Westly 230 kV Line | 2015-12-01 08:00 | 2015-12-01 08:00 | NA | None | None | NA
TEHACHAPI SPINDLE | 925 | 2012-04-02 | 2012-04-02 07:00 | WITHDRAWN | 2013-05-10 07:00 | C05 | Generating Facility Type-1: Storage; Generating Facility Fuel-1: Flywheel; MWs MW-1: 20 | 20 | Full Capacity |  | KERN | CA | SCE | Windhub Substation 230kV bus | 2014-09-30 07:00 | 2014-09-30 07:00 | NA | Complete | None | NA
GOLDEN HILLS POWER | 926 | 2012-04-02 | 2012-04-02 07:00 | WITHDRAWN | 2014-03-20 07:00 | C05 | Generating Facility Type-1: Combined Cycle; Generating Facility Fuel-1: Natural Gas; MWs MW-1: 550 | 550 | Full Capacity |  | KERN | CA | SCE | Windhub Substation 230 kV | 2015-03-15 07:00 | 2018-08-06 07:00 | NA | Complete | Complete | NA
TEHACHAPI VALLEY SOLAR I | 927 | 2012-04-02 | 2012-04-02 07:00 | WITHDRAWN | 2015-06-15 07:00 | C05 | Generating Facility Type-1: Photovoltaic; Generating Facility Fuel-1: Solar; MWs MW-1: 45 | 45 | Full Capacity |  | KERN | CA | SCE | Highwind Substation 230kV bus | 2015-01-15 08:00 | 2016-12-01 08:00 | NA | Complete | Complete | NA
DELTA SOLANO WIND | 928 | 2012-04-02 | 2012-04-02 07:00 | WITHDRAWN | 2014-10-31 07:00 | C05 | Generating Facility Type-1: Wind Turbine; Generating Facility Fuel-1: Wind Turbine; MWs MW-1: 175 | 175 | Full Capacity |  | SOLANO | CA | PGAE | CPN Creed/ Goose Haven Subs - Lambie Switching Station 230 kV | 2015-12-31 08:00 | 2015-12-31 08:00 | NA | Complete | Complete | NA
ENN MOJAVE POWER 1 | 929 | 2012-04-02 | 2012-04-02 07:00 | WITHDRAWN | 2013-05-02 07:00 | C05 | Combustion Turbine | Photovoltaic |  | Natural Gas | Solar |  | 50 | 200 |  | 250 | Full Capacity |  | CLARK | NV | SCE | Mohave-Lugo 500kV line | 2015-12-01 08:00 | 2016-12-31 08:00 | NA | Complete | None | NA
ENN MOJAVE POWER 2 | 930 | 2012-04-02 | 2012-04-02 07:00 | WITHDRAWN | 2013-05-02 07:00 | C05 | Combustion Turbine | Photovoltaic |  | Natural Gas | Solar |  | 50 | 200 |  | 250 | Full Capacity |  | CLARK | NV | SCE | Mohave-Lugo 500kV line | 2015-12-01 08:00 | 2016-12-31 08:00 | NA | Complete | None | NA
ENN MOJAVE POWER 3 | 931 | 2012-04-02 | 2012-04-02 07:00 | WITHDRAWN | 2013-05-02 07:00 | C05 | Photovoltaic | Combustion Turbine |  | Solar | Natural Gas |  | 150 | 150 |  | 300 | Full Capacity |  | CLARK | NV | SCE | Mohave-Eldorado 500kV line | 2015-12-01 08:00 | 2016-12-31 08:00 | NA | Complete | None | NA
ENN MOJAVE POWER 4 | 932 | 2012-04-02 | 2012-04-02 07:00 | WITHDRAWN | 2013-05-02 07:00 | C05 | Combustion Turbine | Photovoltaic |  | Natural Gas | Solar |  | 100 | 200 |  | 300 | Full Capacity |  | CLARK | NV | SCE | Mohave-Eldorado 500kV line | 2015-12-01 08:00 | 2016-12-31 08:00 | NA | Complete | None | NA
WELLHEAD POWER MIDFRUIT CHP | 933 | 2012-04-02 | 2012-04-02 07:00 | WITHDRAWN | 2013-05-15 07:00 | C05 | Generating Facility Type-1: Other; Generating Facility Fuel-1: Natural Gas; MWs MW-1: 49 | 49 | Full Capacity |  | KERN | CA | PGAE | Rio Bravo Tomato Substation 115 kV Bus | 2014-04-01 07:00 | 2014-04-01 07:00 | NA | Complete | None | NA
WELLHEAD POWER NELLA CHP | 934 | 2012-04-02 | 2012-04-02 07:00 | WITHDRAWN | 2013-05-15 07:00 | C05 | Generating Facility Type-1: Other; Generating Facility Fuel-1: Natural Gas; MWs MW-1: 49 | 49 | Full Capacity |  | MERCED | CA | PGAE | Santa Nella-Canal 70kV line | 2014-04-01 07:00 | 2014-04-01 07:00 | NA | Complete | None | NA
WELLHEAD POWER WOODLAND CHP | 935 | 2012-04-02 | 2012-04-02 07:00 | WITHDRAWN | 2012-08-06 07:00 | C05 | Generating Facility Type-1: Other; Generating Facility Fuel-1: Natural Gas; MWs MW-1: 49 | 49 | Full Capacity |  | YOLO | CA | PGAE | Woodland-Davis 115kV line | 2014-04-01 07:00 | 2014-04-01 07:00 | NA | None | None | NA
COALINGA SOLAR CENTER | 936 | 2012-04-02 | 2012-04-02 07:00 | WITHDRAWN | 2012-08-06 07:00 | C05 | Generating Facility Type-1: Photovoltaic; Generating Facility Fuel-1: Solar; MWs MW-1: 20 | 20 | Full Capacity |  | FRESNO | CA | PGAE | Coalinga 1-Coalinga 2 70kV line | 2015-05-01 07:00 | 2015-05-01 07:00 | NA | None | None | NA
WELLHEAD POWER LEMIETTA CHP | 937 | 2012-04-02 | 2012-04-02 07:00 | WITHDRAWN | 2013-05-15 07:00 | C05 | Generating Facility Type-1: Other; Generating Facility Fuel-1: Natural Gas; MWs MW-1: 49 | 49 | Full Capacity |  | KINGS | CA | PGAE | Lemoore-Henrietta 115kV line | 2014-04-01 07:00 | 2014-04-01 07:00 | NA | Complete | None | NA
TENASKA MOUNTAIN BASIN | 938 | 2012-04-02 | 2012-04-02 07:00 | WITHDRAWN | 2012-06-15 07:00 | C05 | Generating Facility Type-1: Reciprocating Engine; Generating Facility Fuel-1: Natural Gas; MWs MW-1: 300 | 300 | Full Capacity |  | KERN | CA | SCE | Windhub 230 kV bus | 2016-06-01 07:00 | 2016-06-01 07:00 | NA | None | None | NA
ALAMITOS ENERGY CENTER | 939 | 2012-03-13 | 2012-04-02 07:00 | WITHDRAWN | 2012-08-01 07:00 | C05 | Generating Facility Type-1: Combined Cycle; Generating Facility Fuel-1: Natural Gas; MWs MW-1: 1902.867 | 1902.86 | Full Capacity |  | LOS ANGELES | CA | SCE | Alamitos Switching Station 230kV | 2025-11-01 07:00 | 2025-11-01 07:00 | NA | None | None | NA
PALMAS C5 | 940 | 2012-04-02 | 2012-04-02 07:00 | WITHDRAWN | 2012-06-15 16:13 | C05 | Generating Facility Type-1: Photovoltaic; Generating Facility Fuel-1: Solar; MWs MW-1: 238 | 238 | Full Capacity |  | HYDER | AZ | SDGE | Hassayampa-North Gila 500kV Line | 2014-07-01 07:00 | 2014-07-01 07:00 | NA | None | None | NA
REDONDO BEACH ENERGY PROJECT | 941 | 2012-03-13 | 2012-04-02 07:00 | WITHDRAWN | 2013-11-21 08:00 | C05 | Generating Facility Type-1: Combustion Turbine; Generating Facility Fuel-1: Natural Gas; MWs MW-1: 475.717 | 475.71 | Full Capacity |  | LOS ANGELES | CA | SCE | Redondo Beach Switching Station 230kV | 2019-01-01 08:00 | 2019-01-01 08:00 | NA | Complete | None | NA
MIRAGE SOLAR | 942 | 2012-03-29 | 2012-04-02 07:00 | WITHDRAWN | 2013-03-18 07:00 | C05 | Generating Facility Type-1: Photovoltaic; Generating Facility Fuel-1: Solar; MWs MW-1: 250 | 250 | Full Capacity |  | KERN | CA | SCE | Kramer Substation 220kV bus | 2016-04-30 07:00 | 2016-04-30 07:00 | NA | Complete | None | NA
LERDO SOLAR | 943 | 2013-04-15 | 2013-04-30 07:00 | WITHDRAWN | 2014-03-04 08:00 | C06 | Generating Facility Type-1: Photovoltaic; Generating Facility Fuel-1: Solar; MWs MW-1: 50 | 50 | Full Capacity |  | KERN | CA | PGAE | Lerdo 115 kV Substation | 2015-12-01 08:00 | 2015-12-01 08:00 | NA | Complete | None | NA
VALLEY CENTER SOLAR | 944 | 2013-04-15 | 2013-04-30 07:00 | WITHDRAWN | 2015-02-26 08:00 | C06 | Generating Facility Type-1: Photovoltaic; Generating Facility Fuel-1: Solar; MWs MW-1: 20 | 20 | Full Capacity |  | SAN DIEGO | CA | SDGE | Valley Center 69kv Sub | 2015-08-01 07:00 | 2015-07-01 07:00 | NA | Complete | None | NA
GV SOLAR 3 | 947 | 2013-04-24 | 2013-04-30 07:00 | WITHDRAWN | 2014-03-06 08:00 | C06 | Generating Facility Type-1: Photovoltaic; Generating Facility Fuel-1: Solar; MWs MW-1: 120 | 120 | Full Capacity |  | TULARE | CA | PGAE | Olive Substation 115 kV | 2017-12-01 08:00 | 2017-12-01 08:00 | NA | None | None | NA
BORDER SOLAR | 948 | 2013-04-29 | 2013-04-30 07:00 | WITHDRAWN | 2014-03-07 08:00 | C06 | Generating Facility Type-1: Photovoltaic; Generating Facility Fuel-1: Solar; MWs MW-1: 20 | 20 | Full Capacity |  | SAN DIEGO | CA | SDGE | Border 69 KV Substation | 2015-08-01 07:00 | 2015-08-01 07:00 | NA | None | None | NA
FELIPE SOLAR | 949 | 2013-04-29 | 2013-04-30 07:00 | WITHDRAWN | 2013-07-16 07:00 | C06 | Generating Facility Type-1: Photovoltaic; Generating Facility Fuel-1: Solar; MWs MW-1: 20 | 20 | Full Capacity |  | SAN DIEGO | CA | SDGE | Warners 69kV line | 2015-08-01 07:00 | 2015-08-01 07:00 | NA | None | None | NA
KRAMER SOLAR | 950 | 2013-04-29 | 2013-04-30 07:00 | WITHDRAWN | 2014-03-06 08:00 | C06 | Generating Facility Type-1: Photovoltaic; Generating Facility Fuel-1: Solar; MWs MW-1: 200 | 200 | Full Capacity |  | SAN BERNARDINO | CA | SCE | Kramer Substation 230kV | 2016-10-01 07:00 | 2016-10-01 07:00 | NA | Complete | None | NA
LIVERMORE SOLAR | 951 | 2013-04-29 | 2013-04-30 07:00 | WITHDRAWN | 2014-03-04 08:00 | C06 | Generating Facility Type-1: Photovoltaic; Generating Facility Fuel-1: Solar; MWs MW-1: 20 | 20 | Full Capacity |  | ALAMEDA | CA | PGAE | Vasco 60kV Substation | 2015-08-01 07:00 | 2015-08-01 07:00 | NA | None | None | NA
ALGONQUIN POWER SANGER 2 | 955 | 2013-04-30 | 2013-04-30 07:00 | WITHDRAWN | 2020-04-01 07:00 | C06 | Combined Cycle | Combined Cycle |  | Natural Gas | Natural Gas |  | 60 | 48.3 |  | 48.3 | Full Capacity | Off-Peak Deliverability |  |  | PGAE | Sanger Co-gen 115/13.8kV Sub | 2014-05-01 07:00 | 2020-11-01 07:00 | NA | Complete | Complete | NA | Executed | IC Request
BENICIA WIND | 956 | 2013-04-30 | 2013-04-30 07:00 | WITHDRAWN | 2014-02-25 08:00 | C06 | Generating Facility Type-1: Wind Turbine; Generating Facility Fuel-1: Wind Turbine; MWs MW-1: 65 | 65 | Full Capacity |  | SOLANO | CA | PGAE | VACA-VACAVILLE-JAMESON-NORTH TOWER 115KV | 2016-12-31 08:00 | 2016-12-31 08:00 | NA | None | None | NA
CALPEAK BORDER OM 2 | 957 | 2013-04-30 | 2013-04-30 07:00 | WITHDRAWN | 2014-03-20 07:00 | C06 | Generating Facility Type-1: Reciprocating Engine; Generating Facility Fuel-1: Natural Gas; MWs MW-1: 205 | 205 | Full Capacity |  | SAN DIEGO | CA | SDGE | Otay Mesa Substation 230kV | 2017-06-01 07:00 | 2017-06-01 07:00 | NA | Complete | None | NA
EL CAJON ENERGY CENTER 2 | 958 | 2013-04-30 | 2013-04-30 07:00 | WITHDRAWN | 2013-07-01 07:00 | C06 | Generating Facility Type-1: Combustion Turbine; Generating Facility Fuel-1: Natural Gas; MWs MW-1: 49.9 | 49.9 | Full Capacity |  | SAN DIEGO | CA | SDGE | 69kV bus of the El Cajon Sub | 2015-01-03 08:00 | 2015-01-03 08:00 | NA | None | None | NA
FOX SOLAR | 959 | 2013-04-30 | 2013-04-30 07:00 | WITHDRAWN | 2014-03-12 07:00 | C06 | Generating Facility Type-1: Photovoltaic; Generating Facility Fuel-1: Solar; MWs MW-1: 30 | 30 | Full Capacity |  | SAN DIEGO | CA | SDGE | Crestwood-Boulevard East 69kV line | 2016-12-31 08:00 | 2016-12-31 08:00 | NA | Complete | None | NA
HUNTINGTON BEACH 2 | 960 | 2013-04-30 | 2013-04-30 07:00 | WITHDRAWN | 2015-09-03 07:00 | C06 | Generating Facility Type-1: Combined Cycle; Generating Facility Fuel-1: Natural Gas; MWs MW-1: 59.328 | 59.32 | Full Capacity |  | ORANGE | CA | SCE | Huntington Beach Switching Station 230kV | 2020-06-01 07:00 | 2023-01-30 08:00 | NA | Complete | None | NA
LAGUNA SALADA PV POWER PLANT | 961 | 2013-04-30 | 2013-04-30 07:00 | WITHDRAWN | 2019-08-01 07:00 | C06 | Generating Facility Type-1: Photovoltaic; Generating Facility Fuel-1: Solar; MWs MW-1: 200.62 | 200.62 | Full Capacity |  | BAJA CALIFORNIA | MX | SDGE | Imperial Valley Substation 230kV | 2015-11-01 07:00 | 2020-04-03 07:00 | NA | Complete | Complete | NA | Executed | IC Request
LAKE CLEMENTINE HYDROELECTRIC | 962 | 2013-04-30 | 2013-04-30 07:00 | WITHDRAWN | 2014-04-25 07:00 | C06 | Generating Facility Type-1: Hydro; Generating Facility Fuel-1: Water; MWs MW-1: 15.5 | 15.5 | Full Capacity |  | PLACER | CA | PGAE | Halsey Substation 60Kv | 2017-01-15 08:00 | 2017-01-15 08:00 | NA | Complete | None | NA
LOST HILLS COGEN | 964 | 2013-04-30 | 2013-04-30 07:00 | WITHDRAWN | 2014-04-16 07:00 | C06 | Generating Facility Type-1: Other; Generating Facility Fuel-1: Natural Gas; MWs MW-1: 47.821 | 47.82 | Full Capacity |  | KERN | CA | PGAE | Arco-Twisselman 70 kV Line | 2017-03-01 08:00 | 2017-03-31 07:00 | NA | Complete | None | NA
MIDWAY HILLS COGEN | 966 | 2013-04-30 | 2013-04-30 07:00 | WITHDRAWN | 2014-03-04 08:00 | C06 | Generating Facility Type-1: Other; Generating Facility Fuel-1: Natural Gas; MWs MW-1: 47.821 | 47.82 | Full Capacity |  | KERN | CA | PGAE | Midway-Midsun 115 kV line | 2017-03-31 07:00 | 2017-03-31 07:00 | NA | None | None | NA
GOLDEN OASIS | 967 | 2013-04-30 | 2013-04-30 07:00 | WITHDRAWN | 2019-04-03 07:00 | C06 | Generating Facility Type-1: Photovoltaic; Generating Facility Fuel-1: Solar; MWs MW-1: 33 | 33 | Full Capacity |  | KERN | CA | SCE | Whirlwind 230 kV bus | 2016-03-01 08:00 | 2021-04-30 07:00 | NA | Complete | Complete | NA | Executed | IC Request
PIO PICO 2 | 969 | 2013-04-30 | 2013-04-30 07:00 | WITHDRAWN | 2014-05-09 07:00 | C06 | Generating Facility Type-1: Combustion Turbine; Generating Facility Fuel-1: Natural Gas; MWs MW-1: 110 | 110 | Full Capacity |  | SAN DIEGO | CA | SDGE | Otay Mesa Switchyard 230kV | 2017-04-01 07:00 | 2017-04-01 07:00 | NA | Complete | None | NA
QUARTZ 3 SOLAR | 970 | 2013-04-30 | 2013-04-30 07:00 | WITHDRAWN | 2019-03-05 08:00 | C06 | Generating Facility Type-1: Photovoltaic; Generating Facility Fuel-1: Solar; MWs MW-1: 150 | 150 | Energy Only |  | RIVERSIDE | CA | SCE | Colorado River Substation 230kV bus | 2016-12-31 08:00 | 2021-03-15 07:00 | NA | Complete | Complete | NA | Executed | IC Request
SILVER STATE SOUTH 3 SOLAR | 973 | 2013-04-30 | 2013-04-30 07:00 | WITHDRAWN | 2013-07-02 07:00 | C06 | Generating Facility Type-1: Photovoltaic; Generating Facility Fuel-1: Solar; MWs MW-1: 150 | 150 | Full Capacity |  | CLARK | NV | SCE | Primm Substation 230kV | 2016-12-31 08:00 | 2016-12-31 08:00 | NA | None | None | NA |  | None
THREE PEAKS WIND | 974 | 2013-04-30 | 2013-04-30 07:00 | WITHDRAWN | 2014-02-25 08:00 | C06 | Generating Facility Type-1: Wind Turbine; Generating Facility Fuel-1: Wind Turbine; MWs MW-1: 150 | 150 | Full Capacity |  | KINGS | CA | PGAE | Morrow Bay-Gates 230 kV Line | 2016-12-31 08:00 | 2016-12-31 08:00 | NA | None | None | NA
TIMBA SOLAR | 975 | 2013-04-30 | 2013-04-30 07:00 | WITHDRAWN | 2014-04-17 07:00 | C06 | Generating Facility Type-1: Photovoltaic; Generating Facility Fuel-1: Solar; MWs MW-1: 20 | 20 | Full Capacity |  | STANISLAUS | CA | PGAE | Salado- Newman 60 kV Line #1, Pole No. 3/13 | 2016-12-31 08:00 | 2016-01-30 08:00 | NA | Complete | None | NA
TRANSFER RIDGE WIND | 976 | 2013-04-30 | 2013-04-30 07:00 | WITHDRAWN | 2014-02-25 08:00 | C06 | Generating Facility Type-1: Wind Turbine; Generating Facility Fuel-1: Wind Turbine; MWs MW-1: 60 | 60 | Full Capacity |  | BUTTE | CA | PGAE | TABLE MTN-RIO OSO 230 KV Line | 2016-12-31 08:00 | 2016-12-31 08:00 | NA | None | None | NA
VENTURA CLEAN ENERGY | 977 | 2013-04-30 | 2013-04-30 07:00 | WITHDRAWN | 2014-02-24 08:00 | C06 | Generating Facility Type-1: Combined Cycle; Generating Facility Fuel-1: Natural Gas; MWs MW-1: 778 | 778 | Full Capacity |  | VENTURA | CA | SCE | Santa Clara Substation 230kV bus | 2019-06-01 07:00 | 2019-06-01 07:00 | NA | Complete | None | NA
WP FALLBROOK | 978 | 2013-04-30 | 2013-04-30 07:00 | WITHDRAWN | 2013-07-01 07:00 | C06 | Generating Facility Type-1: Combustion Turbine; Generating Facility Fuel-1: Natural Gas; MWs MW-1: 99 | 99 | Full Capacity |  | SAN DIEGO | CA | SDGE | Avocado-Monserate 69kV line approx 2.5 mile from Monserate | 2016-05-15 07:00 | 2016-05-15 07:00 | NA | None | None | NA
WP PENDLETON | 979 | 2013-04-30 | 2013-04-30 07:00 | WITHDRAWN | 2013-07-01 07:00 | C06 | Generating Facility Type-1: Combustion Turbine; Generating Facility Fuel-1: Natural Gas; MWs MW-1: 99 | 99 | Full Capacity |  | SAN DIEGO | CA | SDGE | Pendleton Sub | 2016-05-15 07:00 | 2016-05-15 07:00 | NA | None | None | NA
WP OCEANSIDE | 980 | 2013-04-30 | 2013-04-30 07:00 | WITHDRAWN | 2013-07-01 07:00 | C06 | Generating Facility Type-1: Combustion Turbine; Generating Facility Fuel-1: Natural Gas; MWs MW-1: 200 | 200 | Full Capacity |  | SAN DIEGO | CA | SDGE | San Luis Rey-Pendleton 69kV line | 2017-05-15 07:00 | 2017-05-15 07:00 | NA | None | None | NA
WP GOLETA (FKA WP OXNARD) | 981 | 2013-04-30 | 2013-04-30 07:00 | WITHDRAWN | 2013-07-16 07:00 | C06 | Generating Facility Type-1: Combustion Turbine; Generating Facility Fuel-1: Natural Gas; MWs MW-1: 200 | 200 | Full Capacity |  | VENTURA | CA | SCE | Goleta Substation 220kV bus | 2018-05-15 07:00 | 2018-05-15 07:00 | NA | None | None | NA
WP VANDE | 982 | 2013-04-30 | 2013-04-30 07:00 | WITHDRAWN | 2013-07-01 07:00 | C06 | Generating Facility Type-1: Combustion Turbine; Generating Facility Fuel-1: Natural Gas; MWs MW-1: 49.9 | 49.9 | Full Capacity |  | SAN DIEGO | CA | SDGE | San Luis Rey-Stuart 69kV line | 2016-05-15 07:00 | 2016-05-15 07:00 | NA | None | None | NA
WP WALNUT | 983 | 2013-04-30 | 2013-04-30 07:00 | WITHDRAWN | 2013-07-16 07:00 | C06 | Generating Facility Type-1: Combustion Turbine; Generating Facility Fuel-1: Natural Gas; MWs MW-1: 200 | 200 | Full Capacity |  | LOS ANGELES | CA | SCE | Walnut Substation 230kV | 2017-05-15 07:00 | 2017-05-15 07:00 | NA | None | None | NA
DREW ROAD GENERATION | 984 | 2013-04-30 | 2013-04-30 07:00 | WITHDRAWN | 2013-07-15 07:00 | C06 | Generating Facility Type-1: Combustion Turbine; Generating Facility Fuel-1: Natural Gas; MWs MW-1: 344 | 344 | Full Capacity |  | IMPERIAL | CA | SDGE | Imperial Valley Sub 230kV | 2018-01-01 08:00 | 2018-01-01 08:00 | NA | None | None | NA
RANCHO WISTARIA SOLAR ENERGY CENTER | 985 | 2013-04-30 | 2013-04-30 07:00 | WITHDRAWN | 2014-03-19 07:00 | C06 | Generating Facility Type-1: Photovoltaic; Generating Facility Fuel-1: Solar; MWs MW-1: 150 | 150 | Full Capacity |  | IMPERIAL | CA | SDGE | Imperial Valley 230 kV bus | 2016-12-31 08:00 | 2016-12-31 08:00 | NA | None | None | NA
FREMONT VALLEY PRESERVATION | 986 | 2013-04-30 | 2013-04-30 07:00 | WITHDRAWN | 2014-04-17 07:00 | C06 | Generating Facility Type-1: Photovoltaic; Generating Facility Fuel-1: Solar; MWs MW-1: 245 | 245 | Full Capacity |  | KERN | CA | SCE | Kramer Substation 230kV | 2015-08-01 07:00 | 2016-11-01 07:00 | NA | Complete | None | NA
PISMO SOLAR | 987 | 2013-04-30 | 2013-04-30 07:00 | WITHDRAWN | 2014-03-04 08:00 | C06 | Generating Facility Type-1: Photovoltaic; Generating Facility Fuel-1: Solar; MWs MW-1: 20 | 20 | Full Capacity |  | SAN LUIS OBISPO | CA | PGAE | SLO to Oceano 115kV line | 2015-08-01 07:00 | 2015-08-01 07:00 | NA | None | None | NA
MARICOPA WEST SOLAR PV 2 | 988 | 2013-04-30 | 2013-04-30 07:00 | WITHDRAWN | 2017-03-14 07:00 | C06 | Generating Facility Type-1: Photovoltaic; Generating Facility Fuel-1: Solar; MWs MW-1: 20 | 20 | Energy Only |  | KERN | CA | PGAE | Maricopa-Copus 70kV line | 2015-08-01 07:00 | 2017-02-28 08:00 | NA | Complete | Complete | NA | Executed | None
KASSON MANTECA SOLAR | 989 | 2013-04-30 | 2013-04-30 07:00 | WITHDRAWN | 2015-04-09 07:00 | C06 | Generating Facility Type-1: Photovoltaic; Generating Facility Fuel-1: Solar; MWs MW-1: 20 | 20 | Full Capacity |  | SAN JOAQUIN | CA | PGAE | Kasson-Manteca 60kV | 2015-08-01 07:00 | 2018-05-01 07:00 | NA | Complete | Complete | NA
CENTER POWER | 990 | 2013-04-30 | 2013-04-30 07:00 | WITHDRAWN | 2016-06-03 07:00 | C06 | Generating Facility Type-1: Combustion Turbine; Generating Facility Fuel-1: Natural Gas; MWs MW-1: 910 | 910 | Energy Only |  | LOS ANGELES | CA | SCE | Loop Center-Mesa and Center-Olinda 230kV lines | 2018-01-01 08:00 | 2024-08-13 07:00 | NA | Complete | Complete | NA
RIO HONDO POWER | 991 | 2013-04-30 | 2013-04-30 07:00 | WITHDRAWN | 2014-04-28 07:00 | C06 | Generating Facility Type-1: Combined Cycle; Generating Facility Fuel-1: Natural Gas; MWs MW-1: 1047 | 1047 | Full Capacity |  | LOS ANGELES | CA | SCE | Rio Hondo Substation 230kV | 2019-01-01 08:00 | 2019-01-01 08:00 | NA | Complete | None | NA
EAST NICOLAUS SOLAR | 992 | 2013-04-30 | 2013-04-30 07:00 | WITHDRAWN | 2015-05-21 07:00 | C06 | Generating Facility Type-1: Photovoltaic; Generating Facility Fuel-1: Solar; MWs MW-1: 20 | 20 | Full Capacity |  | SUTTER | CA | PGAE | East Nicolaus 60 kV substation | 2015-08-01 07:00 | 2015-08-01 07:00 | NA | Complete | Complete | NA
KINGS SOLAR 4 | 995 | 2013-05-01 | 2013-04-30 07:00 | WITHDRAWN | 2013-07-02 07:00 | C06 | Generating Facility Type-1: Photovoltaic; Generating Facility Fuel-1: Solar; MWs MW-1: 150 | 150 | Full Capacity |  | KINGS | CA | PGAE | Gates-Midway 230kV line | 2016-06-01 07:00 | 2016-06-01 07:00 | NA | None | None | NA
MARICOPA 4 SOLAR PROJECT | 996 | 2013-05-01 | 2013-04-30 07:00 | WITHDRAWN | 2013-07-02 07:00 | C06 | Generating Facility Type-1: Photovoltaic; Generating Facility Fuel-1: Solar; MWs MW-1: 150 | 150 | Full Capacity |  | KERN | CA | PGAE | Midway- Wheeler Ridge 230 kV line tap via .5 mile gen tie | 2016-06-01 07:00 | 2016-06-01 07:00 | NA | None | None | NA
STS SOLAR | 997 | 2013-05-01 | 2013-04-30 07:00 | WITHDRAWN | 2015-06-04 07:00 | C06 | Generating Facility Type-1: Photovoltaic; Generating Facility Fuel-1: Solar; MWs MW-1: 16 | 16 | Full Capacity |  | SONOMA | CA | PGAE | Monte Rio-Fulton 60 kV transmission line | 2015-06-30 07:00 | 2015-09-15 07:00 | NA | Complete | Complete | NA
HYDER VALLEY SOLAR ENERGY | 998 | 2013-05-01 | 2013-04-30 07:00 | WITHDRAWN | 2014-05-01 07:00 | C06 | Generating Facility Type-1: Steam Turbine; Generating Facility Fuel-1: Solar; MWs MW-1: 300 | 300 | Full Capacity |  | MARICOPA | AZ | SDGE | Proposed switch station on the Hassayama-North Gila Bend 500 kV line | 2018-04-01 07:00 | 2018-04-01 07:00 | NA | Complete | None | NA
BLUE STAR WIND ENERGY CENTER | 999 | 2013-05-01 | 2013-04-30 07:00 | WITHDRAWN | 2013-09-16 07:00 | C06 | Generating Facility Type-1: Wind Turbine; Generating Facility Fuel-1: Wind Turbine; MWs MW-1: 250 | 250 | Full Capacity |  | KERN | CA | PGAE | Caliente Switching Station 230 kV | 2017-01-01 08:00 | 2017-01-01 08:00 | NA | None | None | NA
HECA SCS | 1000 | 2013-05-01 | 2013-04-30 07:00 | WITHDRAWN | 2014-04-24 07:00 | C06 | Generating Facility Type-1: Combined Cycle; Generating Facility Fuel-1: Other; MWs MW-1: 300 | 300 | Full Capacity |  | KERN | CA | PGAE | Midway-Wheeler Ridge 230 kV Line | 2019-01-01 08:00 | 2019-01-01 08:00 | NA | Complete | None | NA
LASALLE SOLAR PROJECT | 1001 | 2013-05-01 | 2013-04-30 07:00 | WITHDRAWN | 2014-02-27 08:00 | C06 | Generating Facility Type-1: Photovoltaic; Generating Facility Fuel-1: Solar; MWs MW-1: 20 | 20 | Full Capacity |  | KINGS | CA | PGAE | Henreitta-GWF 115kV Line | 2016-10-01 07:00 | 2016-10-01 07:00 | NA | Complete | None | NA
DRY CREEK (FKA JASMIN POWER 3) | 1003 | 2013-04-30 | 2013-04-30 07:00 | WITHDRAWN | 2014-04-29 07:00 | C06 | Generating Facility Type-1: Combustion Turbine; Generating Facility Fuel-1: Natural Gas; MWs MW-1: 86 | 86 | Full Capacity |  | KERN | CA | SCE | Vestal-Magunden #2 220kV line | 2017-01-01 08:00 | 2017-01-01 08:00 | NA | Complete | None | NA
CLEARVISTA SOLAR 1 | 1004 | 2013-12-24 | 2014-01-23 08:00 | WITHDRAWN | 2014-07-29 07:00 | FT | Generating Facility Type-1: Photovoltaic; Generating Facility Fuel-1: Solar; MWs MW-1: 5 | 5 | Energy Only |  | KERN | CA | SCE | Highwind Substation 220kV | 2014-10-31 07:00 | 2014-10-31 07:00 | None | NA | NA | NA
DIXIE VALLEY 2 | 1006 | 2014-03-28 | 2014-03-28 07:00 | WITHDRAWN | 2014-10-15 07:00 | ISP | Generating Facility Type-1: Steam Turbine; Generating Facility Fuel-1: Geothermal; MWs MW-1: 5 | 5 | Energy Only |  | CHURCHILL | NV | SCE | Control Substation 115kV | 2014-10-01 07:00 | 2014-10-01 07:00 | NA | None | None | NA
COYOTE CREEK ENERGY STORAGE | 1007 | 2014-05-01 | 2014-04-30 07:00 | WITHDRAWN | 2015-03-20 07:00 | C07 | Generating Facility Type-1: Storage; Generating Facility Fuel-1: Battery; MWs MW-1: 20 | 20 | Full Capacity |  | SANTA CLARA | CA | PGAE | Los Esteros Substation 115kV | 2019-03-01 08:00 | 2020-01-01 08:00 | NA | Complete | None | NA |  | None
DIABLO ENERGY FACILITY | 1008 | 2014-04-29 | 2014-04-30 07:00 | WITHDRAWN | 2015-01-30 08:00 | C07 | Generating Facility Type-1: Combustion Turbine; Generating Facility Fuel-1: Natural Gas; MWs MW-1: 309 | 309 | Full Capacity |  | CONTRA COSTA | CA | PGAE | Pittsburg Substation 115 kV | 2017-06-01 07:00 | 2017-06-01 07:00 | NA | None | None | NA
DIABLO ENERGY STORAGE | 1009 | 2014-04-29 | 2014-04-30 07:00 | WITHDRAWN | 2015-01-30 08:00 | C07 | Generating Facility Type-1: Storage; Generating Facility Fuel-1: Battery; MWs MW-1: 20 | 20 | Full Capacity |  | CONTRA COSTA | CA | PGAE | Pittsburg Substation 60kV | 2016-06-01 07:00 | 2016-06-01 07:00 | NA | None | None | NA
COLINAS DE ORO | 1011 | 2014-04-28 | 2014-04-30 07:00 | WITHDRAWN | 2021-01-11 08:00 | C07 | Generating Facility Type-1: Storage; Generating Facility Fuel-1: Battery; MWs MW-1: 30 | 30 | Full Capacity |  | ALAMEDA | CA | PGAE | Tesla Substation 115kV | 2016-12-01 08:00 | 2021-03-01 08:00 | NA | Complete | Complete | NA | Executed | IC Request
HONEY BEE | 1012 | 2014-04-30 | 2014-04-30 07:00 | WITHDRAWN | 2015-01-27 08:00 | C07 | Generating Facility Type-1: Storage; Generating Facility Fuel-1: Battery; MWs MW-1: 20 | 20 | Full Capacity |  | SANTA CLARA | CA | PGAE | FMC Substation 115 kV | 2016-06-01 07:00 | 2016-06-01 07:00 | NA | None | None | NA
LAKE CLEMENTINE HYDROELECTRIC C7 | 1013 | 2014-05-01 | 2014-04-30 07:00 | WITHDRAWN | 2015-02-10 08:00 | C07 | Generating Facility Type-1: Hydro; Generating Facility Fuel-1: Water; MWs MW-1: 15.5 | 15.5 | Full Capacity |  | PLACER | CA | PGAE | Halsey Substation 60 kV | 2018-01-15 08:00 | 2018-01-15 08:00 | NA | None | None | NA
PARADISE CUT | 1014 | 2014-04-30 | 2014-04-30 07:00 | WITHDRAWN | 2016-11-30 08:00 | C07 | Generating Facility Type-1: Storage; Generating Facility Fuel-1: Battery; MWs MW-1: 10 | 10 | Full Capacity |  | SAN JOAQUIN | CA | PGAE | Kasson-Louise 60kV Line | 2016-06-01 07:00 | 2016-06-01 07:00 | NA | Complete | Complete | NA |  | IC Request
PLEASANT GROVE GRID STABILIZATION PROJECT | 1015 | 2014-04-30 | 2014-04-30 07:00 | WITHDRAWN | 2015-02-03 08:00 | C07 | Generating Facility Type-1: Storage; Generating Facility Fuel-1: Battery; MWs MW-1: 20 | 20 | Full Capacity |  | PLACER | CA | PGAE | Pleasant Grove Substation 115 kV | 2016-12-31 08:00 | 2016-12-31 08:00 | NA | None | None | NA
SGS FREMONT | 1017 | 2014-04-30 | 2014-04-30 07:00 | WITHDRAWN | 2015-02-11 08:00 | C07 | Generating Facility Type-1: Storage; Generating Facility Fuel-1: Battery; MWs MW-1: 50 | 50 | Full Capacity |  | ALAMEDA | CA | PGAE | Newark Substation 115 kV | 2019-01-01 08:00 | 2019-01-01 08:00 | NA | None | None | NA
SGS LIVERMORE (FKA SGS SOUTH SAN FRANCISCO) | 1018 | 2014-04-30 | 2014-04-30 07:00 | WITHDRAWN | 2015-05-11 07:00 | C07 | Generating Facility Type-1: Storage; Generating Facility Fuel-1: Battery; MWs MW-1: 50 | 50 | Full Capacity |  | SAN MATEO | CA | PGAE | Las Positas 60 kV | 2019-01-01 08:00 | 2019-01-01 08:00 | NA | Complete | None | NA
SHINGLE SPRINGS GRID STABILIZATION PROJECT | 1019 | 2014-04-30 | 2014-04-30 07:00 | WITHDRAWN | 2015-02-19 08:00 | C07 | Generating Facility Type-1: Storage; Generating Facility Fuel-1: Battery; MWs MW-1: 40 | 40 | Full Capacity |  | EL DORADO | CA | PGAE | Shingle Springs Substation 115kV | 2016-12-31 08:00 | 2016-12-31 08:00 | NA | None | None | NA
SKY VALLEY WIND | 1020 | 2014-04-28 | 2014-04-30 07:00 | WITHDRAWN | 2015-02-05 08:00 | C07 | Generating Facility Type-1: Wind Turbine; Generating Facility Fuel-1: Wind Turbine; MWs MW-1: 50 | 50 | Full Capacity |  | SOLANO | CA | PGAE | Vaca-Vacaville-Jameson-North Tower 115kV | 2017-12-31 08:00 | 2017-12-31 08:00 | NA | None | None | NA
STOCKTON BIOMASS | 1021 | 2014-04-30 | 2014-04-30 07:00 | WITHDRAWN | 2018-10-25 07:00 | C07 | Generating Facility Type-1: Steam Turbine; Generating Facility Fuel-1: Biofuel; MWs MW-1: 5 | 5 | Full Capacity |  | SAN JOAQUIN | CA | PGAE | Stockton A #1 line 60 kV, Cogeneration National 60 kV tap | 2016-12-31 08:00 | 2018-02-28 08:00 | NA | Complete | Complete | NA | Executed
TESLA WIND BANK | 1022 | 2014-04-30 | 2014-04-30 07:00 | WITHDRAWN | 2014-07-02 07:00 | C07 | Generating Facility Type-1: Storage; Generating Facility Fuel-1: Battery; MWs MW-1: 30 | 30 | Full Capacity |  | ALAMEDA | CA | PGAE | Patterson Pass 230 kV Substation | 2016-12-01 08:00 | 2016-12-01 08:00 | NA | None | None | NA
UMBARGER EVERGREEN ENERGY STORAGE | 1023 | 2014-04-30 | 2014-04-30 07:00 | WITHDRAWN | 2015-04-01 07:00 | C07 | Generating Facility Type-1: Storage; Generating Facility Fuel-1: Battery; MWs MW-1: 20 | 20 | Full Capacity |  | SANTA CLARA | CA | PGAE | Evergreen Substation 60kV | 2016-08-01 07:00 | 2016-08-01 07:00 | NA | Complete | None | NA |  | Failure to Cure Deficiency
VICTOR GRID STABILIZATION PROJECT | 1024 | 2014-04-30 | 2014-04-30 07:00 | WITHDRAWN | 2015-02-17 08:00 | C07 | Generating Facility Type-1: Storage; Generating Facility Fuel-1: Battery; MWs MW-1: 30 | 30 | Full Capacity |  | SAN JOAQUIN | CA | PGAE | Victor Substation 60 kV | 2016-12-31 08:00 | 2016-12-31 08:00 | NA | Complete | None | NA
WATT ENERGY STORAGE | 1025 | 2014-04-30 | 2014-04-30 07:00 | WITHDRAWN | 2015-01-27 08:00 | C07 | Generating Facility Type-1: Storage; Generating Facility Fuel-1: Battery; MWs MW-1: 15 | 15 | Full Capacity |  | SOLANO | CA | PGAE | Jameson Substation 115 kV | 2017-01-01 08:00 | 2017-01-01 08:00 | NA | None | None | NA
WEBER GRID STABILIZATION PROJECT | 1026 | 2014-04-30 | 2014-04-30 07:00 | WITHDRAWN | 2015-06-18 07:00 | C07 | Generating Facility Type-1: Storage; Generating Facility Fuel-1: Battery; MWs MW-1: 25 | 25 | Full Capacity |  | SAN JOAQUIN | CA | PGAE | Weber Substation 60kV | 2016-12-31 08:00 | 2016-12-31 08:00 | NA | Complete | None | NA
SOUTH LAKE SOLAR | 1030 | 2014-04-30 | 2014-04-30 07:00 | WITHDRAWN | 2020-05-27 07:00 | C07 | Photovoltaic | Storage |  | Solar | Battery |  | 15 | 5 |  | 20 | Energy Only |  | FRESNO | CA | PGAE | Schindler-Huron-Gates Tap 70kV | 2016-12-15 08:00 | 2021-04-15 07:00 | NA | Complete | Complete | NA | Executed | IC Request
STONECROP | 1031 | 2014-04-30 | 2014-04-30 07:00 | WITHDRAWN | 2016-09-19 07:00 | C07 | Generating Facility Type-1: Photovoltaic; Generating Facility Fuel-1: Solar; MWs MW-1: 20 | 20 | Full Capacity |  | FRESNO | CA | PGAE | Gates Substation 230kV | 2016-11-01 07:00 | 2019-07-15 07:00 | NA | Complete | Complete | NA |  | IC Request
BROKEN SPOKE | 1033 | 2014-05-01 | 2014-04-30 07:00 | WITHDRAWN | 2016-04-22 07:00 | C07 | Generating Facility Type-1: Photovoltaic; Generating Facility Fuel-1: Solar; MWs MW-1: 20 | 20 | Full Capacity |  | KERN | CA | PGAE | Arco Substation 70 kV | 2016-11-01 07:00 | 2016-11-01 07:00 | NA | Complete | Complete | NA
HIGH NOON | 1034 | 2014-04-30 | 2014-04-30 07:00 | WITHDRAWN | 2015-01-27 08:00 | C07 | Generating Facility Type-1: Photovoltaic; Generating Facility Fuel-1: Solar; MWs MW-1: 20 | 20 | Full Capacity |  | KINGS | CA | PGAE | Waukena Substation 115kV | 2016-11-01 07:00 | 2016-11-01 07:00 | NA | None | None | NA
MAGELLAN SOLAR | 1035 | 2014-04-25 | 2014-04-30 07:00 | WITHDRAWN | 2015-03-24 07:00 | C07 | Generating Facility Type-1: Photovoltaic; Generating Facility Fuel-1: Solar; MWs MW-1: 20 | 20 | Full Capacity |  | KERN | CA | PGAE | Arco Substation 70kV | 2017-12-01 08:00 | 2018-06-01 07:00 | NA | Complete | None | NA |  | IC Request
NEW HECA | 1037 | 2014-04-28 | 2014-04-30 07:00 | WITHDRAWN | 2015-04-01 07:00 | C07 | Generating Facility Type-1: Steam Turbine; Generating Facility Fuel-1: Natural Gas; MWs MW-1: 300 | 300 | Full Capacity |  | KERN | CA | PGAE | Midway-Wheeler Ridge 230 kV | 2020-01-01 08:00 | 2020-01-31 08:00 | NA | Complete | None | NA
PANDORA SOLAR | 1038 | 2014-04-25 | 2014-04-30 07:00 | WITHDRAWN | 2016-06-03 07:00 | C07 | Generating Facility Type-1: Photovoltaic; Generating Facility Fuel-1: Solar; MWs MW-1: 60 | 60 | Full Capacity |  | KERN | CA | PGAE | Arco Substation 70kV | 2017-12-01 08:00 | 2018-06-01 07:00 | NA | Complete | Complete | NA |  | Failure to Cure Deficiency
PUMA FORK | 1039 | 2014-04-30 | 2014-04-30 07:00 | WITHDRAWN | 2015-01-27 08:00 | C07 | Generating Facility Type-1: Photovoltaic; Generating Facility Fuel-1: Solar; MWs MW-1: 20 | 20 | Full Capacity |  | KERN | CA | PGAE | 7th Standard Substation 115 kV | 2016-11-01 07:00 | 2016-11-01 07:00 | NA | None | None | NA
BCS ENERGY STORAGE | 1041 | 2014-04-30 | 2014-04-30 07:00 | WITHDRAWN | 2015-01-22 08:00 | C07 | Photovoltaic | Storage |  | Solar | Battery |  | 20 | 20 |  | 20 | Full Capacity |  | IMPERIAL | CA | SDGE | Imperial Valley Substation 230 kV | 2015-06-01 07:00 | 2015-06-01 07:00 | NA | None | None | NA
BIG POTRERO | 1042 | 2014-04-29 | 2014-04-30 07:00 | WITHDRAWN | 2015-02-05 08:00 | C07 | Generating Facility Type-1: Photovoltaic; Generating Facility Fuel-1: Solar; MWs MW-1: 20 | 20 | Full Capacity |  | SAN DIEGO | CA | SDGE | Cameron Substation 69 kV | 2016-11-01 07:00 | 2016-11-01 07:00 | NA | None | None | NA
CANASTA | 1043 | 2014-04-29 | 2014-04-30 07:00 | WITHDRAWN | 2015-01-27 08:00 | C07 | Generating Facility Type-1: Photovoltaic; Generating Facility Fuel-1: Solar; MWs MW-1: 20 | 20 | Full Capacity |  | SAN DIEGO | CA | SDGE | Creelman Substation 69 kV | 2016-11-01 07:00 | 2016-11-01 07:00 | NA | None | None | NA
CCI HYBRID POWER | 1044 | 2014-04-30 | 2014-04-30 07:00 | WITHDRAWN | 2014-07-09 07:00 | C07 | Combustion Turbine | Storage |  | Natural Gas | Battery |  | 448 | 60 |  | 508 | Full Capacity |  | SAN DIEGO | CA | SDGE | Mission-San Luis Rey 230 kV line | 2019-06-01 07:00 | 2019-06-01 07:00 | NA | None | None | NA
ECO ENERGY STORAGE CENTER | 1046 | 2014-04-28 | 2014-04-30 07:00 | WITHDRAWN | 2015-02-16 08:00 | C07 | Generating Facility Type-1: Storage; Generating Facility Fuel-1: Battery; MWs MW-1: 10 | 10 | Full Capacity |  | SAN DIEGO | CA | SDGE | East County Substation 138kV | 2016-12-15 08:00 | 2016-12-15 08:00 | NA | None | None | NA
HAWKWIND | 1049 | 2014-04-29 | 2014-04-30 07:00 | WITHDRAWN | 2015-01-27 08:00 | C07 | Generating Facility Type-1: Photovoltaic; Generating Facility Fuel-1: Solar; MWs MW-1: 20 | 20 | Full Capacity |  | SAN DIEGO | CA | SDGE | ECO Substation 138kV | 2016-11-01 07:00 | 2016-11-01 07:00 | NA | None | None | NA
HONEY BADGER | 1050 | 2014-04-29 | 2014-04-30 07:00 | WITHDRAWN | 2016-01-07 08:00 | C07 | Generating Facility Type-1: Photovoltaic; Generating Facility Fuel-1: Solar; MWs MW-1: 20 | 20 | Full Capacity |  | SAN DIEGO | CA | SDGE | Cameron Substation 69kV | 2016-11-01 07:00 | 2016-11-01 07:00 | NA | Complete | None | NA
KEARNY HYBRID POWER | 1051 | 2014-04-30 | 2014-04-30 07:00 | WITHDRAWN | 2015-01-26 08:00 | C07 | Storage | Photovoltaic |  | Battery | Solar |  | 30 | 90 |  | 120 | Full Capacity |  | SAN DIEGO | CA | SDGE | Kearny Substation 69kV | 2019-06-01 07:00 | 2019-06-01 07:00 | NA | None | None | NA
MESA ROJO | 1052 | 2014-04-29 | 2014-04-30 07:00 | WITHDRAWN | 2015-01-28 08:00 | C07 | Generating Facility Type-1: Photovoltaic; Generating Facility Fuel-1: Solar; MWs MW-1: 20 | 20 | Full Capacity |  | SAN DIEGO | CA | SDGE | San Ysabel Substation 69kV | 2016-11-01 07:00 | 2016-11-01 07:00 | NA | None | None | NA
MIGUEL ENERGY STORAGE | 1054 | 2014-04-30 | 2014-04-30 07:00 | WITHDRAWN | 2014-07-07 07:00 | C07 | Generating Facility Type-1: Storage; Generating Facility Fuel-1: Battery; MWs MW-1: 150 | 150 | Full Capacity |  | SAN DIEGO | CA | SDGE | Miguel Substation 230kV | 2016-12-31 08:00 | 2016-12-31 08:00 | NA | None | None | NA
NCC HYBRID POWER | 1055 | 2014-04-30 | 2014-04-30 07:00 | WITHDRAWN | 2015-01-26 08:00 | C07 | Storage | Combustion Turbine |  | Battery | Natural Gas |  | 60 | 384 |  | 444 | Full Capacity |  | SAN DIEGO | CA | SDGE | San Luis Rey Substation 230 kV | 2019-06-01 07:00 | 2019-06-01 07:00 | NA | None | None | NA
NCI HYBRID POWER | 1056 | 2014-04-30 | 2014-04-30 07:00 | WITHDRAWN | 2015-03-20 07:00 | C07 | Photovoltaic | Storage | Combustion Turbine | Solar | Battery | Natural Gas | 30 | 60 | 448 | 538 | Full Capacity |  | SAN DIEGO | CA | SDGE | Talega-Escondido 230kV line | 2019-06-01 07:00 | 2019-06-01 07:00 | NA | Complete | None | NA
OTAY MESA ENERGY CENTER AGP | 1057 | 2014-04-30 | 2014-04-30 07:00 | WITHDRAWN | 2015-03-24 07:00 | C07 | Generating Facility Type-1: Combined Cycle; Generating Facility Fuel-1: Natural Gas; MWs MW-1: 35 | 35 | Full Capacity |  | SAN DIEGO | CA | SDGE | Otay Mesa Switchyard 230 kV | 2016-05-01 07:00 | 2016-05-01 07:00 | NA | Complete | None | NA
SEA LION ENERGY STORAGE | 1059 | 2014-04-30 | 2014-04-30 07:00 | WITHDRAWN | 2015-03-30 07:00 | C07 | Generating Facility Type-1: Storage; Generating Facility Fuel-1: Battery; MWs MW-1: 20 | 20 | Full Capacity |  | SAN DIEGO | CA | SDGE | San Luis Rey Substation 69 kV | 2017-01-01 08:00 | 2017-01-01 08:00 | NA | Complete | None | NA
SLW (FKA SHU'LUUK WIND) | 1060 | 2014-04-30 | 2014-04-30 07:00 | WITHDRAWN | 2015-04-01 07:00 | C07 | Generating Facility Type-1: Wind Turbine; Generating Facility Fuel-1: Wind Turbine; MWs MW-1: 160 | 160 | Full Capacity |  | SAN DIEGO | CA | SDGE | Boulevard East Substation 138kV | 2017-12-31 08:00 | 2017-12-31 08:00 | NA | Complete | None | NA
WILEY ROAD | 1063 | 2014-04-29 | 2014-04-30 07:00 | WITHDRAWN | 2015-01-28 08:00 | C07 | Generating Facility Type-1: Photovoltaic; Generating Facility Fuel-1: Solar; MWs MW-1: 20 | 20 | Full Capacity |  | SAN DIEGO | CA | SDGE | Salt Creek Substation 69kV | 2016-11-01 07:00 | 2016-11-01 07:00 | NA | None | None | NA
CABALLO LOCO | 1065 | 2014-04-29 | 2014-04-30 07:00 | WITHDRAWN | 2016-06-03 07:00 | C07 | Generating Facility Type-1: Photovoltaic; Generating Facility Fuel-1: Solar; MWs MW-1: 50 | 50 | Energy Only |  | NYE | NV | VEA | Vista Substation 138kV | 2016-11-01 07:00 | 2019-04-05 07:00 | NA | Complete | Complete | NA |  | Failure to Cure Deficiency
ROADRUNNER | 1066 | 2014-04-29 | 2014-04-30 07:00 | WITHDRAWN | 2018-03-02 08:00 | C07 | Generating Facility Type-1: Photovoltaic; Generating Facility Fuel-1: Solar; MWs MW-1: 50 | 50 | Energy Only |  | NYE | NV | VEA | Vista Substation 138kV | 2016-11-01 07:00 | 2019-04-05 07:00 | NA | Complete | Complete | NA |  | IC Request
SPRING MOUNTAIN SOLAR | 1067 | 2014-04-30 | 2014-04-30 07:00 | WITHDRAWN | 2015-02-17 08:00 | C07 | Generating Facility Type-1: Photovoltaic; Generating Facility Fuel-1: Solar; MWs MW-1: 100 | 100 | Full Capacity |  | NYE | NV | VEA | Gamebird Substation 138kV | 2017-12-01 08:00 | 2017-12-01 08:00 | NA | Complete | None | NA |  | IC Request
SUNSHINE VALLEY SOLAR 3 | 1068 | 2014-04-30 | 2014-04-30 07:00 | WITHDRAWN | 2015-02-17 08:00 | C07 | Generating Facility Type-1: Photovoltaic; Generating Facility Fuel-1: Solar; MWs MW-1: 65 | 65 | Full Capacity |  | NYE | NV | VEA | Valley Substation 138kV | 2017-12-01 08:00 | 2017-12-01 08:00 | NA | Complete | None | NA |  | IC Request
BOULDER SOLAR 3 (FKA: BOULDER SOLAR POWER C7) | 1069 | 2014-04-30 | 2014-04-30 07:00 | WITHDRAWN | 2016-12-29 08:00 | C07 | Generating Facility Type-1: Photovoltaic; Generating Facility Fuel-1: Solar; MWs MW-1: 250 | 250 | Energy Only |  | CLARK | NV | SCE | SCE owned Eldorado 220 kV bus | 2016-09-15 07:00 | 2018-08-01 07:00 | NA | Complete | Complete | NA |  | IC Request
JUPITER SOLAR | 1070 | 2014-04-25 | 2014-04-30 07:00 | WITHDRAWN | 2016-06-03 07:00 | C07 | Generating Facility Type-1: Photovoltaic; Generating Facility Fuel-1: Solar; MWs MW-1: 250 | 250 | Full Capacity |  | RIVERSIDE | CA | SCE | Red Bluff Substation 230 kV | 2017-12-01 08:00 | 2018-12-01 08:00 | NA | Complete | Complete | NA |  | Failure to Cure Deficiency
QUARTZITE SOLAR 7 | 1071 | 2014-05-01 | 2014-04-30 07:00 | WITHDRAWN | 2019-02-21 08:00 | C07 | Generating Facility Type-1: Photovoltaic; Generating Facility Fuel-1: Solar; MWs MW-1: 150 | 150 | Energy Only |  | RIVERSIDE | CA | SCE | Colorado River Substation 230 kV | 2016-12-31 08:00 | 2019-12-01 08:00 | NA | Complete | Complete | NA
VERMILLION | 1072 | 2014-04-30 | 2014-04-30 07:00 | WITHDRAWN | 2015-01-27 08:00 | C07 | Generating Facility Type-1: Photovoltaic; Generating Facility Fuel-1: Solar; MWs MW-1: 100 | 100 | Full Capacity |  | RIVERSIDE | CA | SCE | Devers Substation 230kV | 2017-11-01 07:00 | 2017-11-01 07:00 | NA | Complete | None | NA |  | IC Request
MISSION ROCK ENERGY CENTER (FKA MISSION ROCK ENERGY CENTER FLEX) | 1073 | 2014-04-30 | 2014-04-30 07:00 | WITHDRAWN | 2015-03-24 07:00 | C07 | Generating Facility Type-1: Combined Cycle; Generating Facility Fuel-1: Natural Gas; MWs MW-1: 305 | 305 | Full Capacity |  | VENTURA | CA | SCE | Santa Clara Substation 230 kV | 2019-03-01 08:00 | 2019-03-01 08:00 | NA | Complete | None | NA
ROSE MEADOW WIND BANK | 1075 | 2014-04-30 | 2014-04-30 07:00 | WITHDRAWN | 2015-04-01 07:00 | C07 | Generating Facility Type-1: Storage; Generating Facility Fuel-1: Battery; MWs MW-1: 50 | 50 | Full Capacity |  | KERN | CA | SCE | Whirlwind 230kV bus | 2016-12-01 08:00 | 2022-06-01 07:00 | NA | Complete | None | NA
ALAMITOS ENERGY STORAGE | 1077 | 2014-04-29 | 2014-04-30 07:00 | WITHDRAWN | 2015-03-18 07:00 | C07 | Generating Facility Type-1: Storage; Generating Facility Fuel-1: Battery; MWs MW-1: 300 | 300 | Full Capacity |  | LOS ANGELES | CA | SCE | Alamitos Switching Station 220kV | 2018-03-01 08:00 | 2018-03-01 08:00 | NA | Complete | None | NA
BIRCH STREET - BATTERY SYSTEM | 1078 | 2014-04-17 | 2014-04-30 07:00 | WITHDRAWN | 2014-06-26 07:00 | C07 | Generating Facility Type-1: Storage; Generating Facility Fuel-1: Battery; MWs MW-1: 118 | 118 | Partial Capacity |  | ORANGE | CA | SCE | Ellis-Santiago 220kV line | 2018-05-01 07:00 | 2018-05-01 07:00 | NA | None | None | NA |  | IC Request
BIRCH STREET - COMBINED CYCLE | 1079 | 2014-04-17 | 2014-04-30 07:00 | WITHDRAWN | 2014-06-26 07:00 | C07 | Generating Facility Type-1: Combined Cycle; Generating Facility Fuel-1: Natural Gas; MWs MW-1: 378 | 378 | Full Capacity |  | ORANGE | CA | SCE | Ellis-Santiago line 220kV | 2018-07-01 07:00 | 2018-07-01 07:00 | NA | None | None | NA
BIRCH STREET GENERATION FACILITY (FKA BIRCH STREET- SIMPLE CYCLE) | 1080 | 2014-04-17 | 2014-04-30 07:00 | WITHDRAWN | 2015-02-03 08:00 | C07 | Combustion Turbine | Storage |  | Natural Gas | Battery |  | 507.4 | 118 |  | 625.4 | Partial Capacity |  | ORANGE | CA | SCE | Ellis-Santiago line 220kV | 2018-03-01 08:00 | 2018-03-01 08:00 | NA | None | None | NA
GRAND AVE - BATTERY SYSTEM | 1081 | 2014-04-29 | 2014-04-30 07:00 | WITHDRAWN | 2014-06-26 07:00 | C07 | Generating Facility Type-1: Storage; Generating Facility Fuel-1: Battery; MWs MW-1: 118 | 118 | Partial Capacity |  | ORANGE | CA | SCE | Johanna Switchyard 230 kV | 2018-05-01 07:00 | 2018-05-01 07:00 | NA | None | None | NA |  | IC Request
GRAND AVE- COMBINED CYCLE | 1082 | 2014-04-29 | 2014-04-30 07:00 | WITHDRAWN | 2014-06-26 07:00 | C07 | Generating Facility Type-1: Combined Cycle; Generating Facility Fuel-1: Natural Gas; MWs MW-1: 378 | 378 | Full Capacity |  | ORANGE | CA | SCE | Johanna Switchyard 230 kV | 2018-07-01 07:00 | 2018-07-01 07:00 | NA | None | None | NA
GRAND AVE GENERATION FACILITY (FKA GRAND AVE SIMPLE CYCLE) | 1083 | 2014-04-29 | 2014-04-30 07:00 | WITHDRAWN | 2015-02-03 08:00 | C07 | Combustion Turbine | Storage |  | Natural Gas | Battery |  | 507.4 | 118 |  | 625.4 | Partial Capacity |  | ORANGE | CA | SCE | Johanna Switchyard 230kV | 2018-07-01 07:00 | 2018-07-01 07:00 | NA | None | None | NA
JOHANNA ENERGY CENTER (FKA JOHANNA ENERGY CENTER LMS) | 1084 | 2014-04-30 | 2014-04-30 07:00 | WITHDRAWN | 2015-02-18 08:00 | C07 | Generating Facility Type-1: Combustion Turbine; Generating Facility Fuel-1: Natural Gas; MWs MW-1: 220 | 220 | Full Capacity |  | ORANGE | CA | SCE | Johanna Substation 230 kV | 2019-03-01 08:00 | 2019-03-01 08:00 | NA | None | None | NA
MIRA LOMA HYBRID POWER PROJECT | 1085 | 2014-04-30 | 2014-04-30 07:00 | WITHDRAWN | 2014-07-17 07:00 | C07 | Combustion Turbine | Storage | Steam Turbine | Natural Gas | Battery | Natural Gas | 455 | 50 | 405 | 910 | Full Capacity |  | SAN BERNARDINO | CA | SCE | Mira Loma Substation 220kV Tap | 2020-06-01 07:00 | 2020-06-01 07:00 | NA | None | None | NA
SANTA ANA ENERGY CENTER | 1087 | 2014-04-28 | 2014-04-30 07:00 | WITHDRAWN | 2015-02-10 08:00 | C07 | Generating Facility Type-1: Combustion Turbine; Generating Facility Fuel-1: Natural Gas; MWs MW-1: 700 | 700 | Full Capacity |  | ORANGE | CA | SCE | Johanna Substation 230 kV | 2018-12-31 08:00 | 2018-12-31 08:00 | NA | Complete | None | NA
VIEJO HYBRID POWER | 1088 | 2014-04-30 | 2014-04-30 07:00 | WITHDRAWN | 2015-01-26 08:00 | C07 | Storage | Steam Turbine | Combustion Turbine | Battery | Natural Gas | Natural Gas | 50 | 405 | 455 | 910 | Full Capacity |  | RIVERSIDE | CA | SCE | Chino-Viejo 220 kV line | 2019-06-01 07:00 | 2019-06-01 07:00 | NA | Complete | None | NA |  | IC Request
HIGH DESERT SOLAR PV | 1089 | 2014-04-30 | 2014-04-30 07:00 | WITHDRAWN | 2015-04-01 07:00 | C07 | Generating Facility Type-1: Photovoltaic; Generating Facility Fuel-1: Solar; MWs MW-1: 89.95 | 89.95 | Full Capacity |  | SAN BERNARDINO | CA | SCE | Desert View Substation 220kV | 2018-08-15 07:00 | 2018-04-30 07:00 | NA | Complete | None | NA
CENTINELA SOLAR ENERGY FACILITY 2MWFT | 1090 | 2014-06-11 | 2014-06-11 07:00 | WITHDRAWN | 2014-09-04 07:00 | FT | Generating Facility Type-1: Storage; Generating Facility Fuel-1: Solar; MWs MW-1: 2 | 2 | Energy Only |  | IMPERIAL | CA | SDGE | Imperial Valley 230kV sub | 2015-01-15 08:00 | 2015-01-15 08:00 | None | NA | NA | NA
WESTLANDS SOLAR FARMS PV2 | 1091 | 2014-05-22 | 2014-05-14 07:00 | WITHDRAWN | 2015-04-24 07:00 | FT | Generating Facility Type-1: Photovoltaic; Generating Facility Fuel-1: Solar; MWs MW-1: 1.5 | 1.5 | Energy Only |  | FRESNO | CA | PGAE | Gates-Coalinga 70 kV Line #1 | 2015-02-15 08:00 | 2015-08-01 07:00 | None | NA | NA | NA
PUERTA SOLAR CENTER | 1092 | 2014-01-13 | 2014-08-25 07:00 | WITHDRAWN | 2017-06-06 07:00 | ISP | Generating Facility Type-1: Photovoltaic; Generating Facility Fuel-1: Solar; MWs MW-1: 49 | 49 | Full Capacity |  | FRESNO | CA | PGAE | Gates-Coalinga #2 70 kV Line | 2015-09-30 07:00 | 2017-08-30 07:00 | NA | None | None | NA |  | IC Request
SWEETWATER ENERGY STORAGE | 1093 | 2014-11-04 | 2014-10-31 07:00 | WITHDRAWN | 2014-12-29 08:00 | FT | Generating Facility Type-1: Storage; Generating Facility Fuel-1: Battery; MWs MW-1: 5 | 5 | Energy Only |  | SAN DIEGO | CA | SDGE | Miguel 69kV | 2016-03-01 08:00 | 2016-03-01 08:00 | Offered | NA | NA | NA
WOODLAND BATTERY PROJECT | 1094 | 2015-02-19 | 2015-03-26 07:00 | WITHDRAWN | 2016-05-05 07:00 | ISP | Generating Facility Type-1: Storage; Generating Facility Fuel-1: Battery; MWs MW-1: 25 | 25 | Full Capacity |  | YOLO | CA | PGAE | 115kV tap on Woodland-Davis 115kV line | 2017-09-01 07:00 | 2017-09-01 07:00 | NA | None | None | NA
BLUE SANDS SOLAR PV | 1095 | 2015-02-05 | 2015-04-07 07:00 | WITHDRAWN | 2015-08-04 07:00 | FT | Generating Facility Type-1: Photovoltaic; Generating Facility Fuel-1: Solar; MWs MW-1: 5 | 5 | Energy Only |  | NYE | NV | VEA | Valley Substation 138kV | 2015-12-01 08:00 | 2015-12-01 08:00 | None | NA | NA | NA |  | None
BIRDS LANDING WIND | 1098 | 2015-04-30 | 2015-04-30 07:00 | WITHDRAWN | 2016-12-14 08:00 | C08 | Generating Facility Type-1: Wind Turbine; Generating Facility Fuel-1: Wind Turbine; MWs MW-1: 1.84 | 1.84 | Full Capacity |  | SOLANO | CA | PGAE | Birds Landing Substation 230kV | 2016-12-01 08:00 | 2017-12-01 08:00 | NA | None | None | NA |  | IC Request
BRIDGEHEAD ES | 1099 | 2015-04-29 | 2015-04-30 07:00 | WITHDRAWN | 2016-03-02 08:00 | C08 | Generating Facility Type-1: Storage; Generating Facility Fuel-1: Battery; MWs MW-1: 103 | 103 | Full Capacity |  | CONTRA COSTA | CA | PGAE | Du Pont Substation 60 kV Bus | 2021-12-31 08:00 | 2021-12-31 08:00 | NA | None | None | NA
BRISBANE ES | 1100 | 2015-04-29 | 2015-04-30 07:00 | WITHDRAWN | 2015-07-17 07:00 | C08 | Generating Facility Type-1: Storage; Generating Facility Fuel-1: Battery; MWs MW-1: 412 | 412 | Full Capacity |  | SAN MATEO | CA | PGAE | Martin Substation 115 kV Bus | 2021-12-31 08:00 | 2021-12-31 08:00 | NA | None | None | NA
COOLEY LANDING BESS | 1101 | 2015-04-30 | 2015-04-30 07:00 | WITHDRAWN | 2016-04-15 07:00 | C08 | Generating Facility Type-1: Storage; Generating Facility Fuel-1: Battery; MWs MW-1: 20 | 20 | Full Capacity |  | SAN MATEO | CA | PGAE | Cooley Landing 60kV Substation | 2017-09-01 07:00 | 2018-06-01 07:00 | NA | None | None | NA |  | IC Request
CORNWALL ENERGY STORAGE | 1102 | 2015-04-30 | 2015-04-30 07:00 | WITHDRAWN | 2016-02-22 08:00 | C08 | Generating Facility Type-1: Storage; Generating Facility Fuel-1: Battery; MWs MW-1: 20 | 20 | Full Capacity |  | CONTRA COSTA | CA | PGAE | Pittsburgh - GWF Tap #1 60kV | 2018-06-01 07:00 | 2018-06-01 07:00 | NA | None | None | NA
GEYSERS UNIT 11 RECONNECTION | 1104 | 2015-04-29 | 2015-04-30 07:00 | WITHDRAWN | 2016-02-05 08:00 | C08 | Generating Facility Type-1: Steam Turbine; Generating Facility Fuel-1: Geothermal; MWs MW-1: 0.1 | 74 | Full Capacity |  | SONOMA | CA | PGAE | Geysers 17-Fulton 230kV transmission line | 2017-03-03 08:00 | 2017-03-03 08:00 | NA | None | None | NA
GOLDENEYE ENERGY STORAGE CENTER | 1105 | 2015-04-30 | 2015-04-30 07:00 | WITHDRAWN | 2016-04-26 07:00 | C08 | Generating Facility Type-1: Storage; Generating Facility Fuel-1: Battery; MWs MW-1: 20 | 20 | Full Capacity |  | CONTRA COSTA | CA | PGAE | 230 kV bus at the Kelso Substation via the Mariposa Energy 230 kV tie line | 2018-12-01 08:00 | 2021-08-01 07:00 | NA | None | None | NA
MOLINO ES | 1107 | 2015-04-30 | 2015-04-30 07:00 | WITHDRAWN | 2016-04-29 07:00 | C08 | Generating Facility Type-1: Storage; Generating Facility Fuel-1: Battery; MWs MW-1: 10 | 10 | Full Capacity |  | SONOMA | CA | PGAE | Molino Substation 60kV bus | 2020-03-01 08:00 | 2020-03-01 08:00 | NA | Complete | None | NA
NICOLAUS STORAGE | 1108 | 2015-04-30 | 2015-04-30 07:00 | WITHDRAWN | 2017-05-31 07:00 | C08 | Generating Facility Type-1: Storage; Generating Facility Fuel-1: Battery; MWs MW-1: 64 | 64 | Full Capacity |  | SUTTER | CA | PGAE | East Nicolaus 115kV Substation | 2020-12-01 08:00 | 2020-12-01 08:00 | NA | None | Complete | NA |  | IC Request
OAKLAND ES | 1110 | 2015-04-29 | 2015-04-30 07:00 | WITHDRAWN | 2015-07-02 07:00 | C08 | Generating Facility Type-1: Storage; Generating Facility Fuel-1: Battery; MWs MW-1: 156 | 153 | Full Capacity |  | ALAMEDA | CA | PGAE | Oakland J 115kV substation bus | 2021-12-31 08:00 | 2021-12-31 08:00 | NA | None | None | NA
POINT ARENA ES | 1112 | 2015-04-30 | 2015-04-30 07:00 | WITHDRAWN | 2016-04-29 07:00 | C08 | Generating Facility Type-1: Storage; Generating Facility Fuel-1: Battery; MWs MW-1: 10 | 10 | Full Capacity |  | MENDOCINO | CA | PGAE | Point Arena Substation 60kV | 2020-03-01 08:00 | 2020-03-01 08:00 | NA | Complete | None | NA
SAND HILL WIND 2 | 1114 | 2015-04-30 | 2015-04-30 07:00 | WITHDRAWN | 2016-05-02 07:00 | C08 | Generating Facility Type-1: Wind Turbine; Generating Facility Fuel-1: Wind Turbine; MWs MW-1: 52.5 | 52.5 | Full Capacity |  | ALAMEDA | CA | PGAE | Tesla to Delta Switching Yard at the Altamont-Midway Substation | 2017-06-30 07:00 | 2017-06-30 07:00 | NA | Complete | None | NA
SHINGLE SPRINGS ES | 1115 | 2015-04-30 | 2015-04-30 07:00 | WITHDRAWN | 2016-04-29 07:00 | C08 | Generating Facility Type-1: Storage; Generating Facility Fuel-1: Battery; MWs MW-1: 10 | 10 | Full Capacity |  | EL DORADO | CA | PGAE | Shingle Springs Substation 115 kV | 2020-03-01 08:00 | 2020-03-01 08:00 | NA | Complete | None | NA
BELTRAN SOLAR | 1118 | 2015-04-30 | 2015-04-30 07:00 | WITHDRAWN | 2016-05-02 07:00 | C08 | Generating Facility Type-1: Photovoltaic; Generating Facility Fuel-1: Solar; MWs MW-1: 300 | 300 | Full Capacity |  | STANISLAUS | CA | PGAE | Westley-Quinto 230 kV line | 2016-12-01 08:00 | 2018-09-01 07:00 | NA | Complete | None | NA |  | Failure to Cure Deficiency
CENTRAL VALLEY | 1119 | 2015-04-30 | 2015-04-30 07:00 | WITHDRAWN | 2016-02-16 08:00 | C08 | Generating Facility Type-1: Photovoltaic; Generating Facility Fuel-1: Solar; MWs MW-1: 60 | 60 | Full Capacity |  | FRESNO | CA | PGAE | Mendota 115kV substation | 2021-06-01 07:00 | 2021-06-01 07:00 | NA | None | None | NA
CORCORAN 2 BESS ADDITION | 1121 | 2015-04-29 | 2015-04-30 07:00 | WITHDRAWN | 2017-05-16 07:00 | C08 | Photovoltaic | Storage |  | Solar | Battery |  | 19.75 | 3 |  | 19.75 | Full Capacity |  | KINGS | CA | PGAE | Waukena Switching Station 115kV | 2018-12-31 08:00 | 2018-12-31 08:00 | NA | Complete | None | NA |  | IC Request
DOS AMIGOS SOLAR | 1122 | 2015-04-30 | 2015-04-30 07:00 | WITHDRAWN | 2017-05-03 07:00 | C08 | Generating Facility Type-1: Photovoltaic; Generating Facility Fuel-1: Solar; MWs MW-1: 81.8 | 81.8 | Energy Only |  | MERCED | CA | PGAE | Mercy Springs 70 kV Switching Station | 2019-12-31 08:00 | 2020-12-01 08:00 | NA | Complete | None | NA |  | IC Request
FIREBAUGH PANOCHE BESS (FKA PANOCHE ENERGY RELIABILITY CENTER) | 1123 | 2015-04-30 | 2015-04-30 07:00 | WITHDRAWN | 2016-03-08 08:00 | C08 | Generating Facility Type-1: Storage; Generating Facility Fuel-1: Battery; MWs MW-1: 50 | 50 | Full Capacity |  | FRESNO | CA | PGAE | Panoche-Schindler #2 115 kV Line via the Cheney #1 Tap 115 kV Line | 2018-05-01 07:00 | 2018-05-01 07:00 | NA | None | None | NA
FRESNO SOLAR 1 | 1124 | 2015-04-30 | 2015-04-30 07:00 | WITHDRAWN | 2015-06-25 07:00 | C08 | Generating Facility Type-1: Photovoltaic; Generating Facility Fuel-1: Solar; MWs MW-1: 247 | 247 | Full Capacity |  | FRESNO | CA | PGAE | Helm-Firebaugh 230kV line | 2018-12-31 08:00 | 2018-12-31 08:00 | NA | None | None | NA
GALE SOLAR 1 | 1125 | 2015-04-22 | 2015-04-30 07:00 | WITHDRAWN | 2015-07-02 07:00 | C08 | Generating Facility Type-1: Photovoltaic; Generating Facility Fuel-1: Solar; MWs MW-1: 50 | 50 | Full Capacity |  | FRESNO | CA | PGAE | Coalinga No 1 Substation 70kV | 2018-12-31 08:00 | 2018-12-31 08:00 | NA | None | None | NA
HENRIETTA ENERGY STORAGE | 1126 | 2015-04-30 | 2015-04-30 07:00 | WITHDRAWN | 2016-01-20 08:00 | C08 | Generating Facility Type-1: Storage; Generating Facility Fuel-1: Battery; MWs MW-1: 25 | 25 | Full Capacity |  | KINGS | CA | PGAE | Henrietta Substation - 70kV | 2020-05-01 07:00 | 2020-05-01 07:00 | NA | None | None | NA
LUNA PRISM (FKA: MOON PRISM 2) | 1130 | 2015-04-30 | 2015-04-30 07:00 | WITHDRAWN | 2018-05-17 07:00 | C08 | Generating Facility Type-1: Storage; Generating Facility Fuel-1: Battery; MWs MW-1: 19.94 | 19.94 | Energy Only |  | FRESNO | CA | PGAE | Tranquility Substation 230kV | 2018-12-31 08:00 | 2020-11-01 07:00 | NA | Complete | Complete | NA |  | IC Request
ENERGY NUEVO STORAGE FARM (FKA NEW KEARNY ENERGY PARK) | 1131 | 2015-04-16 | 2015-04-30 07:00 | WITHDRAWN | 2017-06-06 07:00 | C08 | Generating Facility Type-1: Storage; Generating Facility Fuel-1: Flywheel; MWs MW-1: 20 | 20 | Full Capacity |  | FRESNO | CA | PGAE | New Kearny Substation 70kV bus | 2020-05-01 07:00 | 2020-09-01 07:00 | NA | Complete | None | NA |  | Failure to Cure Deficiency
OLD KEARNEY ES | 1132 | 2015-04-30 | 2015-04-30 07:00 | WITHDRAWN | 2016-04-29 07:00 | C08 | Generating Facility Type-1: Storage; Generating Facility Fuel-1: Battery; MWs MW-1: 10 | 10 | Full Capacity |  | FRESNO | CA | PGAE | Kearney Substation 70kV bus | 2020-03-01 08:00 | 2020-03-01 08:00 | NA | Complete | None | NA
OVEJA SOLAR FARM | 1133 | 2015-04-30 | 2015-04-30 07:00 | WITHDRAWN | 2016-04-11 07:00 | C08 | Generating Facility Type-1: Photovoltaic; Generating Facility Fuel-1: Solar; MWs MW-1: 50 | 50 | Full Capacity |  | MERCED | CA | PGAE | Cantua 115kV substation | 2020-06-01 07:00 | 2020-06-01 07:00 | NA | None | None | NA
QUAIL CREEK SOLAR 1 | 1134 | 2015-04-24 | 2015-04-30 07:00 | WITHDRAWN | 2015-07-02 07:00 | C08 | Generating Facility Type-1: Photovoltaic; Generating Facility Fuel-1: Solar; MWs MW-1: 40 | 40 | Full Capacity |  | FRESNO | CA | PGAE | Gates-Coalinga #1 70kV line at Jacalito | 2018-12-31 08:00 | 2018-12-31 08:00 | NA | None | None | NA
WESTLANDS APRICOT | 1137 | 2015-04-30 | 2015-04-30 07:00 | WITHDRAWN | 2017-05-11 07:00 | C08 | Generating Facility Type-1: Photovoltaic; Generating Facility Fuel-1: Solar; MWs MW-1: 20 | 20 | Full Capacity |  | KINGS | CA | PGAE | Kent SW STA 70 kV | 2016-12-05 08:00 | 2021-10-15 07:00 | NA | None | None | NA |  | None
WESTLANDS ARTICHOKE | 1138 | 2015-04-30 | 2015-04-30 07:00 | WITHDRAWN | 2017-05-11 07:00 | C08 | Generating Facility Type-1: Photovoltaic; Generating Facility Fuel-1: Solar; MWs MW-1: 50 | 50 | Full Capacity |  | KINGS | CA | PGAE | Kent SW STA 70 kV | 2016-12-19 08:00 | 2021-11-03 07:00 | NA | None | None | NA |  | None
WHITE ROCK SOLAR FARM | 1140 | 2015-04-30 | 2015-04-30 07:00 | WITHDRAWN | 2016-04-01 07:00 | C08 | Generating Facility Type-1: Photovoltaic; Generating Facility Fuel-1: Solar; MWs MW-1: 50 | 50 | Full Capacity |  | MERCED | CA | PGAE | Le Grand Substation 115kV | 2020-06-01 07:00 | 2020-06-01 07:00 | NA | Complete | None | NA
ALAMO SPRINGS SOLAR 1 | 1141 | 2015-04-30 | 2015-04-30 07:00 | WITHDRAWN | 2021-07-22 07:00 | C08 | Photovoltaic | Storage |  | Solar | Battery |  | 80 | 73.6 |  | 80 | Partial Capacity | Off-Peak Deliverability | KERN | CA | PGAE | Arco Substation 70kV | 2018-12-31 08:00 | 2023-12-15 08:00 | NA | Complete | Complete | NA | Executed | Failure to Cure Deficiency
ALGOSO ES | 1142 | 2015-04-29 | 2015-04-30 07:00 | WITHDRAWN | 2016-03-02 08:00 | C08 | Generating Facility Type-1: Storage; Generating Facility Fuel-1: Battery; MWs MW-1: 206 | 206 | Full Capacity |  | KERN | CA | PGAE | Magunden 115 kV Substation | 2021-12-31 08:00 | 2021-12-31 08:00 | NA | None | None | NA |  | IC Request
AMERICAN KINGS 2 | 1144 | 2015-04-28 | 2015-04-30 07:00 | WITHDRAWN | 2016-02-26 08:00 | C08 | Generating Facility Type-1: Photovoltaic; Generating Facility Fuel-1: Solar; MWs MW-1: 120 | 120 | Full Capacity |  | KINGS | CA | PGAE | Henrietta Substation 70kV | 2020-11-01 07:00 | 2020-11-01 07:00 | NA | None | None | NA |  | IC Request
ANCHO CREEK SOLAR | 1145 | 2015-04-30 | 2015-04-30 07:00 | WITHDRAWN | 2015-07-09 07:00 | C08 | Generating Facility Type-1: Photovoltaic; Generating Facility Fuel-1: Solar; MWs MW-1: 200 | 200 | Full Capacity |  | KERN | CA | PGAE | Arco 230kV substation | 2018-12-31 08:00 | 2018-12-31 08:00 | NA | None | None | NA |  | IC Request
ATWELL WEST BESS ADDITION | 1146 | 2015-04-29 | 2015-04-30 07:00 | WITHDRAWN | 2017-05-16 07:00 | C08 | Photovoltaic | Storage |  | Solar | Battery |  | 20 | 3 |  | 20 | Full Capacity |  | TULARE | CA | PGAE | Olive switching station - Smynra 115 Kv Line | 2018-12-31 08:00 | 2019-12-31 08:00 | NA | Complete | None | NA |  | IC Request
BASKET RIDGE SOLAR | 1147 | 2015-04-30 | 2015-04-30 07:00 | WITHDRAWN | 2016-02-24 08:00 | C08 | Generating Facility Type-1: Photovoltaic; Generating Facility Fuel-1: Solar; MWs MW-1: 80 | 80 | Full Capacity |  | KERN | CA | PGAE | Famoso Substation 115kV | 2018-12-31 08:00 | 2018-12-31 08:00 | NA | None | None | NA
BRITAIN | 1148 | 2015-04-29 | 2015-04-30 07:00 | WITHDRAWN | 2016-02-26 08:00 | C08 | Generating Facility Type-1: Photovoltaic; Generating Facility Fuel-1: Solar; MWs MW-1: 21.7 | 21.7 | Full Capacity |  | KERN | CA | PGAE | Arco-Polonio Pass 70 kV line | 2018-03-31 07:00 | 2018-03-31 07:00 | NA | None | None | NA
CARNERAS SOLAR 1 | 1150 | 2015-04-22 | 2015-04-30 07:00 | WITHDRAWN | 2015-07-02 07:00 | C08 | Generating Facility Type-1: Photovoltaic; Generating Facility Fuel-1: Solar; MWs MW-1: 20 | 20 | Full Capacity |  | KERN | CA | PGAE | Blackwell Substation 70kV | 2018-12-31 08:00 | 2018-12-31 08:00 | NA | None | None | NA
KIMBERLINA SOLAR | 1151 | 2015-04-30 | 2015-04-30 07:00 | WITHDRAWN | 2015-07-09 07:00 | C08 | Generating Facility Type-1: Photovoltaic; Generating Facility Fuel-1: Solar; MWs MW-1: 100 | 100 | Full Capacity |  | KERN | CA | PGAE | Semitropic Substation 115kV | 2018-12-31 08:00 | 2018-12-31 08:00 | NA | None | None | NA |  | IC Request
MARICOPA WEST SOLAR PV 3 | 1152 | 2015-04-30 | 2015-04-30 07:00 | WITHDRAWN | 2016-04-25 07:00 | C08 | Generating Facility Type-1: Photovoltaic; Generating Facility Fuel-1: Solar; MWs MW-1: 20 | 20 | Full Capacity |  | KERN | CA | PGAE | Maricopa-Copus 70kV line | 2017-12-31 08:00 | 2017-12-31 08:00 | NA | Complete | None | NA
MORRO BAY WAVE ENERGY PROJECT | 1153 | 2015-04-28 | 2015-04-30 07:00 | WITHDRAWN | 2016-02-17 08:00 | C08 | Generating Facility Type-1: Other; Generating Facility Fuel-1: Water; MWs MW-1: 650 | 650 | Full Capacity |  | SAN LUIS OBISPO | CA | PGAE | Morro Bay PP 230 kV | 2020-03-31 07:00 | 2020-03-31 07:00 | NA | None | None | NA
MOUNT VERNON SOLAR | 1154 | 2015-04-30 | 2015-04-30 07:00 | WITHDRAWN | 2018-05-16 07:00 | C08 | Generating Facility Type-1: Photovoltaic; Generating Facility Fuel-1: Solar; MWs MW-1: 200 | 200 | Energy Only |  | KERN | CA | PGAE | New Wheeler Ridge Junction 115kV substation | 2018-12-31 08:00 | 2020-12-01 08:00 | NA | Complete | Complete | NA |  | IC Request
PERIWINKLE | 1155 | 2015-04-29 | 2015-04-30 07:00 | WITHDRAWN | 2015-07-17 07:00 | C08 | Photovoltaic | Storage |  | Solar | Battery |  | 77.3 | 77.5 |  | 77.5 | Full Capacity |  | KERN | CA | PGAE | Eastshore 115kV Substation | 2018-12-31 08:00 | 2018-12-31 08:00 | NA | None | None | NA
SANTA MARIA ENERGY BESS (FKA SANTA MARIA ENERGY RELIABILITY CENTER) | 1156 | 2015-04-30 | 2015-04-30 07:00 | WITHDRAWN | 2016-03-08 08:00 | C08 | Generating Facility Type-1: Storage; Generating Facility Fuel-1: Battery; MWs MW-1: 42 | 42 | Full Capacity |  | SANTA BARBARA | CA | PGAE | Santa Maria Cogen 115 kV Tap | 2018-05-01 07:00 | 2018-05-01 07:00 | NA | None | None | NA
ALAMO SPRINGS SOLAR 2 | 1157 | 2015-04-22 | 2015-04-30 07:00 | WITHDRAWN | 2021-07-22 07:00 | C08 | Photovoltaic | Storage |  | Solar | Battery |  | 50 | 46 |  | 50 | Partial Capacity | Off-Peak Deliverability | KERN | CA | PGAE | Arco Substation 70kV | 2018-12-31 08:00 | 2023-12-15 08:00 | NA | Complete | Complete | NA | Executed | Failure to Cure Deficiency
TRAFALGAR | 1159 | 2015-04-30 | 2015-04-30 07:00 | WITHDRAWN | 2017-05-24 07:00 | C08 | Generating Facility Type-1: Photovoltaic; Generating Facility Fuel-1: Solar; MWs MW-1: 21.7 | 21.7 | Full Capacity |  | KINGS | CA | PGAE | Arco-Tulare Lake 70kV line | 2018-03-31 07:00 | 2020-06-30 07:00 | NA | Complete | None | NA |  | IC Request
TROY | 1160 | 2015-04-29 | 2015-04-30 07:00 | WITHDRAWN | 2016-02-26 08:00 | C08 | Generating Facility Type-1: Photovoltaic; Generating Facility Fuel-1: Solar; MWs MW-1: 20 | 20 | Full Capacity |  | KERN | CA | PGAE | Arco - Polonio Pass 70kV line | 2018-03-31 07:00 | 2018-03-31 07:00 | NA | None | None | NA
ROYAL (FKA WHEELER INDIGO) | 1161 | 2015-04-29 | 2015-04-30 07:00 | WITHDRAWN | 2015-07-17 07:00 | C08 | Storage | Photovoltaic |  | Battery | Solar |  | 180.5 | 179.8 |  | 180.5 | Full Capacity |  | KERN | CA | PGAE | Wheeler Ridge-Midway 230kV line | 2019-04-01 07:00 | 2019-04-01 07:00 | NA | None | None | NA
WHITE RIVER 3 BESS | 1162 | 2015-04-30 | 2015-04-30 07:00 | WITHDRAWN | 2017-05-16 07:00 | C08 | Generating Facility Type-1: Storage; Generating Facility Fuel-1: Battery; MWs MW-1: 10 | 10 | Full Capacity |  | TULARE | CA | PGAE | Olive Switching Station 115kV | 2017-12-31 08:00 | 2019-12-31 08:00 | NA | None | None | NA |  | IC Request
WHITE WOLF SOLAR | 1163 | 2015-04-30 | 2015-04-30 07:00 | WITHDRAWN | 2018-05-16 07:00 | C08 | Generating Facility Type-1: Photovoltaic; Generating Facility Fuel-1: Solar; MWs MW-1: 100 | 100 | Energy Only |  | KERN | CA | PGAE | Lamont 115kV Substation | 2018-12-31 08:00 | 2020-01-31 08:00 | NA | Complete | Complete | NA |  | IC Request
PRIMROSE ENERGY STORAGE CENTER | 1164 | 2015-04-30 | 2015-04-30 07:00 | WITHDRAWN | 2016-04-26 07:00 | C08 | Generating Facility Type-1: Storage; Generating Facility Fuel-1: Battery; MWs MW-1: 20 | 20 | Full Capacity |  | KERN | CA | PGAE | 115kV Rosedale Substation | 2018-12-01 08:00 | 2021-08-01 07:00 | NA | None | None | NA
BANCROFT | 1165 | 2015-04-30 | 2015-04-30 07:00 | WITHDRAWN | 2017-01-04 08:00 | C08 | Generating Facility Type-1: Storage; Generating Facility Fuel-1: Battery; MWs MW-1: 20 | 20 | Full Capacity |  | SAN DIEGO | CA | SDGE | Spring Valley substation 69 kV bus | 2018-01-01 08:00 | 2019-01-01 08:00 | NA | None | None | NA |  | IC Request
BONSALL RENEWABLE | 1167 | 2015-04-30 | 2015-04-30 07:00 | WITHDRAWN | 2015-07-14 07:00 | C08 | Storage | Photovoltaic |  | Battery | Solar |  | 20 | 64 |  | 84 | Full Capacity |  | SAN DIEGO | CA | SDGE | 0.2 miles from Monsrate Tap on the Monsrate Tap-Pala 69 kV line | 2017-12-31 08:00 | 2017-12-31 08:00 | NA | None | None | NA
CARLSBAD ADVANCED ENERGY STORAGE CENTER | 1168 | 2015-04-30 | 2015-04-30 07:00 | WITHDRAWN | 2016-02-23 08:00 | C08 | Generating Facility Type-1: Storage; Generating Facility Fuel-1: Battery; MWs MW-1: 40 | 40 | Full Capacity |  | SAN DIEGO | CA | SDGE | Encina Substation 138 kV | 2019-12-31 08:00 | 2019-12-31 08:00 | NA | None | None | NA
HARVEST ENERGY STORAGE PROJECT (FKA OTAY MESA MSS) | 1172 | 2015-04-30 | 2015-04-30 07:00 | WITHDRAWN | 2015-12-08 08:00 | C08 | Generating Facility Type-1: Storage; Generating Facility Fuel-1: Other; MWs MW-1: 110 | 110 | Full Capacity |  | SAN DIEGO | CA | SDGE | Otay Mesa Substation 230 kV bus | 2019-11-30 08:00 | 2019-11-30 08:00 | NA | None | None | NA
HEIRLOOM RENEWABLE | 1173 | 2015-04-30 | 2015-04-30 07:00 | WITHDRAWN | 2015-07-14 07:00 | C08 | Storage | Photovoltaic |  | Battery | Solar |  | 20 | 64 |  | 84 | Full Capacity |  | SAN DIEGO | CA | SDGE | 0.2-mile from Moro hill tap on the Moro Hill Tap - Monserate 69 kV line | 2017-12-31 08:00 | 2017-12-31 08:00 | NA | None | None | NA
JACUMBA RANCH | 1174 | 2015-04-30 | 2015-04-30 07:00 | WITHDRAWN | 2019-08-16 07:00 | C08 | Storage | Photovoltaic |  | Battery | Solar |  | 10 | 50.25 |  | 60.25 | Energy Only |  | SAN DIEGO | CA | SDGE | East County Substation 138 kV | 2021-06-01 07:00 | 2021-06-01 07:00 | NA | Complete | Complete | NA | In Progress
MARIA PICO ENERGY STORAGE CENTER | 1176 | 2015-04-20 | 2015-04-30 07:00 | WITHDRAWN | 2015-07-08 07:00 | C08 | Generating Facility Type-1: Storage; Generating Facility Fuel-1: Battery; MWs MW-1: 25 | 25 | Full Capacity |  | SAN DIEGO | CA | SDGE | Otay Mesa Switchyard 230 kV | 2018-07-31 07:00 | 2018-07-31 07:00 | NA | None | None | NA
MIDTOWN CANYON ES | 1177 | 2015-04-17 | 2015-04-30 07:00 | WITHDRAWN | 2015-07-06 07:00 | C08 | Generating Facility Type-1: Storage; Generating Facility Fuel-1: Battery; MWs MW-1: 100 | 100 | Full Capacity |  | SAN DIEGO | CA | SDGE | Pala 69kV Substation | 2019-05-01 07:00 | 2019-05-01 07:00 | NA | None | None | NA
MIDTOWN CANYON GAS | 1178 | 2015-04-17 | 2015-04-30 07:00 | WITHDRAWN | 2015-07-06 07:00 | C08 | Generating Facility Type-1: Combustion Turbine; Generating Facility Fuel-1: Natural Gas; MWs MW-1: 507.4 | 507.4 | Full Capacity |  | SAN DIEGO | CA | SDGE | Talega-Escondido 230 kv line | 2019-03-01 08:00 | 2019-03-01 08:00 | NA | None | None | NA
MIGUEL BESS (FKA MIGUEL) | 1179 | 2015-04-30 | 2015-04-30 07:00 | WITHDRAWN | 2016-02-09 08:00 | C08 | Generating Facility Type-1: Storage; Generating Facility Fuel-1: Battery; MWs MW-1: 30 | 30 | Full Capacity |  | SAN DIEGO | CA | SDGE | Miguel Substation 69kV bus | 2017-07-31 07:00 | 2019-07-31 07:00 | NA | None | None | NA
ORDWAY ENERGY STORAGE (FKA OCEANSIDE BESS) | 1180 | 2015-04-30 | 2015-04-30 07:00 | WITHDRAWN | 2016-03-03 08:00 | C08 | Generating Facility Type-1: Storage; Generating Facility Fuel-1: Battery; MWs MW-1: 50 | 50 | Full Capacity |  | SAN DIEGO | CA | SDGE | New substations San Luis-Melrose 69 kV | 2019-11-15 08:00 | 2019-11-15 08:00 | NA | None | None | NA |  | None
OTAY MESA BESS | 1181 | 2015-04-30 | 2015-04-30 07:00 | WITHDRAWN | 2015-07-22 07:00 | C08 | Generating Facility Type-1: Storage; Generating Facility Fuel-1: Battery; MWs MW-1: 200 | 200 | Full Capacity |  | SAN DIEGO | CA | SDGE | Otay Mesa Substation 230 kV Bus | 2018-01-01 08:00 | 2018-01-01 08:00 | NA | None | None | NA
OTAY MESA CINCO | 1182 | 2015-04-30 | 2015-04-30 07:00 | WITHDRAWN | 2015-06-29 07:00 | C08 | Generating Facility Type-1: Storage; Generating Facility Fuel-1: Battery; MWs MW-1: 5 | 5 | Full Capacity |  | SAN DIEGO | CA | SDGE | Border Substation 69kV Alta and Otay Mesa Road | 2017-08-08 07:00 | 2017-08-08 07:00 | NA | None | None | NA
PALA CANYON RENEWABLE (FKA PALA FALLBROOK ENERGY CENTER) | 1183 | 2015-04-30 | 2015-04-30 07:00 | WITHDRAWN | 2015-07-14 07:00 | C08 | Photovoltaic | Storage |  | Solar | Battery |  | 28 | 9 |  | 37 | Full Capacity |  | SAN DIEGO | CA | SDGE | Pala 69kV substation | 2017-12-31 08:00 | 2017-12-31 08:00 | NA | None | None | NA
PALOMAS SOLAR PROJECT | 1184 | 2015-04-30 | 2015-04-30 07:00 | WITHDRAWN | 2016-03-04 08:00 | C08 | Generating Facility Type-1: Photovoltaic; Generating Facility Fuel-1: Solar; MWs MW-1: 200 | 200 | Full Capacity |  | YUMA | AZ | SDGE | Hoodoo Wash Switchyard 500 kV | 2018-12-01 08:00 | 2018-12-01 08:00 | NA | None | None | NA
PIO PICO UNIT 4 | 1185 | 2015-04-20 | 2015-04-30 07:00 | WITHDRAWN | 2015-07-08 07:00 | C08 | Generating Facility Type-1: Combustion Turbine; Generating Facility Fuel-1: Natural Gas; MWs MW-1: 110 | 110 | Full Capacity |  | SAN DIEGO | CA | SDGE | Otay Mesa Switchyard 230 kV | 2018-12-15 08:00 | 2018-12-15 08:00 | NA | None | None | NA
RAINBOW ENERGY CENTER | 1186 | 2015-04-30 | 2015-04-30 07:00 | WITHDRAWN | 2016-02-19 08:00 | C08 | Combustion Turbine | Storage |  | Natural Gas | Battery |  | 462 | 61 |  | 523 | Full Capacity |  | SAN DIEGO | CA | SDGE | New Substation to Loop in TL2330 Talega- Escondido 230kV line | 2018-06-30 07:00 | 2018-06-30 07:00 | NA | None | None | NA
STINGRAY ENERGY STORAGE | 1187 | 2015-04-23 | 2015-04-30 07:00 | WITHDRAWN | 2018-03-26 07:00 | C08 | Generating Facility Type-1: Storage; Generating Facility Fuel-1: Battery; MWs MW-1: 20 | 20 | Full Capacity |  | SAN DIEGO | CA | SDGE | San Luis Rey Substation 69 kV | 2018-01-01 08:00 | 2019-04-01 07:00 | NA | Complete | Complete | NA |  | Failure to Cure Deficiency
STOWE ENERGY STORAGE (FKA POWAY) | 1188 | 2015-04-30 | 2015-04-30 07:00 | WITHDRAWN | 2015-07-08 07:00 | C08 | Generating Facility Type-1: Storage; Generating Facility Fuel-1: Battery; MWs MW-1: 25 | 25 | Full Capacity |  | SAN DIEGO | CA | SDGE | Pomerado Substation 69 kV | 2019-11-15 08:00 | 2019-11-15 08:00 | NA | None | None | NA
TITAN SOLAR | 1190 | 2015-04-30 | 2015-04-30 07:00 | WITHDRAWN | 2015-07-13 07:00 | C08 | Generating Facility Type-1: Steam Turbine; Generating Facility Fuel-1: Natural Gas; MWs MW-1: 300 | 300 | Full Capacity |  | MARICOPA | AZ | SDGE | Hassayampa 500 kV Substation | 2020-09-30 07:00 | 2020-09-30 07:00 | NA | None | None | NA
EAGLE MOUNTAIN PUMP STORAGE #4 | 1193 | 2015-04-30 | 2015-04-30 07:00 | WITHDRAWN | 2016-02-12 08:00 | C08 | Generating Facility Type-1: Storage; Generating Facility Fuel-1: Water; MWs MW-1: 1408 | 1408 | Full Capacity |  | RIVERSIDE | CA | SCE | Red Bluff Substation 500 kV | 2022-01-01 08:00 | 2022-01-01 08:00 | NA | Complete | None | NA |  | IC Request
IRISH | 1194 | 2015-04-30 | 2015-04-30 07:00 | WITHDRAWN | 2017-09-05 07:00 | C08 | Generating Facility Type-1: Combustion Turbine; Generating Facility Fuel-1: Natural Gas; MWs MW-1: 600 | 600 | Energy Only |  | RIVERSIDE | CA | SCE | Colorado River Substation 230kV | 2020-06-01 07:00 | 2020-10-31 07:00 | NA | Complete | Complete | NA |  | IC Request
LEPRECHAUN | 1195 | 2015-04-30 | 2015-04-30 07:00 | WITHDRAWN | 2015-06-25 07:00 | C08 | Generating Facility Type-1: Combustion Turbine; Generating Facility Fuel-1: Natural Gas; MWs MW-1: 49 | 49 | Full Capacity |  | RIVERSIDE | CA | SCE | Blythe Energy Park #1 (BEP1) 230kV | 2020-06-01 07:00 | 2020-06-01 07:00 | NA | None | None | NA |  | IC Request
PALO VERDE ENERGY STORAGE | 1197 | 2015-04-30 | 2015-04-30 07:00 | WITHDRAWN | 2017-12-29 08:00 | C08 | Generating Facility Type-1: Storage; Generating Facility Fuel-1: Battery; MWs MW-1: 400 | 400 | Full Capacity |  | RIVERSIDE | CA | SCE | Red Bluff Switchyard 220kV | 2018-09-01 07:00 | 2020-03-01 08:00 | NA | Complete | Complete | NA |  | IC Request
SIDEWINDER SOLAR | 1199 | 2015-04-30 | 2015-04-30 07:00 | WITHDRAWN | 2015-07-24 07:00 | C08 | Generating Facility Type-1: Photovoltaic; Generating Facility Fuel-1: Solar; MWs MW-1: 108.8 | 108.8 | Energy Only |  | RIVERSIDE | CA | SCE | Red Bluff 220kV bus | 2019-12-31 08:00 | 2019-12-31 08:00 | NA | None | None | NA |  | IC Request
HARPER LAKE ENERGY STORAGE | 1202 | 2015-04-30 | 2015-04-30 07:00 | WITHDRAWN | 2016-03-10 08:00 | C08 | Generating Facility Type-1: Storage; Generating Facility Fuel-1: Other; MWs MW-1: 140 | 140 | Full Capacity |  | SAN BERNARDINO | CA | SCE | Kramer Substation 230kV bus | 2020-08-31 07:00 | 2021-09-01 07:00 | NA | None | None | NA
HIGH DESERT VIEW SOLAR | 1203 | 2015-04-30 | 2015-04-30 07:00 | WITHDRAWN | 2016-05-03 07:00 | C08 | Photovoltaic | Storage |  | Solar | Battery |  | 136.75 | 30.8 |  | 167.55 | Full Capacity |  | SAN BERNARDINO | CA | SCE | Calcite Substation gen-tie at 230KV | 2018-05-01 07:00 | 2019-05-31 07:00 | NA | None | None | NA
SIENNA | 1205 | 2015-04-29 | 2015-04-30 07:00 | WITHDRAWN | 2016-03-11 08:00 | C08 | Storage | Photovoltaic |  | Battery | Solar |  | 66.7 | 66.5 |  | 66.7 | Full Capacity |  | SAN BERNARDINO | CA | SCE | Coolwater 115kV Substation | 2018-12-31 08:00 | 2018-12-31 08:00 | NA | Complete | None | NA |  | IC Request
TAMPADERO SOLAR | 1206 | 2015-04-30 | 2015-04-30 07:00 | WITHDRAWN | 2018-05-15 07:00 | C08 | Generating Facility Type-1: Photovoltaic; Generating Facility Fuel-1: Solar; MWs MW-1: 150 | 150 | Energy Only |  | SAN BERNARDINO | CA | SCE | Jasper Substation 230kV | 2018-12-31 08:00 | 2021-03-31 07:00 | NA | Complete | Complete | NA |  | IC Request
BRADMORE BESS FKA BRADMORE ES | 1209 | 2015-04-29 | 2015-04-30 07:00 | WITHDRAWN | 2019-05-21 07:00 | C08 | Generating Facility Type-1: Storage; Generating Facility Fuel-1: Battery; MWs MW-1: 412 | 412 | Full Capacity |  | LOS ANGELES | CA | SCE | Antelope 220kV bus | 2021-12-31 08:00 | 2021-12-31 08:00 | NA | Complete | Complete | NA | In Progress | IC Request
FRAZIER ES | 1210 | 2015-04-29 | 2015-04-30 07:00 | WITHDRAWN | 2016-03-11 08:00 | C08 | Generating Facility Type-1: Storage; Generating Facility Fuel-1: Battery; MWs MW-1: 420 | 412 | Full Capacity |  | TULARE | CA | SCE | Springville Substation 220kV bus | 2021-12-31 08:00 | 2021-12-31 08:00 | NA | None | None | NA
GOLDEN FIELDS SOLAR 3 | 1213 | 2015-04-30 | 2015-04-30 07:00 | WITHDRAWN | 2015-07-08 07:00 | C08 | Generating Facility Type-1: Photovoltaic; Generating Facility Fuel-1: Solar; MWs MW-1: 100 | 100 | Full Capacity |  | KERN | CA | SCE | Whirlwind 230 kV substation | 2018-06-30 07:00 | 2018-06-30 07:00 | NA | None | None | NA |  | IC Request
GOLDEN PRISM | 1214 | 2015-04-30 | 2015-04-30 07:00 | WITHDRAWN | 2019-03-18 07:00 | C08 | Generating Facility Type-1: Storage; Generating Facility Fuel-1: Battery; MWs MW-1: 6 | 5.98 | Full Capacity |  | KERN | CA | SCE | Whirlwind Substation 230kV | 2018-06-30 07:00 | 2020-01-31 08:00 | NA | Complete | Complete | NA |  | IC Request
PALMDALE ENERGY | 1216 | 2015-04-29 | 2015-04-30 07:00 | WITHDRAWN | 2019-07-22 07:00 | C08 | Generating Facility Type-1: Combined Cycle; Generating Facility Fuel-1: Natural Gas; MWs MW-1: 130 | 130 | Full Capacity |  | LOS ANGELES | CA | SCE | Vincent Substation 230 kV bus | 2019-06-01 07:00 | 2022-04-01 07:00 | NA | Complete | Complete | NA | Executed | Failure to Cure Deficiency
NEVADA MOHAVE SOLAR | 1218 | 2015-04-28 | 2015-04-30 07:00 | WITHDRAWN | 2021-01-19 08:00 | C08 | Generating Facility Type-1: Photovoltaic; Generating Facility Fuel-1: Solar; MWs MW-1: 400 | 400 | Energy Only |  | CLARK | NV | SCE | Jointly-owned Mohave Switchyard 500kV | 2019-12-01 08:00 | 2024-06-15 07:00 | NA | Complete | Complete | NA | In Progress | Failure to Cure Deficiency
SNOW MOUNTAIN SOLAR | 1219 | 2015-04-28 | 2015-04-30 07:00 | WITHDRAWN | 2018-05-22 07:00 | C08 | Generating Facility Type-1: Photovoltaic; Generating Facility Fuel-1: Solar; MWs MW-1: 100 | 100 | Energy Only |  | CLARK | NV | GLW | Desert View Substation 230 kV bus | 2018-08-01 07:00 | 2019-06-01 07:00 | NA | Complete | Complete | NA |  | IC Request
MIKADO | 1220 | 2015-04-29 | 2015-04-30 07:00 | WITHDRAWN | 2016-01-21 08:00 | C08 | Storage | Photovoltaic |  | Battery | Solar |  | 103 | 102.5 |  | 103 | Full Capacity |  | IMPERIAL | CA | IID | Liebert 230kV Switchyard | 2018-12-31 08:00 | 2018-12-31 08:00 | NA | None | None | NA |  | IC Request
WGP GEYSERS | 1221 | 2014-12-29 | 2015-02-23 08:00 | WITHDRAWN | 2017-11-28 08:00 | ISP | Generating Facility Type-1: Steam Turbine; Generating Facility Fuel-1: Geothermal; MWs MW-1: 35 | 35 | Full Capacity |  | SONOMA | CA | PGAE | Geysers #3 - Cloverdale 115 kV Line | 2018-06-01 07:00 | 2018-06-01 07:00 | NA | None | None | NA | Executed | IC Request
ARROYO REYES SOLAR | 1224 | 2016-04-27 | 2016-05-02 07:00 | WITHDRAWN | 2017-05-03 07:00 | C09 | Generating Facility Type-1: Photovoltaic; Generating Facility Fuel-1: Solar; MWs MW-1: 153.3 | 153.3 | Full Capacity |  | KINGS | CA | PGAE | Mustang 230kV Switching Station | 2020-12-01 08:00 | 2020-12-01 08:00 | NA | Complete |  | NA |  | None
CINCO | 1225 | 2016-04-27 | 2016-05-02 07:00 | WITHDRAWN | 2022-04-22 07:00 | C09 | Storage | Photovoltaic |  | Battery | Solar |  | 10.45 | 53.2 |  | 60 | Energy Only | Off-Peak Deliverability | FRESNO | CA | PGAE | Five Points Substation 70 kV | 2019-06-01 07:00 | 2021-12-31 08:00 | NA | Complete | Complete | NA | In Progress | IC Request
CONEJO SOLAR | 1226 | 2016-04-21 | 2016-05-02 07:00 | WITHDRAWN | 2017-03-20 07:00 | C09 | Generating Facility Type-1: Photovoltaic; Generating Facility Fuel-1: Solar; MWs MW-1: 102 | 102 | Full Capacity |  | FRESNO | CA | PGAE | 230kV Tranquility Switching Station | 2020-12-01 08:00 | 2020-12-01 08:00 | NA |  |  | NA |  | IC Request
CURRY | 1227 | 2016-04-29 | 2016-05-02 07:00 | WITHDRAWN | 2017-05-01 07:00 | C09 | Generating Facility Type-1: Photovoltaic; Generating Facility Fuel-1: Solar; MWs MW-1: 42.2 | 42.1 | Full Capacity |  | FRESNO | CA | PGAE | Schindler Transmission Line Tap 70 kV | 2020-11-01 07:00 | 2020-11-01 07:00 | NA | Complete |  | NA |  | IC Request
EASTERBY ENERGY STORAGE | 1228 | 2016-05-03 | 2016-05-02 07:00 | WITHDRAWN | 2017-03-01 08:00 | C09 | Generating Facility Type-1: Storage; Generating Facility Fuel-1: Battery; MWs MW-1: 52.2 | 50.83 | Full Capacity |  | FRESNO | CA | PGAE | Malaga 115kV Bus | 2020-06-01 07:00 | 2020-06-01 07:00 | NA | Complete |  | NA |  | IC Request
SOUTHERN LIGHT SOLAR | 1229 | 2016-04-23 | 2016-05-02 07:00 | WITHDRAWN | 2017-03-13 07:00 | C09 | Generating Facility Type-1: Photovoltaic; Generating Facility Fuel-1: Solar; MWs MW-1: 61.62 | 60.85 | Full Capacity |  | FRESNO | CA | PGAE | Coalinga #2 - Coalinga #1 70 kV line Approx. 1.9 miles south of Coalinga #2 and 1 mile east of the project site | 2020-12-31 08:00 | 2020-12-31 08:00 | NA | Complete |  | NA |  | IC Request
GOLDEN RECTANGLE | 1230 | 2016-04-28 | 2016-05-02 07:00 | WITHDRAWN | 2017-05-04 07:00 | C09 | Photovoltaic | Storage |  | Solar | Battery |  | 121.6 | 30.9 |  | 152.2 | Full Capacity |  | FRESNO | CA | PGAE | Tranquility Kearny 230kV | 2021-12-01 08:00 | 2021-12-01 08:00 | NA | Complete |  | NA |  | IC Request
HEARTLAND SOLAR | 1231 | 2016-04-22 | 2016-05-02 07:00 | WITHDRAWN | 2016-07-06 07:00 | C09 | Generating Facility Type-1: Photovoltaic; Generating Facility Fuel-1: Solar; MWs MW-1: 1044.7625 | 1043.0705 | Full Capacity |  | FRESNO | CA | PGAE | PANOCHE 230 KV SUB | 2020-12-31 08:00 | 2020-12-31 08:00 | NA | None |  | NA |  | IC Request
HEARTLAND SOLAR-2 | 1232 | 2016-04-22 | 2016-05-02 07:00 | WITHDRAWN | 2017-03-13 07:00 | C09 | Generating Facility Type-1: Photovoltaic; Generating Facility Fuel-1: Solar; MWs MW-1: 1044.7625 | 1042.4945 | Full Capacity |  | FRESNO | CA | PGAE | Tranquility Switching Station 230kV | 2020-12-31 08:00 | 2020-12-31 08:00 | NA | Complete |  | NA |  | IC Request
HOBBS ENERGY STORAGE | 1233 | 2016-05-02 | 2016-05-02 07:00 | WITHDRAWN | 2018-05-01 07:00 | C09 | Generating Facility Type-1: Storage; Generating Facility Fuel-1: Battery; MWs MW-1: 50.5 | 50.5 | Full Capacity |  | MADERA | CA | PGAE | Borden Substation 70kV | 2018-05-31 07:00 | 2018-05-31 07:00 | NA | Complete | Complete | NA |  | IC Request
HONEYBEE SOLAR | 1234 | 2016-04-21 | 2016-05-02 07:00 | WITHDRAWN | 2017-03-20 07:00 | C09 | Generating Facility Type-1: Photovoltaic; Generating Facility Fuel-1: Solar; MWs MW-1: 50 | 51 | Full Capacity |  | FRESNO | CA | PGAE | New 115kV Switching Station on the Panoche - Schindler 115kV #1 line | 2020-09-04 07:00 | 2020-09-04 07:00 | NA |  |  | NA |  | IC Request
HUDSON SOLAR 1 | 1235 | 2016-04-21 | 2016-05-02 07:00 | WITHDRAWN | 2021-01-13 08:00 | C09 | Photovoltaic | Storage |  | Solar | Battery |  | 86.64 | 99 |  | 85 | Energy Only |  | FRESNO | CA | PGAE | Panoche Substation 115 kV | 2019-12-31 08:00 | 2024-12-31 08:00 | NA | Complete | Complete | NA | Executed | IC Request
INCA | 1236 | 2016-04-29 | 2016-05-02 07:00 | WITHDRAWN | 2017-05-01 07:00 | C09 | Generating Facility Type-1: Photovoltaic; Generating Facility Fuel-1: Solar; MWs MW-1: 105.5 | 105.3 | Full Capacity |  | FRESNO | CA | PGAE | Dairyland-Mendota Transmission Line 115 kV | 2020-11-01 07:00 | 2020-11-01 07:00 | NA | Complete |  | NA |  | IC Request
MAIZEN BLUE SOLAR 1 | 1237 | 2016-04-22 | 2016-05-02 07:00 | WITHDRAWN | 2017-05-04 07:00 | C09 | Photovoltaic | Storage |  | Solar | Battery |  | 82.368 | 20.7 |  | 80.77 | Full Capacity |  | FRESNO | CA | PGAE | Excelsior Switching Station located on the Panoche-Schindler No.1 & 2 115 kV line | 2019-12-31 08:00 | 2019-12-31 08:00 | NA | Complete |  | NA |  | IC Request
MANGO SOLAR | 1238 | 2016-04-28 | 2016-05-02 07:00 | WITHDRAWN | 2017-03-21 07:00 | C09 | Generating Facility Type-1: Photovoltaic; Generating Facility Fuel-1: Solar; MWs MW-1: 61 | 61 | Full Capacity |  | FRESNO | CA | PGAE | Jayne Switch Station 70 kV | 2018-12-01 08:00 | 2018-12-01 08:00 | NA | Complete |  | NA |  | IC Request
NILES SOLAR 1 | 1240 | 2016-04-21 | 2016-05-02 07:00 | WITHDRAWN | 2017-05-04 07:00 | C09 | Generating Facility Type-1: Photovoltaic; Generating Facility Fuel-1: Solar; MWs MW-1: 20.52 | 20.22 | Full Capacity |  | KINGS | CA | PGAE | PG&E Corcoran-Guernsey 70 kV line | 2019-12-31 08:00 | 2019-12-31 08:00 | NA | Complete |  | NA |  | IC Request
PELICAN ISLAND | 1241 | 2016-04-26 | 2016-05-02 07:00 | WITHDRAWN | 2017-03-10 08:00 | C09 | Generating Facility Type-1: Photovoltaic; Generating Facility Fuel-1: Solar; MWs MW-1: 310.791 | 307.624 | Full Capacity |  | FRESNO | CA | PGAE | Midway- Gates 230 kV line | 2020-12-31 08:00 | 2020-12-31 08:00 | NA | Complete |  | NA |  | IC Request
RANCHO FRESNO STORAGE FARM | 1245 | 2016-04-20 | 2016-05-02 07:00 | WITHDRAWN | 2017-05-12 07:00 | C09 | Generating Facility Type-1: Storage; Generating Facility Fuel-1: Flywheel; MWs MW-1: 122.4 | 30.6 | Full Capacity |  | FRESNO | CA | PGAE | PG&E Kearney Sub 70 kV | 2021-05-01 07:00 | 2021-05-01 07:00 | NA |  |  | NA |  | IC Request
ROMERO CREEK | 1246 | 2016-04-29 | 2016-05-02 07:00 | WITHDRAWN | 2019-10-31 07:00 | C09 | Storage | Wind Turbine |  | Battery | Wind Turbine |  | 28 | 178.2 |  | 200 | Full Capacity |  | MERCED | CA | PGAE | Quinto Switching Station 230 kV Bus | 2019-12-31 08:00 | 2023-04-28 07:00 | NA | Complete | Complete | NA | In Progress | IC Request
SERENITY SOLAR | 1247 | 2016-04-23 | 2016-05-02 07:00 | WITHDRAWN | 2016-07-06 07:00 | C09 | Generating Facility Type-1: Photovoltaic; Generating Facility Fuel-1: Solar; MWs MW-1: 41 | 40.53 | Full Capacity |  | FRESNO | CA | PGAE | Coalinga #1 - San Miguel 70 kV line | 2020-12-31 08:00 | 2020-12-31 08:00 | NA |  |  | NA |  | IC Request
CROWN | 1248 | 2016-04-29 | 2016-05-02 07:00 | WITHDRAWN | 2017-05-01 07:00 | C09 | Generating Facility Type-1: Photovoltaic; Generating Facility Fuel-1: Solar; MWs MW-1: 105.5 | 105.3 | Full Capacity |  | FRESNO | CA | PGAE | Dairyland-Mendota 115 kV Line | 2020-11-01 07:00 | 2020-11-01 07:00 | NA | Complete |  | NA |  | IC Request
SEIS PUNTOS SOLAR | 1249 | 2016-04-26 | 2016-05-02 07:00 | WITHDRAWN | 2017-05-17 07:00 | C09 | Generating Facility Type-1: Photovoltaic; Generating Facility Fuel-1: Solar; MWs MW-1: 202.922 | 202.922 | Full Capacity |  | FRESNO | CA | PGAE | Excelsior Switch Station 115 kV | 2018-12-01 08:00 | 2018-12-01 08:00 | NA | Complete |  | NA |  | Failure to Cure Deficiency
WADY SOLAR | 1250 | 2016-04-26 | 2016-05-02 07:00 | WITHDRAWN | 2017-03-10 08:00 | C09 | Generating Facility Type-1: Photovoltaic; Generating Facility Fuel-1: Solar; MWs MW-1: 102.75 | 101.97 | Full Capacity |  | MADERA | CA | PGAE | LeGrand - Dairyland 115 kV line | 2020-12-31 08:00 | 2020-12-31 08:00 | NA | Complete |  | NA |  | IC Request
WARRIORS | 1251 | 2016-04-29 | 2016-05-02 07:00 | WITHDRAWN | 2017-05-04 07:00 | C09 | Generating Facility Type-1: Photovoltaic; Generating Facility Fuel-1: Solar; MWs MW-1: 42.2 | 42.1 | Full Capacity |  | FRESNO | CA | PGAE | Crescent Switching Station 70kV | 2019-11-01 07:00 | 2019-11-01 07:00 | NA | Complete |  | NA |  | IC Request
WILD WEST SOLAR | 1252 | 2016-04-23 | 2016-05-02 07:00 | WITHDRAWN | 2017-03-10 08:00 | C09 | Generating Facility Type-1: Photovoltaic; Generating Facility Fuel-1: Solar; MWs MW-1: 71.59 | 71.08 | Full Capacity |  | FRESNO | CA | PGAE | Cantua Substation 115 kV | 2020-12-30 08:00 | 2020-12-30 08:00 | NA | Complete |  | NA |  | IC Request
WOLVERINE SOLAR 1 - FKA YUBA SOLAR 1 | 1253 | 2016-04-18 | 2016-05-02 07:00 | WITHDRAWN | 2017-05-04 07:00 | C09 | Generating Facility Type-1: Photovoltaic; Generating Facility Fuel-1: Solar; MWs MW-1: 20.52 | 20.2 | Full Capacity |  | FRESNO | CA | PGAE | Stroud 70 kV Switching Station | 2019-12-31 08:00 | 2019-12-31 08:00 | NA | Complete |  | NA |  | IC Request
ALAMO SPRINGS SOLAR 3 | 1254 | 2016-04-26 | 2016-05-02 07:00 | WITHDRAWN | 2017-03-13 07:00 | C09 | Generating Facility Type-1: Photovoltaic; Generating Facility Fuel-1: Solar; MWs MW-1: 158.18 | 158.135 | Full Capacity |  | KERN | CA | PGAE | PG&E Arco Substation 70 kV | 2019-07-01 07:00 | 2019-07-01 07:00 | NA | Complete |  | NA |  | IC Request
ALMOND GROVE SOLAR PROJECT | 1255 | 2016-05-02 | 2016-05-02 07:00 | WITHDRAWN | 2017-03-15 07:00 | C09 | Generating Facility Type-1: Photovoltaic; Generating Facility Fuel-1: Solar; MWs MW-1: 40 | 40.9 | Full Capacity |  | KERN | CA | PGAE | Antelope Substation 70 kV | 2020-12-31 08:00 | 2020-12-31 08:00 | NA | Complete |  | NA |  | IC Request
CELESTIAL SOLAR 1 | 1256 | 2016-04-23 | 2016-05-02 07:00 | WITHDRAWN | 2017-03-13 07:00 | C09 | Generating Facility Type-1: Photovoltaic; Generating Facility Fuel-1: Solar; MWs MW-1: 91.74 | 91.74 | Full Capacity |  | KERN | CA | PGAE | Huron Substation 70 kV | 2020-12-31 08:00 | 2020-12-31 08:00 | NA | Complete |  | NA |  | IC Request
HELIOS PRIME | 1257 | 2016-04-26 | 2016-05-02 07:00 | WITHDRAWN | 2016-07-06 07:00 | C09 | Generating Facility Type-1: Photovoltaic; Generating Facility Fuel-1: Solar; MWs MW-1: 22.37 | 20.29 | Full Capacity |  | KERN | CA | PGAE | Lakeview Substation 70kV | 2020-12-31 08:00 | 2020-12-31 08:00 | NA | Complete |  | NA |  | IC Request
HELIOS SECONDUS | 1258 | 2016-04-27 | 2016-05-02 07:00 | WITHDRAWN | 2017-03-10 08:00 | C09 | Generating Facility Type-1: Photovoltaic; Generating Facility Fuel-1: Solar; MWs MW-1: 232.16 | 229.16 | Full Capacity |  | KERN | CA | PGAE | Midway-Wheeler Ridge #2 230 kV Line | 2020-12-31 08:00 | 2020-12-31 08:00 | NA |  |  | NA |  | IC Request
ROLLING HILLS SOLAR | 1261 | 2016-04-23 | 2016-05-02 07:00 | WITHDRAWN | 2016-07-06 07:00 | C09 | Generating Facility Type-1: Photovoltaic; Generating Facility Fuel-1: Solar; MWs MW-1: 206.27 | 203.635 | Full Capacity |  | KERN | CA | PGAE | Arco Substation 230 kV | 2020-12-30 08:00 | 2020-12-30 08:00 | NA |  |  | NA |  | IC Request
SURYA SOLAR | 1262 | 2016-04-27 | 2016-05-02 07:00 | WITHDRAWN | 2017-04-10 07:00 | C09 | Generating Facility Type-1: Photovoltaic; Generating Facility Fuel-1: Solar; MWs MW-1: 158.28 | 157.735 | Full Capacity |  | KERN | CA | PGAE | PG&E Midway Wheeler Ridge 230 kV line | 2019-07-01 07:00 | 2019-07-01 07:00 | NA |  |  | NA |  | IC Request
TENACITY SOLAR | 1263 | 2016-05-02 | 2016-05-02 07:00 | WITHDRAWN | 2017-03-09 08:00 | C09 | Generating Facility Type-1: Photovoltaic; Generating Facility Fuel-1: Solar; MWs MW-1: 101.3 | 101 | Full Capacity |  | KERN | CA | PGAE | Smyrna Substation 115 kV | 2020-12-31 08:00 | 2020-12-31 08:00 | NA |  |  | NA |  | IC Request
TIERRA DEL ORO | 1264 | 2016-04-26 | 2016-05-02 07:00 | WITHDRAWN | 2017-03-10 08:00 | C09 | Generating Facility Type-1: Photovoltaic; Generating Facility Fuel-1: Solar; MWs MW-1: 51.15 | 50.75 | Full Capacity |  | KERN | CA | PGAE | SemiTropic 115 KV substation | 2020-12-31 08:00 | 2020-12-31 08:00 | NA |  |  | NA |  | IC Request
TRAFALGAR 2 | 1265 | 2016-04-16 | 2016-05-02 07:00 | WITHDRAWN | 2017-05-16 07:00 | C09 | Generating Facility Type-1: Photovoltaic; Generating Facility Fuel-1: Solar; MWs MW-1: 20 | 21.1925 | Full Capacity |  | KINGS | CA | PGAE | ARCO-Tulare Lake Line | 2019-03-31 07:00 | 2019-03-31 07:00 | NA | Complete |  | NA |  | Failure to Cure Deficiency
APPLE HILL ENERGY STORAGE | 1266 | 2016-05-02 | 2016-05-02 07:00 | WITHDRAWN | 2016-06-22 07:00 | C09 | Generating Facility Type-1: Storage; Generating Facility Fuel-1: Battery; MWs MW-1: 50.5 | 50.5 | Full Capacity |  | EL DORADO | CA | PGAE | Apple Hill Substation (PGE) 115kV | 2018-05-31 07:00 | 2018-05-31 07:00 | NA |  |  | NA |  | IC Request
BERRYESSA WIND FARM | 1267 | 2016-04-29 | 2016-05-02 07:00 | WITHDRAWN | 2017-05-01 07:00 | C09 | Generating Facility Type-1: Wind Turbine; Generating Facility Fuel-1: Wind Turbine; MWs MW-1: 158.4 | 158.4 | Full Capacity |  | YOLO | CA | PGAE | Madison 115 kV | 2019-12-31 08:00 | 2019-12-31 08:00 | NA | Complete |  | NA |  | IC Request
CAL SUN | 1268 | 2016-05-02 | 2016-05-02 07:00 | WITHDRAWN | 2017-03-15 07:00 | C09 | Photovoltaic | Storage |  | Solar | Battery |  | 20 | 20.5 |  | 38.5 | Full Capacity |  | ALAMEDA | CA | PGAE | Herdlyn - Tracy 70 kV - Long: -121.577185 Lat: 37.800654 | 2019-09-01 07:00 | 2019-09-01 07:00 | NA | None |  | NA |  | IC Request
CAPETOWN HYBRID | 1269 | 2016-04-29 | 2016-05-02 07:00 | WITHDRAWN | 2020-03-30 07:00 | C09 | Generating Facility Type-1: Wind Turbine; Generating Facility Fuel-1: Wind Turbine; MWs MW-1: 135.3 | 125 | Energy Only |  | HUMBOLDT | CA | PGAE | Bridgeville 115 kV | 2019-12-31 08:00 | 2022-09-15 07:00 | NA | Complete | Complete | NA | Executed | IC Request
CREEKSIDE | 1271 | 2016-04-26 | 2016-05-02 07:00 | WITHDRAWN | 2017-05-17 07:00 | C09 | Generating Facility Type-1: Storage; Generating Facility Fuel-1: Battery; MWs MW-1: 418 | 414 | Full Capacity |  | SANTA CLARA | CA | PGAE | Moss Landing - Metcalf 230 kV line | 2020-12-01 08:00 | 2020-12-01 08:00 | NA | Complete |  | NA |  | Failure to Cure Deficiency
IG TEHAMA SOLAR | 1273 | 2016-04-26 | 2016-05-02 07:00 | WITHDRAWN | 2017-05-02 07:00 | C09 | Generating Facility Type-1: Photovoltaic; Generating Facility Fuel-1: Solar; MWs MW-1: 252.9 | 252.15 | Full Capacity |  | TEHAMA | CA | PGAE | Cottonwood-Delevan 230 kV Line #1 | 2019-06-30 07:00 | 2019-06-30 07:00 | NA | Complete |  | NA |  | IC Request
JOAQUIN SOLAR | 1274 | 2016-04-26 | 2016-05-02 07:00 | WITHDRAWN | 2016-07-06 07:00 | C09 | Generating Facility Type-1: Photovoltaic; Generating Facility Fuel-1: Solar; MWs MW-1: 41.09 | 40.64 | Full Capacity |  | STANISLAUS | CA | PGAE | Crows Landing substation 60 kV | 2020-12-31 08:00 | 2020-12-31 08:00 | NA |  |  | NA |  | IC Request
LAS HERMANAS BESS | 1276 | 2016-05-03 | 2016-05-02 07:00 | WITHDRAWN | 2016-07-22 07:00 | C09 | Generating Facility Type-1: Storage; Generating Facility Fuel-1: Battery; MWs MW-1: 110 | 110 | Full Capacity |  | SHASTA | CA | PGAE | Carberry Switching Station 230kV | 2019-05-31 07:00 | 2019-05-31 07:00 | NA |  |  | NA |  | IC Request
NORTHERN PINES | 1278 | 2016-05-02 | 2016-05-02 07:00 | WITHDRAWN | 2019-12-04 08:00 | C09 | Photovoltaic | Storage |  | Solar | Battery |  | 20.6 | 27 |  | 46.018 | Full Capacity |  | LASSEN | CA | PGAE | Westwood 60kV | 2020-12-31 08:00 | 2022-12-01 08:00 | NA | Complete | Complete | NA | Terminated | IC Request
PANEM SOLAR | 1279 | 2016-04-26 | 2016-05-02 07:00 | WITHDRAWN | 2016-07-27 07:00 | C09 | Generating Facility Type-1: Photovoltaic; Generating Facility Fuel-1: Solar; MWs MW-1: 20.9 | 20.226 | Full Capacity |  | BUTTE | CA | PGAE | Table Mtn.-Butte #2 115 kV Line | 2019-06-30 07:00 | 2019-06-30 07:00 | NA |  |  | NA |  | None
ROUND HOUSE ENERGY STORAGE | 1280 | 2016-05-03 | 2016-05-02 07:00 | WITHDRAWN | 2016-07-19 07:00 | C09 | Generating Facility Type-1: Storage; Generating Facility Fuel-1: Battery; MWs MW-1: 20 | 20.23 | Full Capacity |  | SAN MATEO | CA | PGAE | PG&E Martin Substation 115kV | 2020-06-01 07:00 | 2020-06-01 07:00 | NA |  |  | NA |  | IC Request
ROYAL SOLAR | 1281 | 2016-04-26 | 2016-05-02 07:00 | WITHDRAWN | 2017-03-10 08:00 | C09 | Generating Facility Type-1: Photovoltaic; Generating Facility Fuel-1: Solar; MWs MW-1: 102.73 | 101.908 | Full Capacity |  | STANISLAUS | CA | PGAE | Rio Oso - Woodland #1 115 kV line | 2020-12-31 08:00 | 2020-12-31 08:00 | NA |  |  | NA |  | IC Request
SPI QUINCY | 1282 | 2016-04-28 | 2016-05-02 07:00 | WITHDRAWN | 2017-02-21 08:00 | C09 | Generating Facility Type-1: Cogeneration; Generating Facility Fuel-1: Biofuel; MWs MW-1: 35.27 | 24 | Full Capacity |  | PLUMAS | CA | PGAE | SPI 60 kV Tap of PG&E's Caribou Plumas Jct. 60 kV line near Pole 17/12 | 2017-06-01 07:00 | 2017-06-01 07:00 | NA |  |  | NA |  | IC Request
WALKER RIDGE | 1284 | 2016-05-23 | 2016-05-02 07:00 | WITHDRAWN | 2022-09-22 07:00 | C09 | Generating Facility Type-1: Wind Turbine; Generating Facility Fuel-1: Wind Turbine; MWs MW-1: 144.9 | 140.9 | Partial Capacity | Off-Peak Deliverability | LAKE | CA | PGAE | Cortina-Mendocino and Cortina-Eagle Rock 115kV Lines | 2019-02-01 08:00 | 2026-12-16 08:00 | NA | Complete | Complete | NA | Executed | IC Request
BLUE WING RANCH SOLAR | 1285 | 2016-04-26 | 2016-05-02 07:00 | WITHDRAWN | 2017-04-13 07:00 | C09 | Generating Facility Type-1: Photovoltaic; Generating Facility Fuel-1: Solar; MWs MW-1: 205.2 | 203.48 | Full Capacity |  | YUMA | AZ | SDGE | Hoodoo Wash Switchyard 500 kV | 2021-12-31 08:00 | 2021-12-31 08:00 | NA |  |  | NA |  | IC Request
GIGANTES SOLAR | 1286 | 2016-04-26 | 2016-05-02 07:00 | WITHDRAWN | 2017-03-09 08:00 | C09 | Generating Facility Type-1: Photovoltaic; Generating Facility Fuel-1: Solar; MWs MW-1: 729.6 | 726.41 | Full Capacity |  | IMPERIAL | CA | SDGE | North Gila-Imperial Valley 500 kV line | 2020-12-31 08:00 | 2020-12-31 08:00 | NA |  |  | NA |  | IC Request
MOUNT LAGUNA WIND | 1287 | 2016-04-29 | 2016-05-02 07:00 | WITHDRAWN | 2018-05-22 07:00 | C09 | Generating Facility Type-1: Wind Turbine; Generating Facility Fuel-1: Wind Turbine; MWs MW-1: 207.9 | 207.9 | Full Capacity |  | SAN DIEGO | CA | SDGE | Suncrest - Ocotillo 500 kV line | 2019-12-31 08:00 | 2023-12-01 08:00 | NA | Complete | Complete | NA |  | IC Request
RED WING RANCH SOLAR | 1288 | 2016-04-26 | 2016-05-02 07:00 | WITHDRAWN | 2017-03-09 08:00 | C09 | Generating Facility Type-1: Photovoltaic; Generating Facility Fuel-1: Solar; MWs MW-1: 205.2 | 203.48 | Full Capacity |  | YUMA | AZ | SDGE | Hoodoo Wash Switchyard 500 kV | 2021-12-31 08:00 | 2021-12-31 08:00 | NA |  |  | NA |  | None
DORADO ENERGY STORAGE | 1289 | 2016-05-04 | 2016-05-02 07:00 | WITHDRAWN | 2016-07-15 07:00 | C09 | Generating Facility Type-1: Storage; Generating Facility Fuel-1: Battery; MWs MW-1: 100 | 101 | Full Capacity |  | SAN DIEGO | CA | SDGE | Encina Substation 138kV | 2019-06-01 07:00 | 2019-06-01 07:00 | NA |  |  | NA |  | None
GATEWAY ENERGY STORAGE 2 | 1290 | 2016-04-30 | 2016-05-02 07:00 | WITHDRAWN | 2016-07-22 07:00 | C09 | Generating Facility Type-1: Storage; Generating Facility Fuel-1: Battery; MWs MW-1: 200 | 201.2 | Full Capacity |  | SAN DIEGO | CA | SDGE | Otay Mesa substation 230 kV | 2019-08-01 07:00 | 2019-08-01 07:00 | NA |  |  | NA |  | IC Request
OTAYBAT | 1292 | 2016-05-02 | 2016-05-02 07:00 | WITHDRAWN | 2017-01-25 08:00 | C09 | Generating Facility Type-1: Storage; Generating Facility Fuel-1: Battery; MWs MW-1: 20 | 20 | Full Capacity |  | SAN DIEGO | CA | SDGE | Border Substation 69 kV | 2019-03-01 08:00 | 2019-03-01 08:00 | NA |  |  | NA |  | IC Request
SIGNAL PEAK | 1293 | 2016-04-28 | 2016-05-02 07:00 | WITHDRAWN | 2020-07-08 07:00 | C09 | Generating Facility Type-1: Photovoltaic; Generating Facility Fuel-1: Solar; MWs MW-1: 400 | 400 | Energy Only |  | YUMA | AZ | SDGE | Hoodoo Wash Switchyard 500 kV | 2021-12-01 08:00 | 2021-12-01 08:00 | NA | Complete | Complete | NA | In Progress
CENTURY SOLAR | 1296 | 2016-04-26 | 2016-05-02 07:00 | WITHDRAWN | 2017-03-09 08:00 | C09 | Generating Facility Type-1: Photovoltaic; Generating Facility Fuel-1: Solar; MWs MW-1: 310.08 | 306.87 | Full Capacity |  | MARICOPA | AZ | DCRT | Delaney-Colorado River Line 500kV | 2021-12-31 08:00 | 2021-12-31 08:00 | NA | Complete |  | NA |  | IC Request
QUARTZ 9 | 1297 | 2016-04-23 | 2016-05-02 07:00 | WITHDRAWN | 2017-03-09 08:00 | C09 | Generating Facility Type-1: Photovoltaic; Generating Facility Fuel-1: Solar; MWs MW-1: 153.45 | 153.45 | Full Capacity |  | RIVERSIDE | CA | SCE | Colorado River 230 kV SUB | 2021-12-31 08:00 | 2021-12-31 08:00 | NA |  |  | NA |  | IC Request
HARQUAHALA SOLAR | 1298 | 2016-04-26 | 2016-05-02 07:00 | WITHDRAWN | 2016-07-19 07:00 | C09 | Generating Facility Type-1: Photovoltaic; Generating Facility Fuel-1: Solar; MWs MW-1: 519.382 | 515.126 | Full Capacity |  | MARICOPA | AZ | DCRT | Delaney-Colorado River Line 500kV | 2021-12-31 08:00 | 2021-12-31 08:00 | NA |  |  | NA |  | IC Request
WEST SPRINGS WIND FARM | 1299 | 2016-04-29 | 2016-05-02 07:00 | WITHDRAWN | 2018-03-19 07:00 | C09 | Generating Facility Type-1: Wind Turbine; Generating Facility Fuel-1: Wind Turbine; MWs MW-1: 158.4 | 150 | Full Capacity |  | RIVERSIDE | CA | SCE | El Casco 230 kV | 2019-12-31 08:00 | 2021-02-01 08:00 | NA | Complete | Complete | NA |  | IC Request
DHS OASIS SOLAR | 1300 | 2016-04-30 | 2016-05-02 07:00 | WITHDRAWN | 2017-05-01 07:00 | C09 | Generating Facility Type-1: Photovoltaic; Generating Facility Fuel-1: Solar; MWs MW-1: 60.8 | 60 | Full Capacity |  | RIVERSIDE | CA | SCE | Devers 230 kV Substation | 2019-06-30 07:00 | 2019-12-31 08:00 | NA | Complete |  | NA |  | IC Request
SIDEWINDER SOLAR | 1301 | 2016-05-02 | 2016-05-02 07:00 | WITHDRAWN | 2017-04-17 07:00 | C09 | Generating Facility Type-1: Photovoltaic; Generating Facility Fuel-1: Solar; MWs MW-1: 120 | 118.5 | Full Capacity |  | RIVERSIDE | CA | SCE | Red Bluff 230kV | 2020-12-31 08:00 | 2020-12-31 08:00 | NA | Complete |  | NA |  | IC Request
LH ENERGY STORAGE | 1303 | 2016-04-30 | 2016-05-02 07:00 | WITHDRAWN | 2016-07-05 07:00 | C09 | Generating Facility Type-1: Storage; Generating Facility Fuel-1: Battery; MWs MW-1: 203.7 | 201.5 | Full Capacity |  | LOS ANGELES | CA | SCE | Lighthipe substation Batteries, Inverters, Step Up Transformer and a 220 kV gen tie line | 2020-08-01 07:00 | 2020-08-01 07:00 | NA |  |  | NA |  | IC Request
YERMO SOLAR 1 | 1304 | 2016-04-15 | 2016-05-02 07:00 | WITHDRAWN | 2016-06-29 07:00 | C09 | Generating Facility Type-1: Photovoltaic; Generating Facility Fuel-1: Solar; MWs MW-1: 71.136 | 70.736 | Full Capacity |  | SAN BERNADINO | CA | SCE | Cool WaterDunn Siding Baker Mount Pass Ivanpah 115 kV Line | 2019-12-31 08:00 | 2019-12-31 08:00 | NA |  |  | NA |  | IC Request
CALCITE SOLAR 1 | 1305 | 2016-04-22 | 2016-05-02 07:00 | WITHDRAWN | 2021-02-05 08:00 | C09 | Photovoltaic | Storage |  | Solar | Battery |  | 102.85 | 20.7 |  | 100 | Energy Only |  | SAN BERNARDINO | CA | SCE | Calcite 230 kV Line | 2020-08-01 07:00 | 2021-12-31 08:00 | NA | Complete | Complete | NA | In Progress | IC Request
GHOST TOWN SOLAR | 1306 | 2016-04-26 | 2016-05-02 07:00 | WITHDRAWN | 2017-03-09 08:00 | C09 | Generating Facility Type-1: Photovoltaic; Generating Facility Fuel-1: Solar; MWs MW-1: 205.4 | 203.86 | Full Capacity |  | SAN BERNARDINO | CA | SCE | Kramer 230 KV SUB | 2020-12-31 08:00 | 2020-12-31 08:00 | NA |  |  | NA |  | IC Request
SAND SOLAR | 1307 | 2016-04-25 | 2016-05-02 07:00 | WITHDRAWN | 2018-05-15 07:00 | C09 | Generating Facility Type-1: Photovoltaic; Generating Facility Fuel-1: Solar; MWs MW-1: 309.28 | 300 | Full Capacity |  | SAN BERNARDINO | CA | SCE | KRAMER 230 KV SUB | 2020-12-31 08:00 | 2021-12-31 08:00 | NA | Complete | Complete | NA
BARSTOW SOLAR 1 | 1308 | 2016-04-28 | 2016-05-02 07:00 | WITHDRAWN | 2019-03-18 07:00 | C09 | Generating Facility Type-1: Photovoltaic; Generating Facility Fuel-1: Solar; MWs MW-1: 211 | 210.94 | Full Capacity |  | SAN BERNARDINO | CA | SCE | Coolwater Substation 115kV | 2019-07-01 07:00 | 2021-06-30 07:00 | NA | Complete | Complete | NA |  | IC Request
SEGS10 SOLAR | 1309 | 2016-04-28 | 2016-05-02 07:00 | WITHDRAWN | 2017-02-14 08:00 | C09 | Generating Facility Type-1: Photovoltaic; Generating Facility Fuel-1: Solar; MWs MW-1: 81.4 | 81.2 | Full Capacity |  | SAN BERNARDINO | CA | SCE | Kramer 230 kV | 2019-12-31 08:00 | 2019-12-31 08:00 | NA |  |  | NA |  | IC Request
COSO SOLAR 2 | 1310 | 2016-04-27 | 2016-05-02 07:00 | WITHDRAWN | 2017-02-14 08:00 | C09 | Generating Facility Type-1: Photovoltaic; Generating Facility Fuel-1: Solar; MWs MW-1: 206.7 | 206.5 | Full Capacity |  | INYO | CA | SCE | Kramer 230 kV | 2019-12-31 08:00 | 2019-12-31 08:00 | NA |  |  | NA |  | IC Request
COSO SOLAR 1 | 1311 | 2016-04-28 | 2016-05-02 07:00 | WITHDRAWN | 2017-02-14 08:00 | C09 | Generating Facility Type-1: Photovoltaic; Generating Facility Fuel-1: Solar; MWs MW-1: 78.2 | 78.2 | Full Capacity |  | INYO | CA | SCE | Kramer 230kV | 2018-12-31 08:00 | 2018-12-31 08:00 | NA |  |  | NA |  | IC Request
WALLER SOLAR FARM | 1315 | 2016-05-02 | 2016-05-02 07:00 | WITHDRAWN | 2017-02-21 08:00 | C09 | Photovoltaic | Storage |  | Solar | Battery |  | 514.8 | 100 |  | 500 | Full Capacity |  | KERN | CA | SCE | Kramer-BLM WEST 230KV line | 2023-05-01 07:00 | 2023-05-01 07:00 | NA |  |  | NA |  | IC Request
HIGH DESERT VIEW SOLAR PROJECT | 1316 | 2016-05-12 | 2016-05-02 07:00 | WITHDRAWN | 2017-05-02 07:00 | C09 | Storage | Photovoltaic |  | Battery | Solar |  | 30 | 136.75 |  | 161.05 | Full Capacity |  | SAN BERNARDINO | CA | SCE | Calcite Substation 230 kV | 2019-05-31 07:00 | 2020-05-01 07:00 | NA | Complete |  | NA |  | Failure to Cure Deficiency
GRAPEVINE 1 | 1317 | 2016-04-26 | 2016-05-02 07:00 | WITHDRAWN | 2017-04-25 07:00 | C09 | Generating Facility Type-1: Storage; Generating Facility Fuel-1: Battery; MWs MW-1: 406 | 402 | Full Capacity |  | KERN | CA | SCE | Highwind Substation 230kV | 2020-12-01 08:00 | 2020-12-01 08:00 | NA | Complete |  | NA |  | IC Request
ROSY 9 | 1318 | 2016-04-23 | 2016-05-02 07:00 | WITHDRAWN | 2017-05-02 07:00 | C09 | Generating Facility Type-1: Photovoltaic; Generating Facility Fuel-1: Solar; MWs MW-1: 259.842 | 250 | Full Capacity |  | KERN | CA | SCE | WHIRLWIND 230 kV Sub. | 2020-12-31 08:00 | 2020-12-31 08:00 | NA | Complete |  | NA |  | Failure to Cure Deficiency
CALIFORNIA CITY SOLAR | 1320 | 2016-04-25 | 2016-05-02 07:00 | WITHDRAWN | 2017-05-02 07:00 | C09 | Generating Facility Type-1: Photovoltaic; Generating Facility Fuel-1: Solar; MWs MW-1: 732.0957 | 700 | Full Capacity |  | KERN | CA | SCE | WINDHUB 230 KV SUB | 2020-12-31 08:00 | 2020-12-31 08:00 | NA | Complete |  | NA |  | Failure to Cure Deficiency
ALL AMERICAN SOLAR | 1321 | 2016-04-26 | 2016-05-02 07:00 | WITHDRAWN | 2018-01-11 08:00 | C09 | Generating Facility Type-1: Photovoltaic; Generating Facility Fuel-1: Solar; MWs MW-1: 414.96 | 400 | Full Capacity |  | KERN | CA | SCE | VESTAL 230 KV SUB | 2020-12-31 08:00 | 2020-12-31 08:00 | NA | Complete | Complete | NA |  | None
SAGEBRUSH SOLAR 1 | 1326 | 2016-04-27 | 2016-05-02 07:00 | WITHDRAWN | 2018-03-19 07:00 | C09 | Generating Facility Type-1: Photovoltaic; Generating Facility Fuel-1: Solar; MWs MW-1: 83.3 | 82 | Full Capacity |  | KERN | CA | SCE | Vincent 230 kV Sub. | 2018-12-31 08:00 | 2020-12-15 08:00 | NA | Complete | Complete | NA |  | IC Request
GOLDEN EVENING SOLAR | 1328 | 2016-04-29 | 2016-05-02 07:00 | WITHDRAWN | 2017-03-10 08:00 | C09 | Generating Facility Type-1: Photovoltaic; Generating Facility Fuel-1: Solar; MWs MW-1: 265.08 | 312.22 | Full Capacity |  | KERN | CA | SCE | SCE Whirlwind Substation | 2019-07-01 07:00 | 2019-07-01 07:00 | NA | Complete |  | NA |  | IC Request
CLOVER ENERGY STORAGE PLANT | 1330 | 2016-05-02 | 2016-05-02 07:00 | WITHDRAWN | 2020-10-16 07:00 | C09 | Generating Facility Type-1: Storage; Generating Facility Fuel-1: Battery; MWs MW-1: 300 | 120 | Full Capacity |  | LOS ANGELES | CA | SCE | Antelope Substation 66kV | 2019-06-01 07:00 | 2023-05-15 07:00 | NA | Complete | Complete | NA | Executed | IC Request
CANELLA SOLAR FARM | 1331 | 2016-05-02 | 2016-05-02 07:00 | WITHDRAWN | 2018-04-16 07:00 | C09 | Storage | Photovoltaic |  | Battery | Solar |  | 300 | 309.6 |  | 300 | Full Capacity |  | KERN | CA | SCE | Windhub Substation 230kV | 2019-06-01 07:00 | 2021-10-01 07:00 | NA | Complete | Complete | NA |  | IC Request
LINWOOD SOLAR FARM | 1332 | 2016-05-02 | 2016-05-02 07:00 | WITHDRAWN | 2017-04-19 07:00 | C09 | Photovoltaic | Storage |  | Solar | Battery |  | 205.2 | 200 |  | 205.15 | Full Capacity |  | KERN | CA | SCE | Whirlwind Substation 230kV | 2019-06-01 07:00 | 2019-06-01 07:00 | NA | Complete |  | NA |  | IC Request
EON VISION WIND | 1333 | 2016-05-02 | 2016-05-02 07:00 | WITHDRAWN | 2017-02-28 08:00 | C09 | Generating Facility Type-1: Wind Turbine; Generating Facility Fuel-1: Wind Turbine; MWs MW-1: 280.5 | 277.6 | Full Capacity |  | KERN | CA | SCE | Whirlwind 230 kV Substation | 2019-12-31 08:00 | 2019-12-31 08:00 | NA |  |  | NA |  | IC Request
MISSION ROCK | 1334 | 2016-04-22 | 2016-05-02 07:00 | WITHDRAWN | 2017-05-02 07:00 | C09 | Storage | Gas Turbine |  | Battery | Natural Gas |  | 26.125 | 300 |  | 312 | Full Capacity |  | VENTURA | CA | SCE | Santa Clara Substation 230kV | 2020-10-01 07:00 | 2020-10-01 07:00 | NA | Complete |  | NA |  | Failure to Cure Deficiency
SOUTHLAND | 1336 | 2016-04-27 | 2016-05-02 07:00 | WITHDRAWN | 2021-06-11 07:00 | C09 | Generating Facility Type-1: Photovoltaic; Generating Facility Fuel-1: Solar; MWs MW-1: 380.1 | 375 | Full Capacity | Off-Peak Deliverability | CLARK | NV | SCE | Mohave Substation 500kV | 2019-12-01 08:00 | 2023-04-26 07:00 | NA | Complete | Complete | NA | In Progress | IC Request
ARIZONA MOHAVE SOLAR | 1337 | 2016-04-26 | 2016-05-02 07:00 | WITHDRAWN | 2017-03-09 08:00 | C09 | Generating Facility Type-1: Photovoltaic; Generating Facility Fuel-1: Solar; MWs MW-1: 520.6 | 514.843 | Full Capacity |  | MOHAVE | AZ | SCE | MOHAVE SWITCHYARD 500kV | 2020-12-01 08:00 | 2020-12-01 08:00 | NA | Complete |  | NA |  | IC Request
COPPER MTN SOLAR 5 | 1338 | 2016-04-28 | 2016-05-02 07:00 | WITHDRAWN | 2017-04-17 07:00 | C09 | Photovoltaic | Storage |  | Solar | Battery |  | 256.8 | 20 |  | 256.8 | Full Capacity |  | CLARK | NV | SCE | SCE owned Eldorado bus 230kV | 2023-04-28 07:00 | 2023-04-28 07:00 | NA | Complete |  | NA |  | IC Request
YELLOW PINE 1 | 1340 | 2016-04-20 | 2016-05-02 07:00 | WITHDRAWN | 2016-06-29 07:00 | C09 | Generating Facility Type-1: Photovoltaic; Generating Facility Fuel-1: Solar; MWs MW-1: 152.67 | 152.67 | Full Capacity |  | CLARK | NV | VEA | VEA Sandy Valley 138 kV | 2019-12-01 08:00 | 2019-12-01 08:00 | NA |  |  | NA |  | IC Request
PAHRUMP SOLAR | 1342 | 2016-04-26 | 2016-05-02 07:00 | WITHDRAWN | 2016-07-19 07:00 | C09 | Generating Facility Type-1: Photovoltaic; Generating Facility Fuel-1: Solar; MWs MW-1: 87.45 | 86.45 | Full Capacity |  | NYE | NV | VEA | Vista Substation 138 kV bus. | 2020-12-31 08:00 | 2020-12-31 08:00 | NA |  |  | NA |  | IC Request
DESERT OBSIDIAN | 1343 | 2016-04-26 | 2016-05-02 07:00 | WITHDRAWN | 2016-07-19 07:00 | C09 | Generating Facility Type-1: Photovoltaic; Generating Facility Fuel-1: Solar; MWs MW-1: 67.17 | 66.02 | Full Capacity |  | CLARK | NV | VEA | Amargosa Sub 138 kV | 2020-12-31 08:00 | 2020-12-31 08:00 | NA |  |  | NA |  | IC Request
COPPER RAYS | 1344 | 2016-04-26 | 2016-05-02 07:00 | WITHDRAWN | 2017-04-21 07:00 | C09 | Generating Facility Type-1: Photovoltaic; Generating Facility Fuel-1: Solar; MWs MW-1: 722.396 | 714.042 | Full Capacity |  | NYE | NV | VEA | Gamebird Substation 230kV | 2021-12-31 08:00 | 2021-12-31 08:00 | NA |  |  | NA |  | IC Request
SOUTH RIDGE | 1345 | 2016-04-28 | 2016-05-02 07:00 | WITHDRAWN | 2017-04-21 07:00 | C09 | Generating Facility Type-1: Photovoltaic; Generating Facility Fuel-1: Solar; MWs MW-1: 205.43 | 203.307 | Full Capacity |  | NYE | NV | VEA | Innovation Substation 230kV | 2021-12-31 08:00 | 2021-12-31 08:00 | NA |  |  | NA |  | IC Request
RE PRISM | 1346 | 2016-05-02 | 2016-05-02 07:00 | WITHDRAWN | 2016-07-25 07:00 | C09 | Generating Facility Type-1: Photovoltaic; Generating Facility Fuel-1: Solar; MWs MW-1: 208.96 | 204.96 | Full Capacity |  | NYE | NV | VEA | Gamebird Substation 230kV | 2019-12-31 08:00 | 2019-12-31 08:00 | NA |  |  | NA |  | IC Request
BIG BREAK ENERGY STORAGE | 1351 | 2017-04-28 | 2017-05-01 07:00 | WITHDRAWN | 2018-02-08 08:00 | C10 | Generating Facility Type-1: Storage; Generating Facility Fuel-1: Battery; MWs MW-1: 45 | 39.673 | Full Capacity |  | CONTRA COSTA | CA | PGAE | Contra Costa switchyard 230kV | 2021-06-01 07:00 | 2021-06-01 07:00 | NA | Complete |  | NA |  | IC Request
CAL SUN SOLAR | 1352 | 2017-04-28 | 2017-05-01 07:00 | WITHDRAWN | 2017-07-19 07:00 | C10 | Photovoltaic | Storage |  | Solar | Battery |  | 20 | 20.5 |  | 37.7 | Full Capacity |  | ALAMEDA | CA | PGAE | Herdlyn-Tracy line 70 kV | 2019-09-01 07:00 | 2019-09-01 07:00 | NA |  |  | NA |  | IC Request
CHANSON ENERGY STORAGE FACILITY | 1353 | 2017-05-01 | 2017-05-01 07:00 | WITHDRAWN | 2018-03-14 07:00 | C10 | Generating Facility Type-1: Storage; Generating Facility Fuel-1: Battery; MWs MW-1: 100 | 100 | Full Capacity |  | CALAVERAS | CA | PGAE | Valley Springs Substation 60kV | 2020-10-01 07:00 | 2020-10-01 07:00 | NA | Complete |  | NA |  | IC Request
EAST-BAY-WIND | 1354 | 2017-04-25 | 2017-05-01 07:00 | WITHDRAWN | 2021-05-20 07:00 | C10 | Generating Facility Type-1: Wind Turbine; Generating Facility Fuel-1: Wind Turbine; MWs MW-1: 153.02 | 150 | Energy Only | Off-Peak Deliverability | ALAMEDA | CA | PGAE | Tesla Substation 230kV | 2020-12-01 08:00 | 2023-02-14 08:00 | NA | Complete | Complete | NA | In Progress | IC Request
EXCHEQUER | 1355 | 2017-04-27 | 2017-05-01 07:00 | WITHDRAWN | 2017-05-22 07:00 | C10 | Generating Facility Type-1: Hydro; Generating Facility Fuel-1: Water; MWs MW-1: 112 | 110 | Full Capacity |  | MARIPOSA | CA | PGAE | Exchequer-LeGrand 115 kV | 2019-05-03 07:00 | 2019-05-03 07:00 | NA |  |  | NA |  | IC Request
HAYDON ENERGY STORAGE FACILITY | 1356 | 2017-05-01 | 2017-05-01 07:00 | WITHDRAWN | 2017-06-22 07:00 | C10 | Generating Facility Type-1: Storage; Generating Facility Fuel-1: Battery; MWs MW-1: 60 | 60 | Full Capacity |  | SAN JOAQUIN | CA | PGAE | Kyoho Tap 115kV | 2020-10-01 07:00 | 2020-10-01 07:00 | NA |  |  | NA |  | IC Request
KING FLAT WIND FARM 1 | 1357 | 2017-05-01 | 2017-05-01 07:00 | WITHDRAWN | 2018-03-12 07:00 | C10 | Generating Facility Type-1: Wind Turbine; Generating Facility Fuel-1: Wind Turbine; MWs MW-1: 152.25 | 150 | Full Capacity |  | YOLO | CA | PGAE | Delevan-Vaca No. 2 & No. 3 230kV | 2020-06-01 07:00 | 2020-06-01 07:00 | NA | Complete |  | NA |  | IC Request
KING FLAT WIND FARM 2 | 1358 | 2017-05-01 | 2017-05-01 07:00 | WITHDRAWN | 2018-03-12 07:00 | C10 | Generating Facility Type-1: Wind Turbine; Generating Facility Fuel-1: Wind Turbine; MWs MW-1: 101.5 | 100 | Full Capacity |  | YOLO | CA | PGAE | Delevan-Vaca No. 2& No. 3 230kV | 2020-06-01 07:00 | 2020-06-01 07:00 | NA | Complete |  | NA |  | IC Request
LUNA MAR | 1359 | 2017-04-27 | 2017-05-01 07:00 | WITHDRAWN | 2018-04-20 07:00 | C10 | Generating Facility Type-1: Storage; Generating Facility Fuel-1: Battery; MWs MW-1: 22.99 | 20 | Full Capacity |  | SAN MATEO | CA | PGAE | Half Moon Bay Substation 60kV | 2021-12-31 08:00 | 2021-12-31 08:00 | NA | Complete |  | NA |  | IC Request
OAKLAND ENERGY RELIABILITY CENTER | 1360 | 2017-05-01 | 2017-05-01 07:00 | WITHDRAWN | 2017-06-23 07:00 | C10 | Generating Facility Type-1: Storage; Generating Facility Fuel-1: Battery; MWs MW-1: 101.55 | 100 | Full Capacity |  | ALAMEDA | CA | PGAE | Oakland C Substation 115kV | 2019-12-15 08:00 | 2019-12-15 08:00 | NA | Complete |  | NA |  | IC Request
RIOSA CENTRAL SOLAR | 1361 | 2017-05-01 | 2017-05-01 07:00 | WITHDRAWN | 2018-03-01 08:00 | C10 | Generating Facility Type-1: Photovoltaic; Generating Facility Fuel-1: Solar; MWs MW-1: 20.23 | 19.74 | Full Capacity |  | PLACER | CA | PGAE | Smartville-Camp Far West 60kV line | 2020-11-30 08:00 | 2020-11-30 08:00 | NA | Complete |  | NA |  | IC Request
SAGE SOLAR | 1362 | 2017-04-28 | 2017-05-01 07:00 | WITHDRAWN | 2017-07-14 07:00 | C10 | Generating Facility Type-1: Photovoltaic; Generating Facility Fuel-1: Solar; MWs MW-1: 103.01 | 100 | Full Capacity |  | ALAMEDA | CA | PGAE | Cayetano Substation 230kV | 2020-06-01 07:00 | 2020-06-01 07:00 | NA | Complete |  | NA |  | IC Request
SOURGRASS SOLAR | 1364 | 2017-05-01 | 2017-05-01 07:00 | WITHDRAWN | 2018-03-01 08:00 | C10 | Generating Facility Type-1: Photovoltaic; Generating Facility Fuel-1: Solar; MWs MW-1: 380 | 350 | Full Capacity |  | TEHAMA | CA | PGAE | Cottonwood-Delevan #1 230kV | 2020-12-31 08:00 | 2020-12-31 08:00 | NA | Complete |  | NA |  | IC Request
WALTON ENERGY RELIABILITY CENTER | 1365 | 2017-05-01 | 2017-05-01 07:00 | WITHDRAWN | 2017-06-13 07:00 | C10 | Generating Facility Type-1: Storage; Generating Facility Fuel-1: Battery; MWs MW-1: 52.8 | 50 | Full Capacity |  | YUBA | CA | PGAE | Yuba City Cogen tap line-Pease 60kV | 2019-12-15 08:00 | 2019-12-15 08:00 | NA | Complete |  | NA |  | IC Request
WARDENCLYFFE | 1366 | 2017-04-27 | 2017-05-01 07:00 | WITHDRAWN | 2018-04-20 07:00 | C10 | Generating Facility Type-1: Storage; Generating Facility Fuel-1: Battery; MWs MW-1: 313.5 | 300 | Full Capacity |  | ALAMEDA | CA | PGAE | Tesla Substation 230kV | 2022-12-31 08:00 | 2022-12-31 08:00 | NA | Complete |  | NA |  | IC Request
WILBUR ENERGY STORAGE | 1368 | 2017-05-01 | 2017-05-01 07:00 | WITHDRAWN | 2020-03-25 07:00 | C10 | Generating Facility Type-1: Storage; Generating Facility Fuel-1: Battery; MWs MW-1: 94.5 | 91.3 | Full Capacity |  | CONTRA COSTA | CA | PGAE | Contra Costa Switchyard 230kV | 2020-10-31 07:00 | 2023-11-13 08:00 | NA | Complete | Complete | NA |  | IC Request
AMERICAN KINGS 10 | 1369 | 2017-04-26 | 2017-05-01 07:00 | WITHDRAWN | 2017-07-14 07:00 | C10 | Generating Facility Type-1: Photovoltaic; Generating Facility Fuel-1: Solar; MWs MW-1: 155.68 | 150 | Full Capacity |  | FRESNO | CA | PGAE | Mustang Switching Station 230kV | 2021-09-01 07:00 | 2021-09-01 07:00 | NA | Complete |  | NA |  | IC Request
BRUIN SOLAR | 1370 | 2017-04-26 | 2017-05-01 07:00 | WITHDRAWN | 2018-03-01 08:00 | C10 | Generating Facility Type-1: Photovoltaic; Generating Facility Fuel-1: Solar; MWs MW-1: 51.25 | 50 | Full Capacity |  | FRESNO | CA | PGAE | Mendota Substation 115kV | 2020-05-01 07:00 | 2020-05-01 07:00 | NA | Complete |  | NA |  | IC Request
CALIFORNIA BEAR 6 | 1371 | 2017-04-26 | 2017-05-01 07:00 | WITHDRAWN | 2018-03-01 08:00 | C10 | Photovoltaic | Storage |  | Solar | Battery |  | 22.41 | 22.355 |  | 20 | Full Capacity |  | FRESNO | CA | PGAE | Mendota Substation 115kV | 2021-12-01 08:00 | 2021-12-01 08:00 | NA | Complete |  | NA |  | IC Request
CURRY SOLAR | 1372 | 2017-04-28 | 2017-05-01 07:00 | WITHDRAWN | 2018-03-08 08:00 | C10 | Generating Facility Type-1: Photovoltaic; Generating Facility Fuel-1: Solar; MWs MW-1: 71.45 | 70 | Full Capacity |  | FRESNO | CA | PGAE | Schindler Substation 70kV | 2020-11-01 07:00 | 2020-11-01 07:00 | NA | Complete |  | NA |  | None
DASOS 10 | 1373 | 2017-04-26 | 2017-05-01 07:00 | WITHDRAWN | 2017-07-14 07:00 | C10 | Generating Facility Type-1: Photovoltaic; Generating Facility Fuel-1: Solar; MWs MW-1: 209.46 | 200 | Full Capacity |  | MERCED | CA | PGAE | Wilson Substation 230kV | 2020-06-01 07:00 | 2020-06-01 07:00 | NA | Complete |  | NA |  | IC Request
FIREHAWK SOLAR 1 | 1375 | 2017-04-11 | 2017-05-01 07:00 | WITHDRAWN | 2017-06-19 07:00 | C10 | Storage | Photovoltaic |  | Battery | Solar |  | 75 | 75 |  | 75 | Full Capacity |  | KERN | CA | PGAE | Smyrna Substation 115kV | 2020-12-31 08:00 | 2020-12-31 08:00 | NA |  |  | NA |  | IC Request
GOLDEN SQUARE | 1376 | 2017-04-27 | 2017-05-01 07:00 | WITHDRAWN | 2018-04-20 07:00 | C10 | Storage | Photovoltaic |  | Battery | Solar |  | 204.82 | 205.39 |  | 400 | Full Capacity |  | FRESNO | CA | PGAE | Tranquility Switching Station 230 kV | 2021-09-01 07:00 | 2021-09-01 07:00 | NA | Complete |  | NA |  | IC Request
GOLDWICK SOLAR FARM | 1377 | 2017-05-01 | 2017-05-01 07:00 | WITHDRAWN | 2018-03-14 07:00 | C10 | Photovoltaic | Storage |  | Solar | Battery |  | 100 | 100 |  | 101.44 | Full Capacity |  | STANISLAUS | CA | PGAE | Salado Substation 115kV | 2020-10-01 07:00 | 2020-10-01 07:00 | NA | Complete |  | NA |  | IC Request
KROE HYBRID | 1381 | 2017-05-01 | 2017-05-01 07:00 | WITHDRAWN | 2018-04-18 07:00 | C10 | Storage | Photovoltaic |  | Battery | Solar |  | 40 | 60 |  | 40.2 | Full Capacity |  | MERCED / FRESNO | CA | PGAE | Mercy Springs Substation 70kV | 2019-11-30 08:00 | 2019-11-30 08:00 | NA | Complete |  | NA |  | Failure to Cure Deficiency
LAS CAMAS 2 | 1383 | 2017-04-29 | 2017-05-01 07:00 | WITHDRAWN | 2018-04-18 07:00 | C10 | Generating Facility Type-1: Photovoltaic; Generating Facility Fuel-1: Solar; MWs MW-1: 102.5 | 101.423 | Full Capacity |  | MERCED | CA | PGAE | Los Banos Substation 230kV | 2021-11-30 08:00 | 2021-11-30 08:00 | NA | Complete |  | NA |  | Failure to Cure Deficiency
LOTUS 2 SOLAR FARM | 1384 | 2017-05-01 | 2017-05-01 07:00 | WITHDRAWN | 2018-03-14 07:00 | C10 | Storage | Photovoltaic |  | Battery | Solar |  | 100 | 100 |  | 102 | Full Capacity |  | MADERA | CA | PGAE | Borden Substation 70kV | 2020-03-01 08:00 | 2020-03-01 08:00 | NA | Complete |  | NA |  | IC Request
VANGUARD SOLAR BESS | 1385 | 2017-04-29 | 2017-05-01 07:00 | WITHDRAWN | 2019-12-19 08:00 | C10 | Storage | Photovoltaic |  | Battery | Solar |  | 47 | 153.315 |  | 150 | Full Capacity |  | FRESNO | CA | PGAE | Mustang Switching Station 230 kV | 2020-07-01 07:00 | 2025-03-31 07:00 | NA | Complete | Complete | NA |  | IC Request
MALLARD ENERGY STORAGE PROJECT | 1386 | 2017-04-28 | 2017-05-01 07:00 | WITHDRAWN | 2017-06-21 07:00 | C10 | Generating Facility Type-1: Storage; Generating Facility Fuel-1: Battery; MWs MW-1: 90 | 81.11 | Full Capacity |  | CONTRA COSTA | CA | PGAE | Pittsburg Switchyard 230kV | 2021-06-01 07:00 | 2021-06-01 07:00 | NA |  |  | NA |  | IC Request
PERSEUS SOLAR | 1387 | 2017-04-26 | 2017-05-01 07:00 | WITHDRAWN | 2017-07-14 07:00 | C10 | Generating Facility Type-1: Photovoltaic; Generating Facility Fuel-1: Solar; MWs MW-1: 208.97 | 206.37 | Full Capacity |  | MERCED | CA | PGAE | Borden Substation 230kV | 2021-08-01 07:00 | 2021-08-01 07:00 | NA | Complete |  | NA |  | IC Request
PUERTA RENEWABLE ENERGY RELIABILITY CENTER | 1388 | 2017-05-01 | 2017-05-01 07:00 | WITHDRAWN | 2017-07-05 07:00 | C10 | Photovoltaic | Storage |  | Solar | Battery |  | 52 | 52.8 |  | 76.56 | Full Capacity |  | FRESNO | CA | PGAE | Gates-Coalinga #2 70kV | 2019-06-01 07:00 | 2019-06-01 07:00 | NA | Complete |  | NA |  | IC Request
ROMERO CREEK SOLAR | 1390 | 2017-04-28 | 2017-05-01 07:00 | WITHDRAWN | 2018-04-30 07:00 | C10 | Generating Facility Type-1: Photovoltaic; Generating Facility Fuel-1: Solar; MWs MW-1: 203.96 | 200 | Full Capacity |  | MERCED | CA | PGAE | Quinto Substation 230kV | 2022-12-31 08:00 | 2022-12-31 08:00 | NA | Complete |  | NA
WARRIORS SOLAR | 1392 | 2017-04-28 | 2017-05-01 07:00 | WITHDRAWN | 2020-05-15 07:00 | C10 | Generating Facility Type-1: Photovoltaic; Generating Facility Fuel-1: Solar; MWs MW-1: 40.69 | 40 | Full Capacity |  | FRESNO | CA | PGAE | Crescent Switching Station 70kV | 2021-11-01 07:00 | 2021-11-01 07:00 | NA | Complete | Complete | NA |  | IC Request
CASSIOPEIA SOLAR | 1393 | 2017-04-26 | 2017-05-01 07:00 | WITHDRAWN | 2017-07-14 07:00 | C10 | Generating Facility Type-1: Photovoltaic; Generating Facility Fuel-1: Solar; MWs MW-1: 77.04 | 76.12 | Full Capacity |  | KERN | CA | PGAE | Tap on Maricopa-Copus line 70kV | 2021-08-01 07:00 | 2021-08-01 07:00 | NA | Complete |  | NA |  | IC Request
KERRNESS SOLAR | 1395 | 2017-04-28 | 2017-05-01 07:00 | WITHDRAWN | 2018-02-14 08:00 | C10 | Generating Facility Type-1: Photovoltaic; Generating Facility Fuel-1: Solar; MWs MW-1: 102.39 | 102.29 | Full Capacity |  | MERCED | CA | PGAE | Wilson - Le Grand115kV | 2021-11-01 07:00 | 2021-11-01 07:00 | NA | Complete |  | NA |  | IC Request
LYNX SOLAR | 1396 | 2017-04-28 | 2017-05-01 07:00 | WITHDRAWN | 2017-07-14 07:00 | C10 | Generating Facility Type-1: Photovoltaic; Generating Facility Fuel-1: Solar; MWs MW-1: 30.91 | 30.42 | Full Capacity |  | SANTA BARBARA | CA | PGAE | Cuyama 2 Substation 70kV | 2021-08-01 07:00 | 2021-08-01 07:00 | NA | Complete |  | NA |  | IC Request
SUN BRILLIANCE | 1399 | 2017-04-30 | 2017-05-01 07:00 | WITHDRAWN | 2017-07-03 07:00 | C10 | Generating Facility Type-1: Photovoltaic; Generating Facility Fuel-1: Solar; MWs MW-1: 16.35 | 16.345 | Full Capacity |  | KERN | CA | PGAE | Blackwell Substation 70kV | 2019-12-16 08:00 | 2019-12-16 08:00 | NA |  |  | NA |  | IC Request
HIDDEN HILLS SOLAR 1 | 1400 | 2017-04-25 | 2017-05-01 07:00 | WITHDRAWN | 2018-04-16 07:00 | C10 | Generating Facility Type-1: Photovoltaic; Generating Facility Fuel-1: Solar; MWs MW-1: 305.5 | 266.5 | Full Capacity |  | INYO | CA | GLW | Crazy Eyes Switching Station 230kV | 2021-12-31 08:00 | 2021-12-31 08:00 | NA | Complete |  | NA
WARREN SOLAR 1 | 1401 | 2017-05-01 | 2017-05-01 07:00 | WITHDRAWN | 2018-05-04 07:00 | C10 | Generating Facility Type-1: Photovoltaic; Generating Facility Fuel-1: Solar; MWs MW-1: 71.487 | 69.26 | Full Capacity |  | NYE | NV | VEA | Charleston Substation 138kV | 2020-03-01 08:00 | 2020-03-01 08:00 | NA | Complete |  | NA |  | IC Request
HARQUAHALA FLATS | 1403 | 2017-05-01 | 2017-05-01 07:00 | WITHDRAWN | 2020-06-03 07:00 | C10 | Photovoltaic | Storage |  | Solar | Battery |  | 450 | 450 |  | 450 | Energy Only |  | MARICOPA | AZ | DCRT | Colorado River-Delaney 500kV | 2022-12-16 08:00 | 2022-12-16 08:00 | NA | Complete | Complete | NA
HARQUAHALA SUN | 1404 | 2017-04-28 | 2017-05-01 07:00 | WITHDRAWN | 2018-04-16 07:00 | C10 | Storage | Photovoltaic |  | Battery | Solar |  | 162.5 | 150 |  | 150 | Full Capacity |  | MARICOPA | AZ | DCRT | Delaney-Colorado River 500kV | 2020-06-01 07:00 | 2020-06-01 07:00 | NA | Complete |  | NA |  | IC Request
MESAVILLE SOLAR | 1406 | 2017-05-01 | 2017-05-01 07:00 | WITHDRAWN | 2020-05-11 07:00 | C10 | Photovoltaic | Storage |  | Solar | Battery |  | 476.33 | 229.9 |  | 675 | Energy Only |  | RIVERSIDE | CA | SCE | Colorado River Substation 230kV | 2021-09-01 07:00 | 2022-01-15 08:00 | NA | Complete | Complete | NA | In Progress | IC Request
QUARTZITE 10 | 1408 | 2017-04-28 | 2017-05-01 07:00 | WITHDRAWN | 2017-07-14 07:00 | C10 | Generating Facility Type-1: Photovoltaic; Generating Facility Fuel-1: Solar; MWs MW-1: 154.59 | 150 | Full Capacity |  | RIVERSIDE | CA | SCE | Colorado River Substation 230kV | 2023-12-01 08:00 | 2023-12-01 08:00 | NA |  |  | NA |  | IC Request
VERMILLION ENERGY STORAGE | 1409 | 2017-04-28 | 2017-05-01 07:00 | WITHDRAWN | 2018-03-09 08:00 | C10 | Generating Facility Type-1: Storage; Generating Facility Fuel-1: Battery; MWs MW-1: 203.7 | 200 | Full Capacity |  | RIVERSIDE | CA | SCE | Devers Substation 220kV | 2021-06-01 07:00 | 2023-06-01 07:00 | NA | Complete |  | NA |  | None
WEST SPRINGS 2 WIND FARM | 1410 | 2017-04-28 | 2017-05-01 07:00 | WITHDRAWN | 2019-10-31 07:00 | C10 | Generating Facility Type-1: Wind Turbine; Generating Facility Fuel-1: Wind Turbine; MWs MW-1: 155.25 | 150 | Full Capacity |  | RIVERSIDE | CA | SCE | Devers-Vista #1 230kV | 2020-06-01 07:00 | 2023-10-15 07:00 | NA | Complete | Complete | NA |  | IC Request
GABRIEL SOLAR 3 | 1411 | 2017-03-15 | 2017-05-01 07:00 | WITHDRAWN | 2018-04-26 07:00 | C10 | Generating Facility Type-1: Photovoltaic; Generating Facility Fuel-1: Solar; MWs MW-1: 100 | 100 | Full Capacity |  | SAN BERNADINO | CA | SCE | Mira Loma-Walnut 230kV | 2019-12-31 08:00 | 2019-12-31 08:00 | NA |  |  | NA |  | Failure to Cure Deficiency
VICKERS ENERGY STORAGE | 1412 | 2017-05-01 | 2017-05-01 07:00 | WITHDRAWN | 2019-12-04 08:00 | C10 | Generating Facility Type-1: Storage; Generating Facility Fuel-1: Battery; MWs MW-1: 80 | 80 | Full Capacity |  | LOS ANGELES | CA | SCE | La Cienega Substation 230kV | 2021-05-28 07:00 | 2021-11-16 08:00 | NA | Complete | Complete | NA | Terminated
RUBITA | 1415 | 2017-04-28 | 2017-05-01 07:00 | WITHDRAWN | 2020-05-15 07:00 | C10 | Generating Facility Type-1: Photovoltaic; Generating Facility Fuel-1: Solar; MWs MW-1: 102.18 | 100 | Energy Only |  | SAN BERNARDINO | CA | SCE | Kramer-Inyokern-Randsburg No.1 115kV | 2021-11-01 07:00 | 2023-10-15 07:00 | NA | Complete | Complete | NA |  | IC Request
BLUE MOUNTAIN WIND | 1416 | 2017-04-25 | 2017-05-01 07:00 | WITHDRAWN | 2018-04-20 07:00 | C10 | Generating Facility Type-1: Wind Turbine; Generating Facility Fuel-1: Wind Turbine; MWs MW-1: 108 | 100 | Full Capacity |  | LOS ANGELES | CA | SCE | Antelope Substation 230kV | 2020-12-01 08:00 | 2020-12-01 08:00 | NA | Complete |  | NA |  | IC Request
CALHAWK SOLAR FARM | 1417 | 2017-05-01 | 2017-05-01 07:00 | WITHDRAWN | 2018-04-16 07:00 | C10 | Photovoltaic | Storage |  | Solar | Battery |  | 100 | 100 |  | 99 | Full Capacity |  | TULARE | CA | SCE | Vestal Substation 230kV | 2020-10-01 07:00 | 2022-06-01 07:00 | NA | Complete |  | NA
CREOSOTE | 1418 | 2017-04-26 | 2017-05-01 07:00 | WITHDRAWN | 2018-02-22 08:00 | C10 | Generating Facility Type-1: Photovoltaic; Generating Facility Fuel-1: Solar; MWs MW-1: 418.95 | 400 | Full Capacity |  | KERN | CA | SCE | Windhub Substation 230kV | 2021-08-01 07:00 | 2021-08-01 07:00 | NA | Complete |  | NA |  | None
CANELLA 2 SOLAR FARM | 1420 | 2017-05-01 | 2017-05-01 07:00 | WITHDRAWN | 2018-04-16 07:00 | C10 | Photovoltaic | Storage |  | Solar | Battery |  | 200 | 200 |  | 200 | Full Capacity |  | KERN | CA | SCE | Windhub Substation 230kV | 2020-10-01 07:00 | 2020-10-01 07:00 | NA | Complete |  | NA
JAWBONE WIND ENERGY PROJECT | 1421 | 2017-04-28 | 2017-05-01 07:00 | WITHDRAWN | 2019-07-08 07:00 | C10 | Generating Facility Type-1: Wind Turbine; Generating Facility Fuel-1: Wind Turbine; MWs MW-1: 37.4 | 37.4 | Full Capacity |  | KERN | CA | SCE | Highwind Substation 230kV | 2019-06-01 07:00 | 2021-12-15 08:00 | NA | Complete | Complete | NA
LONGSPUR 10 | 1422 | 2017-04-28 | 2017-05-01 07:00 | WITHDRAWN | 2017-07-14 07:00 | C10 | Generating Facility Type-1: Photovoltaic; Generating Facility Fuel-1: Solar; MWs MW-1: 263.84 | 250 | Full Capacity |  | KERN | CA | SCE | Rattlesnake Switchyard 230kV | 2021-12-31 08:00 | 2021-12-31 08:00 | NA |  |  | NA |  | IC Request
MUNZ SOLAR 1 | 1423 | 2017-04-04 | 2017-05-01 07:00 | WITHDRAWN | 2018-02-28 08:00 | C10 | Photovoltaic | Storage |  | Solar | Battery |  | 90 | 90 |  | 90 | Full Capacity |  | LOS ANGELES | CA | SCE | Antelope Substation 66kV | 2020-12-31 08:00 | 2020-12-31 08:00 | NA |  |  | NA |  | IC Request
VENTURA ENERGY CENTER | 1425 | 2017-04-28 | 2017-05-01 07:00 | WITHDRAWN | 2018-03-12 07:00 | C10 | Storage | Gas Turbine |  | Battery | Natural Gas |  | 26.125 | 300 |  | 312 | Full Capacity |  | VENTURA | CA | SCE | Santa Clara Substation 230kV | 2020-10-01 07:00 | 2020-10-01 07:00 | NA | Complete |  | NA |  | IC Request
VISION WIND | 1426 | 2017-04-29 | 2017-05-01 07:00 | WITHDRAWN | 2019-10-31 07:00 | C10 | Generating Facility Type-1: Wind Turbine; Generating Facility Fuel-1: Wind Turbine; MWs MW-1: 280.5 | 275 | Full Capacity |  | KERN | CA | SCE | Whirlwind Substation 220kV | 2020-12-31 08:00 | 2023-04-15 07:00 | NA | Complete | Complete | NA |  | IC Request
DARLINGTON BALLEY SOLAR ENERGY 1 | 1427 | 2017-05-01 | 2017-05-01 07:00 | WITHDRAWN | 2020-03-19 07:00 | C10 | Photovoltaic | Storage |  | Solar | Battery |  | 125 | 60 |  | 125 | Full Capacity |  | MARICOPA | AZ | SDGE | Hassayampa Switchyard 500kV | 2024-04-30 07:00 | 2024-04-30 07:00 | NA | Complete | Complete | NA |  | IC Request
MAVERICK | 1428 | 2017-04-27 | 2017-05-01 07:00 | WITHDRAWN | 2021-03-25 07:00 | C10 | Generating Facility Type-1: Storage; Generating Facility Fuel-1: Battery; MWs MW-1: 10 | 10 | Full Capacity |  | SAN DIEGO | CA | SDGE | Miramar GT Switchyard 69kV | 2021-12-31 08:00 | 2021-12-31 08:00 | NA | Complete | Complete | NA |  | IC Request
OCEANSIDE ENERGY STORAGE | 1430 | 2017-05-01 | 2017-05-01 07:00 | WITHDRAWN | 2018-03-02 08:00 | C10 | Generating Facility Type-1: Storage; Generating Facility Fuel-1: Battery; MWs MW-1: 40 | 40 | Full Capacity |  | SAN DIEGO | CA | SDGE | Ocean Ranch Substation | 2021-05-28 07:00 | 2021-05-28 07:00 | NA | Complete |  | NA |  | IC Request
ROSEBUD | 1431 | 2017-04-27 | 2017-05-01 07:00 | WITHDRAWN | 2021-03-25 07:00 | C10 | Generating Facility Type-1: Storage; Generating Facility Fuel-1: Battery; MWs MW-1: 10 | 10 | Full Capacity |  | SAN DIEGO | CA | SDGE | Kearny West Substation 69kV | 2021-12-31 08:00 | 2021-12-31 08:00 | NA | Complete | Complete | NA |  | IC Request
SUN STREAMS SOLAR 3 | 1433 | 2017-04-27 | 2017-05-01 07:00 | WITHDRAWN | 2017-06-28 07:00 | C10 | Generating Facility Type-1: Photovoltaic; Generating Facility Fuel-1: Solar; MWs MW-1: 155.1 | 150 | Full Capacity |  | MARICOPA | AZ | SDGE | Hassayampa Substation 500 kV | 2020-06-01 07:00 | 2020-06-01 07:00 | NA |  |  | NA |  | IC Request
WISTARIA SOLAR 2 | 1436 | 2017-04-28 | 2017-05-01 07:00 | WITHDRAWN | 2017-06-05 07:00 | C10 | Generating Facility Type-1: Photovoltaic; Generating Facility Fuel-1: Solar; MWs MW-1: 156 | 150 | Full Capacity |  | IMPERIAL | CA | SDGE | Imperial Valley Substation 230kV | 2019-12-31 08:00 | 2019-12-31 08:00 | NA |  |  | NA |  | IC Request
WESTSIDE CANAL ENERGY CENTER | 1437 | 2017-05-01 | 2017-05-01 07:00 | WITHDRAWN | 2020-06-10 07:00 | C10 | Storage | Photovoltaic |  | Battery | Solar |  | 400 | 25 |  | 425 | Energy Only |  | IMPERIAL | CA | SDGE | Imperial Valley Substation 230kV | 2021-12-31 08:00 | 2021-12-31 08:00 | NA | Complete | Complete | NA |  | IC Request
PANOCHE ENERGY CENTER | 1438 | 2017-04-28 | 2017-12-15 08:00 | WITHDRAWN | 2018-04-12 07:00 | ISP | Generating Facility Type-1: Gas Turbine; Generating Facility Fuel-1: Natural Gas; MWs MW-1: 432 | 15.6 | Full Capacity |  | FRESNO | CA | PGAE | Panoche Substation | 2018-02-01 08:00 | 2018-02-01 08:00 | NA |  |  | NA |  | IC Request
KERNRIDGE EXPANSION | 1441 | 2018-02-20 | 2018-05-17 07:00 | WITHDRAWN | 2020-09-17 07:00 | ISP | Generating Facility Type-1: Photovoltaic; Generating Facility Fuel-1: Solar; MWs MW-1: 17.9 | 0 | Energy Only |  | KERN | CA | PGAE | Kern Ridge Substation 115kV | 2021-01-15 08:00 | 2020-12-15 08:00 | NA | Complete | Complete | NA |  | IC Request
BLACK DIAMOND ENERGY STORAGE 2 | 1445 | 2018-04-16 | 2018-04-16 07:00 | WITHDRAWN | 2019-02-27 08:00 | C11 | Generating Facility Type-1: Storage; Generating Facility Fuel-1: Battery; MWs MW-1: 200 | 200 | Full Capacity |  | CONTRA COSTA | CA | PGAE | Pittsburg 230kV | 2021-05-01 07:00 | 2021-05-01 07:00 | NA |  |  | NA
BODIE ENERGY STORAGE | 1446 | 2018-04-16 | 2018-04-16 07:00 | WITHDRAWN | 2019-02-15 08:00 | C11 | Generating Facility Type-1: Storage; Generating Facility Fuel-1: Battery; MWs MW-1: 50.7 | 50 | Full Capacity |  | SUTTER | CA | PGAE | Bogue - Rio Oso 115 kV Line | 2021-07-09 07:00 | 2021-07-09 07:00 | NA |  |  | NA
DERNOPI SOLAR | 1447 | 2018-04-13 | 2018-04-16 07:00 | WITHDRAWN | 2019-02-22 08:00 | C11 | Generating Facility Type-1: Photovoltaic; Generating Facility Fuel-1: Solar; MWs MW-1: 103.3 | 100 | Full Capacity |  | FRESNO | CA | PGAE | Schindler 115kV | 2021-11-30 08:00 | 2021-11-30 08:00 | NA | Complete |  | NA |  | Failure to Cure Deficiency
DESCENDANT RANCH 2 | 1448 | 2018-04-11 | 2018-04-16 07:00 | WITHDRAWN | 2019-03-08 08:00 | C11 | Storage | Photovoltaic |  | Battery | Solar |  | 510 | 513.5 |  | 500 | Full Capacity |  | COLUSA | CA | PGAE | Logan Creek - Delevan Line Tap 230kV | 2023-12-01 08:00 | 2023-12-01 08:00 | NA |  |  | NA |  | IC Request
FALCON ENERGY CENTER | 1449 | 2018-04-13 | 2018-04-16 07:00 | WITHDRAWN | 2019-04-22 07:00 | C11 | Generating Facility Type-1: Storage; Generating Facility Fuel-1: Battery; MWs MW-1: 151.2 | 148.84 | Full Capacity |  | SAN JOAQUIN | CA | PGAE | Kasson-Lammers 115kV | 2021-09-01 07:00 | 2021-09-01 07:00 | NA | Complete |  | NA |  | IC Request
GAUCHO STORAGE | 1450 | 2018-04-13 | 2018-04-16 07:00 | WITHDRAWN | 2019-03-11 07:00 | C11 | Generating Facility Type-1: Storage; Generating Facility Fuel-1: Battery; MWs MW-1: 32.4 | 30.8 | Full Capacity |  | SANTA BARBARA | CA | PGAE | Cabrillo Substation 115kV | 2021-12-01 08:00 | 2021-12-01 08:00 | NA | Complete |  | NA |  | IC Request
HOLOCRYSTALLINE ENERGY CENTER | 1451 | 2018-04-16 | 2018-04-16 07:00 | WITHDRAWN | 2019-02-26 08:00 | C11 | Generating Facility Type-1: Storage; Generating Facility Fuel-1: Battery; MWs MW-1: 40 | 40 | Full Capacity |  | SAN MATEO | CA | PGAE | Bair Substation 60kV bus | 2021-12-01 08:00 | 2021-12-01 08:00 | NA | Complete |  | NA |  | IC Request
HOOD 2 | 1452 | 2018-04-16 | 2018-04-16 07:00 | WITHDRAWN | 2019-04-29 07:00 | C11 | Generating Facility Type-1: Photovoltaic; Generating Facility Fuel-1: Solar; MWs MW-1: 220 | 200 | Full Capacity |  | STANISLAUS | CA | PGAE | Q1244 Switching Station 230kV | 2022-12-31 08:00 | 2022-12-31 08:00 | NA | Complete |  | NA |  | IC Request
HOOD 3 | 1453 | 2018-04-16 | 2018-04-16 07:00 | WITHDRAWN | 2019-04-30 07:00 | C11 | Generating Facility Type-1: Photovoltaic; Generating Facility Fuel-1: Solar; MWs MW-1: 220 | 200 | Full Capacity |  | STANISLAUS | CA | PGAE | Q1244 Switching Station 230kV | 2022-12-31 08:00 | 2022-12-31 08:00 | NA | Complete |  | NA |  | Failure to Cure Deficiency
MONTARA | 1458 | 2018-04-12 | 2018-04-16 07:00 | WITHDRAWN | 2019-03-08 08:00 | C11 | Generating Facility Type-1: Storage; Generating Facility Fuel-1: Battery; MWs MW-1: 65 | 65 | Full Capacity |  | ALAMEDA | CA | PGAE | Eastshore Station 115kV | 2020-07-01 07:00 | 2020-07-01 07:00 | NA |  |  | NA |  | IC Request
PINTO PASS | 1460 | 2018-04-12 | 2018-04-16 07:00 | WITHDRAWN | 2022-09-01 07:00 | C11 | Generating Facility Type-1: Storage; Generating Facility Fuel-1: Battery; MWs MW-1: 20 | 20 | Full Capacity |  | CONTRA COSTA | CA | PGAE | Christie Substation 60kV | 2021-12-31 08:00 | 2023-12-31 08:00 | NA | Complete | Complete | NA | Executed | IC Request
SEAPORT STORAGE | 1462 | 2018-04-12 | 2018-04-16 07:00 | WITHDRAWN | 2019-03-08 08:00 | C11 | Generating Facility Type-1: Storage; Generating Facility Fuel-1: Battery; MWs MW-1: 41.8 | 40 | Full Capacity |  | ALAMEDA | CA | PGAE | Oakland Station C 115kV | 2022-12-01 08:00 | 2022-12-01 08:00 | NA |  |  | NA |  | IC Request
STAR GL STORAGE 2 | 1464 | 2018-04-16 | 2018-04-16 07:00 | WITHDRAWN | 2019-04-30 07:00 | C11 | Generating Facility Type-1: Storage; Generating Facility Fuel-1: Battery; MWs MW-1: 45.8 | 45 | Full Capacity |  | SUTTER | CA | PGAE | Greenleaf #1 Tap 115 kV | 2021-12-01 08:00 | 2021-12-01 08:00 | NA |  |  | NA |  | Failure to Cure Deficiency
STARGAZE SOLAR BESS | 1465 | 2018-04-16 | 2018-04-16 07:00 | WITHDRAWN | 2019-02-25 08:00 | C11 | Generating Facility Type-1: Photovoltaic; Generating Facility Fuel-1: Solar; MWs MW-1: 153.5 | 150 | Full Capacity |  | ALAMEDA | CA | PGAE | Cayetano Substation 230kV | 2021-12-01 08:00 | 2021-12-01 08:00 | NA |  |  | NA |  | IC Request
TIERRA BUENA ENERGY CENTER | 1466 | 2018-04-13 | 2018-04-16 07:00 | WITHDRAWN | 2019-04-22 07:00 | C11 | Generating Facility Type-1: Storage; Generating Facility Fuel-1: Battery; MWs MW-1: 74.3513 | 74.3513 | Full Capacity |  | SUTTER | CA | PGAE | Pease 60kV | 2021-09-01 07:00 | 2021-09-01 07:00 | NA | Complete |  | NA |  | IC Request
TUNITAS | 1467 | 2018-04-13 | 2018-04-16 07:00 | WITHDRAWN | 2019-02-25 08:00 | C11 | Generating Facility Type-1: Storage; Generating Facility Fuel-1: Battery; MWs MW-1: 50 | 50 | Full Capacity |  | SAN JOAQUIN | CA | PGAE | Kasson Station 60kV | 2020-07-01 07:00 | 2020-07-01 07:00 | NA |  |  | NA |  | IC Request
ATLAS | 1468 | 2018-04-16 | 2018-04-16 07:00 | WITHDRAWN | 2018-08-29 07:00 | C11 | Photovoltaic | Storage |  | Solar | Battery |  | 1036.8 | 1036.8 |  | 1000 | Full Capacity |  | FRESNO | CA | PGAE | Los Banos - Gates #3 500kV line | 2022-12-31 08:00 | 2022-12-31 08:00 | NA | None |  | NA |  | IC Request
BERRYDALE STORAGE | 1469 | 2018-04-12 | 2018-04-16 07:00 | WITHDRAWN | 2019-03-08 08:00 | C11 | Generating Facility Type-1: Storage; Generating Facility Fuel-1: Battery; MWs MW-1: 41.8 | 40 | Full Capacity |  | ALAMEDA | CA | PGAE | Birds Landing 230kV | 2022-12-01 08:00 | 2022-12-01 08:00 | NA |  |  | NA |  | IC Request
CASY SOLAR | 1471 | 2018-04-13 | 2018-04-16 07:00 | WITHDRAWN | 2019-05-07 07:00 | C11 | Photovoltaic | Storage |  | Solar | Battery |  | 203.5 | 104 |  | 200 | Energy Only |  | FRESNO | CA | PGAE | Tranquility 230kV | 2022-06-15 07:00 | 2022-06-15 07:00 | NA | Complete |  | NA
DEL RANCHO | 1473 | 2018-04-16 | 2018-04-16 07:00 | WITHDRAWN | 2019-01-16 08:00 | C11 | Photovoltaic | Storage |  | Solar | Battery |  | 102.6 | 102.6 |  | 100 | Full Capacity |  | CONTRA COSTA | CA | PGAE | Kelso Switching Station 230kV | 2021-12-31 08:00 | 2021-12-31 08:00 | NA | Complete |  | NA |  | IC Request
GEMINI WIND NORTH | 1474 | 2018-04-16 | 2018-04-16 07:00 | WITHDRAWN | 2019-04-22 07:00 | C11 | Generating Facility Type-1: Wind Turbine; Generating Facility Fuel-1: Wind Turbine; MWs MW-1: 2005.8 | 2005.8 | Full Capacity |  | N/A | CA | PGAE | Diablo Canyon Power Plant 500kV | 2025-03-31 07:00 | 2025-03-31 07:00 | NA | Complete |  | NA |  | Failure to Cure Deficiency
GONZAGA RIDGE WIND FARM 2 | 1475 | 2018-04-17 | 2018-04-16 07:00 | WITHDRAWN | 2019-04-10 07:00 | C11 | Generating Facility Type-1: Wind Turbine; Generating Facility Fuel-1: Wind Turbine; MWs MW-1: 61.28 | 58.63 | Full Capacity |  | MERCED | CA | PGAE | Los Banos Substation 70kV | 2020-12-21 08:00 | 2020-12-21 08:00 | NA | Complete |  | NA |  | IC Request
GREEN MEZZO | 1476 | 2018-04-12 | 2018-04-16 07:00 | WITHDRAWN | 2019-03-08 08:00 | C11 | Generating Facility Type-1: Storage; Generating Facility Fuel-1: Battery; MWs MW-1: 204.1 | 200 | Full Capacity |  | SOLANO | CA | PGAE | Birds Landing Switchyard 230kV | 2022-12-01 08:00 | 2022-12-01 08:00 | NA |  |  | NA |  | IC Request
HEARTLAND 3 | 1477 | 2018-04-11 | 2018-04-16 07:00 | WITHDRAWN | 2019-03-07 08:00 | C11 | Storage | Photovoltaic |  | Battery | Solar |  | 51.169 | 154.89 |  | 150 | Full Capacity |  | FRESNO | CA | PGAE | Tranquility Switching Station 230kV | 2022-12-30 08:00 | 2022-12-30 08:00 | NA | Complete |  | NA |  | IC Request
HUDSON SOLAR 2 | 1478 | 2018-04-12 | 2018-04-16 07:00 | WITHDRAWN | 2019-03-07 08:00 | C11 | Storage | Photovoltaic |  | Battery | Solar |  | 102 | 102 |  | 80 | Energy Only |  | FRESNO | CA | PGAE | Panoche Substation 115kV | 2022-06-30 07:00 | 2022-06-30 07:00 | NA | Complete |  | NA |  | IC Request
KEY STORAGE 2 | 1480 | 2018-04-11 | 2018-04-16 07:00 | WITHDRAWN | 2019-03-08 08:00 | C11 | Generating Facility Type-1: Storage; Generating Facility Fuel-1: Battery; MWs MW-1: 309.3 | 300 | Full Capacity |  | FRESNO | CA | PGAE | Gates Sub 230kV | 2024-12-01 08:00 | 2024-12-01 08:00 | NA |  |  | NA |  | IC Request
KINGSTON ENERGY STORAGE | 1481 | 2018-04-16 | 2018-04-16 07:00 | WITHDRAWN | 2019-04-30 07:00 | C11 | Generating Facility Type-1: Storage; Generating Facility Fuel-1: Battery; MWs MW-1: 50.74 | 50 | Full Capacity |  | MADERA | CA | PGAE | Borden Substation 70kV | 2021-07-09 07:00 | 2021-07-09 07:00 | NA |  |  | NA |  | Failure to Cure Deficiency
MERCATOR | 1482 | 2018-04-16 | 2018-04-16 07:00 | WITHDRAWN | 2019-02-04 08:00 | C11 | Storage | Photovoltaic |  | Battery | Solar |  | 518.4 | 518.4 |  | 500 | Full Capacity |  | FRESNO | CA | PGAE | Tranquillity SS 230kV | 2021-12-31 08:00 | 2021-12-31 08:00 | NA | None |  | NA
PANIOLO SOLAR | 1483 | 2018-04-13 | 2018-04-16 07:00 | WITHDRAWN | 2019-03-11 07:00 | C11 | Storage | Photovoltaic |  | Battery | Solar |  | 19.8 | 52.2 |  | 50.3 | Full Capacity |  | FRESNO | CA | PGAE | Jayne Switching Station 70kV | 2021-12-01 08:00 | 2021-12-01 08:00 | NA |  |  | NA |  | IC Request
PLACID | 1485 | 2018-04-10 | 2018-04-16 07:00 | WITHDRAWN | 2019-03-06 08:00 | C11 | Storage | Photovoltaic |  | Battery | Solar |  | 90 | 180 |  | 200 | Full Capacity |  | FRESNO | CA | PGAE | Mendota Substation 115kV | 2021-05-01 07:00 | 2021-05-01 07:00 | NA | Complete |  | NA |  | IC Request
ROCKFISH STORAGE 1 | 1486 | 2018-04-11 | 2018-04-16 07:00 | WITHDRAWN | 2019-03-08 08:00 | C11 | Generating Facility Type-1: Storage; Generating Facility Fuel-1: Battery; MWs MW-1: 510 | 500 | Full Capacity |  | MONTEREY | CA | PGAE | Moss Landing 230kV | 2023-12-01 08:00 | 2023-12-01 08:00 | NA |  |  | NA |  | IC Request
ROCKFISH STORAGE 2 | 1487 | 2018-04-11 | 2018-04-16 07:00 | WITHDRAWN | 2019-03-08 08:00 | C11 | Generating Facility Type-1: Storage; Generating Facility Fuel-1: Battery; MWs MW-1: 510 | 500 | Full Capacity |  | MONTEREY | CA | PGAE | Moss Landing 230kV | 2024-12-01 08:00 | 2024-12-01 08:00 | NA |  |  | NA |  | IC Request
SAGEBERRY SOLAR | 1488 | 2018-04-11 | 2018-04-16 07:00 | WITHDRAWN | 2019-03-06 08:00 | C11 | Storage | Photovoltaic |  | Battery | Solar |  | 92.08 | 311.885 |  | 300 | Full Capacity |  | FRESNO | CA | PGAE | Gates Substation 230kV | 2022-12-30 08:00 | 2022-12-30 08:00 | NA | Complete |  | NA |  | IC Request
STEPHEN | 1489 | 2018-04-16 | 2018-04-16 07:00 | WITHDRAWN | 2019-03-13 07:00 | C11 | Generating Facility Type-1: Photovoltaic; Generating Facility Fuel-1: Solar; MWs MW-1: 102.73 | 100 | Full Capacity |  | FRESNO | CA | PGAE | Schindler Substation 115kV | 2022-06-01 07:00 | 2022-06-01 07:00 | NA |  |  | NA |  | IC Request
TEMETTATE ADVANCED CAES | 1490 | 2018-04-13 | 2018-04-16 07:00 | WITHDRAWN | 2019-02-28 08:00 | C11 | Generating Facility Type-1: Storage; Generating Facility Fuel-1: Other; MWs MW-1: 100 | 100 | Full Capacity |  | SAN LUIS OBISPO | CA | PGAE | Mesa 230kV | 2024-06-01 07:00 | 2024-06-01 07:00 | NA | Complete |  | NA |  | IC Request
WINDCHARGER ESS | 1492 | 2018-04-12 | 2018-04-16 07:00 | WITHDRAWN | 2021-04-09 07:00 | C11 | Generating Facility Type-1: Storage; Generating Facility Fuel-1: Battery; MWs MW-1: 150 | 150 | Full Capacity |  | SOLANO | CA | PGAE | Birds Landing Substation 230kV | 2021-12-01 08:00 | 2021-12-01 08:00 | NA | Complete | Complete | NA |  | IC Request
CASTLE WIND OFFSHORE | 1494 | 2018-05-30 | 2018-04-16 07:00 | WITHDRAWN | 2019-04-08 07:00 | C11 | Generating Facility Type-1: Wind Turbine; Generating Facility Fuel-1: Wind Turbine; MWs MW-1: 576 | 559.3 | Full Capacity |  | SAN LUIS OBISPO | CA | PGAE | Morro Bay Substation 230kV | 2025-03-30 07:00 | 2025-03-30 07:00 | NA | Complete |  | NA |  | IC Request
HOLLY | 1497 | 2018-04-16 | 2018-04-16 07:00 | WITHDRAWN | 2019-03-13 07:00 | C11 | Generating Facility Type-1: Photovoltaic; Generating Facility Fuel-1: Solar; MWs MW-1: 40.825 | 40 | Full Capacity |  | KINGS | CA | PGAE | Corcoran-Guernsey 70kV line | 2021-11-01 07:00 | 2021-11-01 07:00 | NA |  |  | NA |  | IC Request
HOOD 1 | 1498 | 2018-04-16 | 2018-04-16 07:00 | WITHDRAWN | 2019-03-07 08:00 | C11 | Generating Facility Type-1: Photovoltaic; Generating Facility Fuel-1: Solar; MWs MW-1: 110 | 100 | Full Capacity |  | TULARE | CA | PGAE | Olive Switching Substation 115kV | 2022-12-31 08:00 | 2022-12-31 08:00 | NA | Complete |  | NA |  | IC Request
LIMON ENERGY PARK | 1500 | 2018-04-16 | 2018-04-16 07:00 | WITHDRAWN | 2019-03-06 08:00 | C11 | Photovoltaic | Storage |  | Solar | Battery |  | 128.35 | 25 |  | 125 | Full Capacity |  | KERN | CA | PGAE | Midway Substation 230kV | 2020-12-01 08:00 | 2020-12-01 08:00 | NA | Complete |  | NA |  | IC Request
MAMMOTH ENERGY STORAGE | 1501 | 2018-04-16 | 2018-04-16 07:00 | WITHDRAWN | 2019-04-25 07:00 | C11 | Generating Facility Type-1: Storage; Generating Facility Fuel-1: Battery; MWs MW-1: 101.4 | 100 | Full Capacity |  | KERN | CA | PGAE | Midway Substation 115kV | 2021-07-09 07:00 | 2021-07-09 07:00 | NA |  |  | NA |  | IC Request
MAVERICKS | 1502 | 2018-04-16 | 2018-04-16 07:00 | WITHDRAWN | 2019-02-25 08:00 | C11 | Generating Facility Type-1: Storage; Generating Facility Fuel-1: Battery; MWs MW-1: 300 | 300 | Full Capacity |  | ALAMEDA | CA | PGAE | Newark Station 230kV | 2021-07-01 07:00 | 2021-07-01 07:00 | NA |  |  | NA |  | IC Request
PINTAIL ENERGY STORAGE | 1503 | 2018-04-13 | 2018-04-16 07:00 | WITHDRAWN | 2019-03-05 08:00 | C11 | Generating Facility Type-1: Storage; Generating Facility Fuel-1: Battery; MWs MW-1: 100 | 100 | Full Capacity |  | SONOMA | CA | PGAE | Lakeville 230kV | 2021-06-30 07:00 | 2021-06-30 07:00 | NA |  |  | NA |  | IC Request
PISTACHIO ENERGY PARK | 1504 | 2018-04-17 | 2015-04-16 07:00 | WITHDRAWN | 2019-03-06 08:00 | C11 | Storage | Photovoltaic |  | Battery | Solar |  | 37 | 153.5 |  | 150 | Full Capacity |  | KERN | CA | PGAE | Arco-Midway & Gates-Midway 230kV | 2020-12-01 08:00 | 2020-12-01 08:00 | NA | Complete |  | NA |  | IC Request
POLELINE SOLAR ENERGY CENTER | 1505 | 2018-04-16 | 2018-04-16 07:00 | WITHDRAWN | 2019-04-30 07:00 | C11 | Photovoltaic | Storage |  | Solar | Battery |  | 61.005 | 41.4 |  | 99.995 | Full Capacity |  | MERCED/FRESNO | CA | PGAE | Mercy Springs 70kV | 2021-12-01 08:00 | 2021-12-01 08:00 | NA |  |  | NA |  | Failure to Cure Deficiency
POSEIDON | 1506 | 2018-04-17 | 2018-04-16 07:00 | WITHDRAWN | 2019-03-06 08:00 | C11 | Photovoltaic | Storage |  | Solar | Battery |  | 206 | 50 |  | 200 | Full Capacity |  | KERN | CA | PGAE | Bitterwater Switching Station 230kV | 2020-12-01 08:00 | 2020-12-01 08:00 | NA | Complete |  | NA |  | IC Request
CORTES | 1508 | 2018-04-14 | 2018-04-16 07:00 | WITHDRAWN | 2019-04-18 07:00 | C11 | Generating Facility Type-1: Storage; Generating Facility Fuel-1: Battery; MWs MW-1: 500 | 500 | Full Capacity |  | SAN BERNARDINO | CA | SCE | Chino Substation 230kV bus | 2021-07-01 07:00 | 2021-12-22 08:00 | NA | Complete |  | NA |  | IC Request
ARROW | 1509 | 2018-04-10 | 2018-04-16 07:00 | WITHDRAWN | 2019-03-11 07:00 | C11 | Storage | Photovoltaic |  | Battery | Solar |  | 29.47 | 225 |  | 250 | Full Capacity |  | KERN | CA | SCE | Whirlwind Substation 230kV | 2022-01-02 08:00 | 2024-10-01 07:00 | NA |  |  | NA
CLEANPOWER SOLAR | 1511 | 2018-04-13 | 2018-04-16 07:00 | WITHDRAWN | 2019-04-30 07:00 | C11 | Storage | Photovoltaic |  | Battery | Solar |  | 37.7 | 37.7 |  | 37.5 | Partial Capacity |  | LOS ANGELES | CA | SCE | Neenach Substation 66kV | 2020-12-15 08:00 | 2020-12-15 08:00 | NA | Complete |  | NA |  | Failure to Cure Deficiency
DRY CREEK SOLAR | 1512 | 2018-04-16 | 2018-04-16 07:00 | WITHDRAWN | 2019-03-07 08:00 | C11 | Generating Facility Type-1: Photovoltaic; Generating Facility Fuel-1: Solar; MWs MW-1: 110 | 100 | Full Capacity |  | KERN | CA | SCE | Magunden-Vestal #1 230kV line | 2022-12-31 08:00 | 2022-12-31 08:00 | NA | None |  | NA |  | IC Request
HIGHLINE SOLAR ENERGY CENTER | 1513 | 2018-04-16 | 2018-04-16 07:00 | WITHDRAWN | 2019-02-26 08:00 | C11 | Storage | Photovoltaic |  | Battery | Solar |  | 40 | 80 |  | 74.9 | Full Capacity |  | KERN | CA | SCE | Highwind Substation 230kV | 2021-12-01 08:00 | 2021-12-01 08:00 | NA |  |  | NA |  | IC Request
LONGSPUR 11 | 1514 | 2018-04-11 | 2018-04-16 07:00 | WITHDRAWN | 2019-03-12 07:00 | C11 | Photovoltaic | Storage |  | Solar | Battery |  | 182.46 | 51.093 |  | 175 | Full Capacity |  | KERN | CA | SCE | Whirlwind Substation 230kV | 2022-12-30 08:00 | 2022-12-30 08:00 | NA |  |  | NA |  | IC Request
MCGRATH ENERGY CENTER 1 | 1515 | 2018-04-16 | 2018-04-16 07:00 | WITHDRAWN | 2019-02-26 08:00 | C11 | Generating Facility Type-1: Storage; Generating Facility Fuel-1: Battery; MWs MW-1: 100 | 100 | Full Capacity |  | VENTURA | CA | SCE | Mandalay-Santa Clara 220kV | 2020-12-01 08:00 | 2020-12-01 08:00 | NA |  |  | NA |  | IC Request
SAGEBRUSH SOLAR 5 | 1517 | 2018-04-13 | 2018-04-16 07:00 | WITHDRAWN | 2019-04-30 07:00 | C11 | Generating Facility Type-1: Photovoltaic; Generating Facility Fuel-1: Solar; MWs MW-1: 223.56 | 200 | Full Capacity |  | KERN | CA | SCE | Vincent Substation 230kV | 2022-12-31 08:00 | 2022-12-31 08:00 | NA | Complete |  | NA |  | Failure to Cure Deficiency
BIG BEAR WIND | 1520 | 2018-04-14 | 2018-04-16 07:00 | WITHDRAWN | 2018-07-31 07:00 | C11 | Generating Facility Type-1: Wind Turbine; Generating Facility Fuel-1: Wind Turbine; MWs MW-1: 199 | 199 | Full Capacity |  | SAN BERNARDINO | CA | SCE | Victor Substation 230kV | 2022-12-01 08:00 | 2022-12-01 08:00 | NA |  |  | NA |  | IC Request
MOORHEN ENERGY STORAGE | 1521 | 2018-04-13 | 2018-04-16 07:00 | WITHDRAWN | 2019-04-08 07:00 | C11 | Generating Facility Type-1: Storage; Generating Facility Fuel-1: Battery; MWs MW-1: 200 | 200 | Full Capacity |  | SAN BERNARDINO | CA | SCE | Lugo Substation 220kV | 2021-06-30 07:00 | 2022-11-30 08:00 | NA | Complete |  | NA |  | IC Request
PORTHOS SOLAR | 1523 | 2018-04-16 | 2018-04-16 07:00 | WITHDRAWN | 2019-04-10 07:00 | C11 | Photovoltaic | Storage |  | Solar | Battery |  | 900 | 900 |  | 900 | Full Capacity |  | RIVERSIDE | CA | SCE | Eldorado Substation 500kV | 2022-12-31 08:00 | 2022-12-31 08:00 | NA | Complete |  | NA |  | IC Request
SUNVALE SOLAR FARM | 1524 | 2018-04-16 | 2018-04-16 07:00 | WITHDRAWN | 2020-05-14 07:00 | C11 | Storage | Photovoltaic |  | Battery | Solar |  | 600 | 600 |  | 600 | Full Capacity |  | CLARK | NV | SCE | Eldorado Substation 500kV | 2022-10-01 07:00 | 2022-10-01 07:00 | NA | Complete |  | NA |  | IC Request
IRON HILLS PUMPED STORAGE | 1525 | 2018-04-12 | 2018-04-16 07:00 | WITHDRAWN | 2019-03-08 08:00 | C11 | Generating Facility Type-1: Storage; Generating Facility Fuel-1: Pumped-Storage hydro; MWs MW-1: 1407 | 1400 | Full Capacity |  | RIVERSIDE | CA | SCE | Red Bluff Substation 500kV | 2025-04-10 07:00 | 2025-04-10 07:00 | NA |  |  | NA |  | IC Request
SILVERWING | 1527 | 2018-04-12 | 2018-04-16 07:00 | WITHDRAWN | 2019-03-12 07:00 | C11 | Storage | Photovoltaic |  | Battery | Solar |  | 156 | 156 |  | 150 | Full Capacity |  | RIVERSIDE | CA | SCE | Devers Substation 230kV | 2021-12-31 08:00 | 2022-12-31 08:00 | NA |  |  | NA |  | IC Request
PITCHFORK ENERGY | 1530 | 2018-04-12 | 2018-04-16 07:00 | WITHDRAWN | 2019-03-08 08:00 | C11 | Storage | Photovoltaic |  | Battery | Solar |  | 510 | 513.5 |  | 500 | Full Capacity |  | MARICOPA | AZ | DCRT | Delaney Substation 500kV | 2024-12-01 08:00 | 2024-12-01 08:00 | NA |  |  | NA |  | IC Request
SAN VICENTE ENERGY STORAGE FACILITY | 1533 | 2018-04-03 | 2018-04-16 07:00 | WITHDRAWN | 2019-03-11 07:00 | C11 | Generating Facility Type-1: Storage; Generating Facility Fuel-1: Pumped-Storage hydro; MWs MW-1: 500 | 500 | Full Capacity |  | SAN DIEGO | CA | SDGE | Sycamore Canyon Substation 230kV | 2025-04-03 07:00 | 2025-04-03 07:00 | NA | Complete |  | NA
GONZAGA RIDGE WIND FARM 3 | 1535 | 2018-04-17 | 2018-04-16 07:00 | WITHDRAWN | 2019-02-22 08:00 | C11 | Generating Facility Type-1: Wind Turbine; Generating Facility Fuel-1: Wind Turbine; MWs MW-1: 76 | 117.405 | Full Capacity |  | MERCED | CA | PGAE | Los Banos-Pacheco 70 kV Line via Dinosaur Point Tap 70 kV Line | 2020-12-21 08:00 | 2020-12-21 08:00 | NA |  |  | NA |  | IC Request
CAMPTONVILLE BIOPOWER | 1536 | 2018-09-27 | 2018-12-06 08:00 | WITHDRAWN | 2019-03-12 07:00 | FT | Generating Facility Type-1: Steam Turbine; Generating Facility Fuel-1: Biofuel; MWs MW-1: 3.371 | 3 | Energy Only |  | YUBA | CA | PGAE | COLGATE-CHALLENGE | 2021-04-20 07:00 | 2021-04-20 07:00 |  | NA | NA | NA |  | None
CAMPTONVILLE BIOPOWER1 | 1537 | 2019-03-04 | 2019-04-05 07:00 | WITHDRAWN | 2020-03-17 07:00 | ISP | Generating Facility Type-1: Steam Turbine; Generating Facility Fuel-1: Biofuel; MWs MW-1: 5.5 | 5 | Full Capacity |  | YUBA | CA | PGAE | COLGATE-CHALLENGE 60kV | 2022-03-18 07:00 | 2022-03-18 07:00 | NA |  |  | NA
KUIPER ENERGY STORAGE | 1538 | 2018-11-19 | 2019-04-05 07:00 | WITHDRAWN | 2020-02-27 08:00 | ISP | Generating Facility Type-1: Storage; Generating Facility Fuel-1: Battery; MWs MW-1: 40.5 | 40 | Full Capacity |  | SONOMA | CA | PGAE | Geysers #3 Cloverdale 115 kV line | 2021-12-31 08:00 | 2021-12-31 08:00 | NA |  |  | NA
BRIGHT STAR HYBRID | 1541 | 2019-04-05 | 2019-04-15 07:00 | WITHDRAWN | 2020-04-10 07:00 | C12 | Storage | Photovoltaic |  | Battery | Solar |  | 356.796 | 361.74 |  | 350 | Full Capacity |  | SAN JOAQUIN | CA | PGAE | Brighton-Bellota 230kV | 2022-12-31 08:00 | 2022-12-31 08:00 | NA | Complete |  | NA |  | IC Request
CAPETOWN 2 HYBRID | 1542 | 2019-04-05 | 2019-04-15 07:00 | WITHDRAWN | 2020-04-28 07:00 | C12 | Storage | Wind Turbine |  | Battery | Wind Turbine |  | 50.875 | 54.6 |  | 100 | Full Capacity |  | HUMBOLDT | CA | PGAE | Bridgeville Substation 115kV | 2021-06-30 07:00 | 2021-06-30 07:00 | NA | Complete |  | NA |  | IC Request
BEAUCHAMP 2 SOLAR | 1543 | 2019-04-04 | 2019-04-15 07:00 | WITHDRAWN | 2020-03-04 08:00 | C12 | Photovoltaic | Storage |  | Solar | Battery |  | 150 | 75 |  | 150 | Full Capacity |  | COLUSA | CA | PGAE | Cortina Substation 115kV | 2023-12-01 08:00 | 2023-12-01 08:00 | NA | Complete |  | NA |  | IC Request
RANCHERO SOLAR | 1544 | 2019-04-05 | 2019-04-15 07:00 | WITHDRAWN | 2019-07-15 07:00 | C12 | Storage | Photovoltaic |  | Battery | Solar |  | 150 | 300 |  | 300 | Full Capacity |  | COLUSA | CA | PGAE | Delevan Substation 230kV | 2023-12-01 08:00 | 2023-12-01 08:00 | NA |  |  | NA |  | IC Request
MARESTE BESS | 1545 | 2019-04-12 | 2019-04-15 07:00 | WITHDRAWN | 2020-04-09 07:00 | C12 | Generating Facility Type-1: Storage; Generating Facility Fuel-1: Battery; MWs MW-1: 99 | 99 | Full Capacity |  | ALAMEDA | CA | PGAE | Grant Eastshore #1 115kV | 2023-05-31 07:00 | 2023-05-31 07:00 | NA |  |  | NA |  | IC Request
TATTON STORAGE 1 | 1546 | 2019-04-14 | 2019-04-15 07:00 | WITHDRAWN | 2020-02-14 08:00 | C12 | Generating Facility Type-1: Storage; Generating Facility Fuel-1: Battery; MWs MW-1: 30.58 | 30 | Full Capacity |  | MENDOCINO | CA | PGAE | Elk-Gualala 60 kV | 2021-12-01 08:00 | 2021-12-01 08:00 | NA | Complete |  | NA
BRADMOOR SOLAR | 1547 | 2019-04-05 | 2019-04-15 07:00 | WITHDRAWN | 2019-07-10 07:00 | C12 | Photovoltaic | Storage |  | Solar | Battery |  | 361.74 | 356.796 |  | 350 | Full Capacity |  | SOLANO | CA | PGAE | Lambie SW Station-Birds Landing 230kV | 2022-12-31 08:00 | 2022-12-31 08:00 | NA |  |  | NA
LORINER STORAGE | 1548 | 2019-04-06 | 2019-04-15 07:00 | WITHDRAWN | 2021-02-17 08:00 | C12 | Generating Facility Type-1: Storage; Generating Facility Fuel-1: Battery; MWs MW-1: 30.48 | 30 | Full Capacity |  | SANTA CLARA | CA | PGAE | Morgan Hill Substation 115kV | 2022-11-30 08:00 | 2022-11-30 08:00 | NA | Complete | Complete | NA |  | IC Request
MIRANDA ESS | 1549 | 2019-04-04 | 2019-04-15 07:00 | WITHDRAWN | 2020-04-09 07:00 | C12 | Generating Facility Type-1: Storage; Generating Facility Fuel-1: Battery; MWs MW-1: 200 | 200 | Full Capacity |  | SANTA CLARA | CA | PGAE | Los Esteros Substation 115kV | 2023-12-01 08:00 | 2023-12-01 08:00 | NA | Complete |  | NA |  | IC Request
MABU BESS | 1551 | 2019-04-13 | 2019-04-15 07:00 | WITHDRAWN | 2019-07-06 07:00 | C12 | Generating Facility Type-1: Storage; Generating Facility Fuel-1: Battery; MWs MW-1: 100.4 | 100 | Full Capacity |  | SANTA CLARA | CA | PGAE | Mabury Tap 115kV | 2023-05-31 07:00 | 2023-05-31 07:00 | NA |  |  | NA |  | IC Request
HERCULIS | 1554 | 2019-04-05 | 2019-04-15 07:00 | WITHDRAWN | 2020-02-27 08:00 | C12 | Generating Facility Type-1: Storage; Generating Facility Fuel-1: Battery; MWs MW-1: 101.2 | 100 | Full Capacity |  | ALAMEDA | CA | PGAE | Oakland J-Grant 115kV | 2022-12-31 08:00 | 2022-12-31 08:00 | NA | Complete |  | NA
STEEL CITY ENERGY STORAGE | 1555 | 2019-04-04 | 2019-04-15 07:00 | WITHDRAWN | 2020-04-29 07:00 | C12 | Generating Facility Type-1: Storage; Generating Facility Fuel-1: Battery; MWs MW-1: 650 | 650 | Full Capacity |  | CONTRA COSTA | CA | PGAE | Pittsburg Substation 230kV | 2022-04-01 07:00 | 2025-06-30 07:00 | NA | Complete |  | NA |  | Failure to Cure Deficiency
SPINDRIFT HYBRID SOLAR | 1556 | 2019-04-06 | 2019-04-15 07:00 | WITHDRAWN | 2020-02-28 08:00 | C12 | Storage | Photovoltaic |  | Battery | Solar |  | 101.725 | 101.725 |  | 100 | Full Capacity |  | SUTTER | CA | PGAE | Rio Oso Substation 115kV | 2022-11-30 08:00 | 2022-11-30 08:00 | NA | Complete |  | NA
TEMPEST GENERATION | 1559 | 2019-04-08 | 2019-04-15 07:00 | WITHDRAWN | 2020-02-10 08:00 | C12 | Wind Turbine | Storage |  | Wind Turbine | Battery |  | 1568 | 319.35 |  | 1500 | Full Capacity |  | HUMBOLDT | CA | PGAE | Round Mountain Substation 500kV | 2025-10-31 07:00 | 2025-10-31 07:00 | NA | Complete |  | NA |  | IC Request
NIKOLA NORTE | 1560 | 2019-04-13 | 2019-04-15 07:00 | WITHDRAWN | 2019-07-06 07:00 | C12 | Storage | Photovoltaic |  | Battery | Solar |  | 61.256 | 244.26 |  | 240 | Full Capacity |  | SAN JOAQUIN | CA | PGAE | Tesla-Stagg 230kV | 2023-04-15 07:00 | 2023-04-15 07:00 | NA |  |  | NA |  | IC Request
TESOSTER | 1561 | 2019-04-13 | 2019-04-15 07:00 | WITHDRAWN | 2020-02-25 08:00 | C12 | Storage | Photovoltaic |  | Battery | Solar |  | 61.256 | 244.26 |  | 240 | Full Capacity |  | SAN JOAQUIN | CA | PGAE | Tesla-Weber 230kV | 2023-04-15 07:00 | 2023-04-15 07:00 | NA | Complete |  | NA |  | IC Request
NIKOVASTER | 1562 | 2019-04-13 | 2019-04-15 07:00 | WITHDRAWN | 2019-07-06 07:00 | C12 | Photovoltaic | Storage |  | Solar | Battery |  | 244.26 | 61.256 |  | 240 | Full Capacity |  | STANISLAUS | CA | PGAE | Tesla-Westley 230kV | 2023-04-15 07:00 | 2023-04-15 07:00 | NA |  |  | NA |  | IC Request
BAY SUNSHINE HYBRID SOLAR | 1563 | 2019-04-15 | 2019-04-15 07:00 | WITHDRAWN | 2019-07-09 07:00 | C12 | Storage | Photovoltaic |  | Battery | Solar |  | 50.805 | 50.805 |  | 50 | Full Capacity |  | SAN JOAQUIN | CA | PGAE | Tesla Substation 115kV | 2022-11-30 08:00 | 2022-11-30 08:00 | NA |  |  | NA |  | IC Request
TRIM BESS | 1564 | 2019-04-13 | 2019-04-15 07:00 | WITHDRAWN | 2020-02-25 08:00 | C12 | Generating Facility Type-1: Storage; Generating Facility Fuel-1: Battery; MWs MW-1: 100.4 | 100 | Full Capacity |  | SANTA CLARA | CA | PGAE | Trimble Substation 115kV | 2023-05-31 07:00 | 2023-05-31 07:00 | NA | Complete |  | NA |  | IC Request
TYRE | 1566 | 2019-04-04 | 2019-04-15 07:00 | WITHDRAWN | 2020-03-03 08:00 | C12 | Photovoltaic | Storage |  | Solar | Battery |  | 55.729 | 55.656 |  | 55 | Full Capacity |  | SAN JOAQUIN | CA | PGAE | Valley Springs #2 60 kV | 2022-12-31 08:00 | 2022-12-31 08:00 | NA | Complete |  | NA
TRIGO | 1567 | 2019-04-05 | 2019-04-15 07:00 | WITHDRAWN | 2019-07-10 07:00 | C12 | Photovoltaic | Storage |  | Solar | Battery |  | 153.08 | 77.34 |  | 150 | Full Capacity |  | MADERA | CA | PGAE | Borden Substation 230kV | 2023-12-15 08:00 | 2023-12-15 08:00 | NA |  |  | NA |  | IC Request
OSO ROJO WEST | 1569 | 2019-04-05 | 2019-04-15 07:00 | WITHDRAWN | 2019-07-10 07:00 | C12 | Generating Facility Type-1: Photovoltaic; Generating Facility Fuel-1: Solar; MWs MW-1: 65.7825 | 65 | Full Capacity |  | FRESNO | CA | PGAE | Coalinga Cogen Tap 70kV | 2021-07-31 07:00 | 2021-07-31 07:00 | NA |  |  | NA |  | IC Request
CARBONERA 1 HYBRID SOLAR | 1570 | 2019-04-05 | 2019-04-15 07:00 | WITHDRAWN | 2019-07-17 07:00 | C12 | Storage | Photovoltaic |  | Battery | Solar |  | 50 | 50.75 |  | 50 | Full Capacity |  | FRESNO | CA | PGAE | Coalinga#1-San Miguel 70 kV | 2022-11-30 08:00 | 2022-11-30 08:00 | NA |  |  | NA |  | IC Request
EASTSIDE | 1571 | 2019-04-05 | 2019-04-15 07:00 | WITHDRAWN | 2019-07-10 07:00 | C12 | Photovoltaic | Storage |  | Solar | Battery |  | 82.29 | 41.89 |  | 80 | Full Capacity |  | MERCED | CA | PGAE | El Nido Substation 115kV | 2023-12-15 08:00 | 2023-12-15 08:00 | NA |  |  | NA |  | IC Request
POPPY | 1572 | 2019-04-05 | 2019-04-15 07:00 | WITHDRAWN | 2020-04-22 07:00 | C12 | Generating Facility Type-1: Photovoltaic; Generating Facility Fuel-1: Solar; MWs MW-1: 184.5 | 190 | Full Capacity |  | FRESNO | CA | PGAE | Gates Substation 230kV | 2021-07-31 07:00 | 2022-11-30 08:00 | NA |  |  | NA |  | IC Request
BOYCE SOLAR HYBRID | 1573 | 2019-04-15 | 2019-04-15 07:00 | WITHDRAWN | 2020-04-29 07:00 | C12 | Photovoltaic | Storage |  | Solar | Battery |  | 27.5 | 27.5 |  | 23 | Energy Only |  | FRESNO | CA | PGAE | Jayne Substation 70kV | 2022-07-16 07:00 | 2022-07-16 07:00 | NA | Complete |  | NA |  | Failure to Cure Deficiency
BIG DUCK STORAGE | 1574 | 2019-04-15 | 2019-04-15 07:00 | WITHDRAWN | 2020-02-11 08:00 | C12 | Generating Facility Type-1: Storage; Generating Facility Fuel-1: Battery; MWs MW-1: 462 | 400 | Full Capacity |  | FRESNO | CA | PGAE | Panoche Substation 230 kV | 2022-07-01 07:00 | 2022-07-01 07:00 | NA | Complete |  | NA |  | IC Request
ASH TREE HYBRID SOLAR | 1575 | 2019-04-15 | 2019-04-15 07:00 | WITHDRAWN | 2019-07-09 07:00 | C12 | Storage | Photovoltaic |  | Battery | Solar |  | 202.877 | 202.877 |  | 200 | Full Capacity |  | FRESNO | CA | PGAE | Gates Substation 230kV | 2022-11-30 08:00 | 2022-11-30 08:00 | NA |  |  | NA |  | IC Request
DRY GRAPE HYBRID SOLAR | 1576 | 2019-04-15 | 2019-04-15 07:00 | WITHDRAWN | 2019-07-09 07:00 | C12 | Photovoltaic | Storage |  | Solar | Battery |  | 202.76 | 200 |  | 200 | Full Capacity |  | FRESNO | CA | PGAE | Gates Substation 230kV | 2022-11-30 08:00 | 2022-11-30 08:00 | NA |  |  | NA |  | IC Request
IRRIGOSA | 1577 | 2019-04-05 | 2019-04-15 07:00 | WITHDRAWN | 2019-07-09 07:00 | C12 | Photovoltaic | Storage |  | Solar | Battery |  | 153.08 | 77.34 |  | 150 | Full Capacity |  | MADERA | CA | PGAE | Gregg Substation 230kV | 2023-12-15 08:00 | 2023-12-15 08:00 | NA |  |  | NA |  | IC Request
JOURNEY STORAGE | 1578 | 2019-04-05 | 2019-04-15 07:00 | WITHDRAWN | 2020-02-27 08:00 | C12 | Generating Facility Type-1: Storage; Generating Facility Fuel-1: Battery; MWs MW-1: 354.88 | 350 | Full Capacity |  | KINGS | CA | PGAE | Henrietta Substation 230kV | 2022-12-31 08:00 | 2022-12-31 08:00 | NA |  |  | NA |  | IC Request
ROBIN SOLAR HYBRID | 1579 | 2019-04-04 | 2019-04-15 07:00 | WITHDRAWN | 2019-07-10 07:00 | C12 | Storage | Photovoltaic |  | Battery | Solar |  | 30.25 | 30.25 |  | 27 | Full Capacity |  | MONTEREY | CA | PGAE | Soledad Substation 60kV | 2022-12-16 08:00 | 2022-12-16 08:00 | NA |  |  | NA |  | IC Request
STEVINSON | 1580 | 2019-04-05 | 2019-04-15 07:00 | WITHDRAWN | 2019-07-10 07:00 | C12 | Storage | Photovoltaic |  | Battery | Solar |  | 31.88 | 66.94 |  | 65 | Full Capacity |  | MERCED | CA | PGAE | Livingston Substation 115kV | 2023-12-15 08:00 | 2023-12-15 08:00 | NA |  |  | NA |  | IC Request
PINEBROOK SOLAR HYBRID ENERGY CENTER | 1581 | 2019-04-01 | 2019-04-15 07:00 | WITHDRAWN | 2020-04-14 07:00 | C12 | Storage | Photovoltaic |  | Battery | Solar |  | 1537 | 1537 |  | 1500 | Full Capacity |  | FRESNO | CA | PGAE | Los Banos-Gates #1 500 kV | 2024-11-01 07:00 | 2024-11-01 07:00 | NA | Complete |  | NA |  | IC Request
SUGARLOAF HYBRID SOLAR | 1582 | 2019-04-09 | 2019-04-15 07:00 | WITHDRAWN | 2020-03-09 07:00 | C12 | Photovoltaic | Storage |  | Solar | Battery |  | 152.8 | 150 |  | 150 | Full Capacity |  | FRESNO | CA | PGAE | Panoche Substation 230kV | 2022-11-30 08:00 | 2022-11-30 08:00 | NA | Complete |  | NA |  | IC Request
CORCAIR HYBRID SOLAR | 1583 | 2019-04-09 | 2019-04-15 07:00 | WITHDRAWN | 2019-07-08 07:00 | C12 | Photovoltaic | Storage |  | Solar | Battery |  | 91.35 | 90 |  | 90 | Full Capacity |  | KINGS | CA | PGAE | Waukena Substation 115kV | 2022-11-30 08:00 | 2022-11-30 08:00 | NA |  |  | NA |  | IC Request
RIVIERA SOLAR | 1584 | 2018-12-27 | 2019-04-15 07:00 | WITHDRAWN | 2020-02-12 08:00 | C12 | Generating Facility Type-1: Photovoltaic; Generating Facility Fuel-1: Solar; MWs MW-1: 75 | 75 | Full Capacity |  | MADERA | CA | PGAE | Wilson-Oro Loma 115 kv | 2022-12-31 08:00 | 2022-12-31 08:00 | NA |  |  | NA
STORM | 1585 | 2019-04-08 | 2019-04-15 07:00 | WITHDRAWN | 2019-07-10 07:00 | C12 | Generating Facility Type-1: Photovoltaic; Generating Facility Fuel-1: Solar; MWs MW-1: 50.8 | 50 | Full Capacity |  | KERN | CA | PGAE | Olive SW Station-Smyrna 115kV | 2021-07-31 07:00 | 2021-07-31 07:00 | NA |  |  | NA |  | IC Request
LAS BRISAS OFFSHORE WIND | 1588 | 2019-04-15 | 2019-04-15 07:00 | WITHDRAWN | 2019-07-18 07:00 | C12 | Generating Facility Type-1: Wind Turbine; Generating Facility Fuel-1: Wind Turbine; MWs MW-1: 1187.5 | 1145 | Full Capacity |  | SAN LUIS OBISPO | CA | PGAE | Diablo Canyon Switching Station 500kV | 2026-04-01 07:00 | 2026-04-01 07:00 | NA |  |  | NA |  | IC Request
NIMITZ 1 GENERATION | 1589 | 2019-04-06 | 2019-04-15 07:00 | WITHDRAWN | 2019-07-18 07:00 | C12 | Storage | Wind Turbine |  | Battery | Wind Turbine |  | 319.35 | 1568 |  | 1500 | Full Capacity |  | SAN LUIS OBISPO | CA | PGAE | Diablo Canyon-Gates 500kV | 2024-10-31 07:00 | 2024-10-31 07:00 | NA |  |  | NA |  | IC Request
NIMITZ 2 GENERATION | 1590 | 2019-04-08 | 2019-04-15 07:00 | WITHDRAWN | 2020-02-10 08:00 | C12 | Wind Turbine | Storage |  | Wind Turbine | Battery |  | 1568 | 319.35 |  | 1500 | Full Capacity |  | SAN LUIS OBISPO | CA | PGAE | Diablo Canyon-Gates 500kV | 2026-04-01 07:00 | 2026-04-01 07:00 | NA | Complete |  | NA |  | IC Request
OATFIELD HYBRID SOLAR | 1592 | 2019-04-05 | 2019-04-15 07:00 | WITHDRAWN | 2020-03-13 07:00 | C12 | Photovoltaic | Storage |  | Solar | Battery |  | 500 | 500 |  | 500 | Full Capacity |  | KINGS | CA | PGAE | Gates-Templeton 230 kV | 2022-11-30 08:00 | 2022-11-30 08:00 | NA | Complete |  | NA |  | IC Request
GRAND LAKE HYBRID SOLAR | 1594 | 2019-04-15 | 2019-04-15 07:00 | WITHDRAWN | 2022-06-06 07:00 | C12 | Storage | Photovoltaic |  | Battery | Solar |  | 250 | 254 |  | 250 | Energy Only | Off-Peak Energy Only | KINGS | CA | PGAE | Gates-Midway 230kV | 2023-11-30 08:00 | 2023-11-30 08:00 | NA | Complete | Complete | NA |  | Failure to Cure Deficiency
PEONY | 1595 | 2019-04-05 | 2019-04-15 07:00 | WITHDRAWN | 2020-03-12 07:00 | C12 | Generating Facility Type-1: Photovoltaic; Generating Facility Fuel-1: Solar; MWs MW-1: 358.875 | 350 | Full Capacity |  | KERN | CA | PGAE | Midway 230kV | 2021-07-31 07:00 | 2022-11-30 08:00 | NA | Complete |  | NA |  | IC Request
OSO ROJO GOLF COURSE | 1597 | 2019-04-05 | 2019-04-15 07:00 | WITHDRAWN | 2020-03-02 08:00 | C12 | Generating Facility Type-1: Photovoltaic; Generating Facility Fuel-1: Solar; MWs MW-1: 139.7 | 138 | Full Capacity |  | KERN | CA | PGAE | Midway-Wheeler Ridge 230kV | 2021-07-31 07:00 | 2021-07-31 07:00 | NA | Complete |  | NA |  | IC Request
AGUA AMARGA WIND | 1598 | 2019-04-12 | 2019-04-15 07:00 | WITHDRAWN | 2020-02-21 08:00 | C12 | Generating Facility Type-1: Wind Turbine; Generating Facility Fuel-1: Wind Turbine; MWs MW-1: 403.2 | 400 | Full Capacity |  | SAN LUIS OBISPO | CA | PGAE | SOLARSS Switching Station | 2023-10-31 07:00 | 2023-10-31 07:00 | NA | Complete |  | NA |  | IC Request
LION ROCK OFFSHORE WIND | 1599 | 2019-04-15 | 2019-04-15 07:00 | WITHDRAWN | 2020-04-01 07:00 | C12 | Generating Facility Type-1: Wind Turbine; Generating Facility Fuel-1: Wind Turbine; MWs MW-1: 627 | 605 | Full Capacity |  | SAN LUIS OBISPO | CA | PGAE | Morro Bay Substation 230kV | 2026-04-01 07:00 | 2026-04-01 07:00 | NA | Complete |  | NA |  | IC Request
SEAWOLF GENERATION | 1600 | 2019-04-08 | 2019-04-15 07:00 | WITHDRAWN | 2020-02-10 08:00 | C12 | Storage | Wind Turbine |  | Battery | Wind Turbine |  | 319.35 | 1568 |  | 1500 | Full Capacity |  | SAN LUIS OBISPO | CA | PGAE | Midway-Diablo Canyon #2 | 2024-10-31 07:00 | 2024-10-31 07:00 | NA | Complete |  | NA |  | IC Request
FAMILIA HYBRID SOLAR | 1601 | 2019-04-15 | 2019-04-15 07:00 | WITHDRAWN | 2020-03-13 07:00 | C12 | Photovoltaic | Storage |  | Solar | Battery |  | 202.5 | 202.5 |  | 200 | Full Capacity |  | MARICOPA | CA | PGAE | Midway-Wheeler Ridge #2 230kV | 2022-11-30 08:00 | 2022-11-30 08:00 | NA |  |  | NA |  | IC Request
FOKUS RENEWABLE ENERGY CENTER | 1602 | 2019-04-13 | 2019-04-15 07:00 | WITHDRAWN | 2019-07-19 07:00 | C12 | Storage | Photovoltaic | Wind Turbine | Battery | Solar | Wind Turbine | 151.6 | 152.4 | 168 | 150 | Full Capacity |  | KERN | CA | SCE | Highwind Substation 230kV | 2023-12-15 08:00 | 2023-12-15 08:00 | NA |  |  | NA |  | IC Request
RIGAL | 1603 | 2019-04-08 | 2019-04-15 07:00 | WITHDRAWN | 2020-03-04 08:00 | C12 | Storage | Photovoltaic |  | Battery | Solar |  | 202.98 | 202.998 |  | 200 | Full Capacity |  | KERN | CA | SCE | Inyokern-Randsburg 115 kV | 2022-12-31 08:00 | 2022-12-31 08:00 | NA |  |  | NA
CAYENNE ENERGY STORAGE | 1605 | 2019-04-16 | 2019-04-15 07:00 | WITHDRAWN | 2020-02-26 08:00 | C12 | Generating Facility Type-1: Storage; Generating Facility Fuel-1: Battery; MWs MW-1: 102.1 | 100 | Full Capacity |  | LOS ANGELES | CA | SCE | Chino Substation 220kV | 2022-12-16 08:00 | 2022-12-16 08:00 | NA |  |  | NA |  | IC Request
ELLIS BESS | 1606 | 2019-04-10 | 2019-04-15 07:00 | WITHDRAWN | 2019-07-17 07:00 | C12 | Generating Facility Type-1: Storage; Generating Facility Fuel-1: Battery; MWs MW-1: 203.41 | 200 | Full Capacity |  | ORANGE | CA | SCE | Ellis Substation 220kV | 2021-10-31 07:00 | 2021-10-31 07:00 | NA |  |  | NA |  | IC Request
RANCHO 2 ENERGY STORAGE | 1607 | 2019-04-09 | 2019-04-15 07:00 | WITHDRAWN | 2019-07-18 07:00 | C12 | Generating Facility Type-1: Storage; Generating Facility Fuel-1: Battery; MWs MW-1: 250 | 250 | Full Capacity |  | SAN BERNARDINO | CA | SCE | Etiwanda Substation 230kV | 2023-01-01 08:00 | 2023-01-01 08:00 | NA |  |  | NA |  | IC Request
HINSON BESS | 1609 | 2019-04-10 | 2019-04-15 07:00 | WITHDRAWN | 2020-04-13 07:00 | C12 | Generating Facility Type-1: Storage; Generating Facility Fuel-1: Battery; MWs MW-1: 308.102 | 300 | Full Capacity |  | LOS ANGELES | CA | SCE | Hinson Substation 220kV | 2021-10-31 07:00 | 2022-08-01 07:00 | NA | Complete |  | NA |  | IC Request
SUPERBA STORAGE 1 | 1610 | 2019-04-11 | 2019-04-15 07:00 | WITHDRAWN | 2020-04-29 07:00 | C12 | Generating Facility Type-1: Storage; Generating Facility Fuel-1: Battery; MWs MW-1: 305 | 300 | Full Capacity |  | ORANGE | CA | SCE | Johanna Substation 230 kV | 2021-12-01 08:00 | 2021-12-01 08:00 | NA | Complete |  | NA |  | Failure to Cure Deficiency
SPEEDWAY ESS | 1612 | 2019-04-05 | 2019-04-15 07:00 | WITHDRAWN | 2021-11-17 08:00 | C12 | Generating Facility Type-1: Storage; Generating Facility Fuel-1: Battery; MWs MW-1: 200 | 200 | Full Capacity | Off-Peak Deliverability | LOS ANGELES | CA | SCE | Rio Hondo Substation 230kV | 2023-12-01 08:00 | 2024-04-15 07:00 | NA | Complete | Complete | NA
TRESTLES ENERGY STORAGE | 1613 | 2019-04-16 | 2019-04-15 07:00 | WITHDRAWN | 2020-02-27 08:00 | C12 | Generating Facility Type-1: Storage; Generating Facility Fuel-1: Battery; MWs MW-1: 433.752 | 400 | Full Capacity |  | LOS ANGELES | CA | SCE | Rio Hondo Substation 220kV | 2022-12-16 08:00 | 2022-12-16 08:00 | NA |  |  | NA |  | IC Request
CITADEL ESS | 1614 | 2019-04-05 | 2019-04-15 07:00 | WITHDRAWN | 2019-07-15 07:00 | C12 | Generating Facility Type-1: Storage; Generating Facility Fuel-1: Battery; MWs MW-1: 200 | 200 | Full Capacity |  | ORANGE | CA | SCE | Johanna Substation 230 kV | 2023-12-01 08:00 | 2023-12-01 08:00 | NA |  |  | NA |  | IC Request
HIGHWIND ENERGY CENTER | 1616 | 2019-04-13 | 2019-04-15 07:00 | WITHDRAWN | 2020-02-27 08:00 | C12 | Storage | Wind Turbine | Photovoltaic | Battery | Wind Turbine | Solar | 28.38 | 64.8 | 51.75 | 115 | Full Capacity |  | KERN | CA | SCE | Highwind Substation 230kV | 2023-12-31 08:00 | 2023-12-31 08:00 | NA |  |  | NA |  | IC Request
DORADUS | 1618 | 2019-04-04 | 2019-04-15 07:00 | WITHDRAWN | 2020-03-04 08:00 | C12 | Storage | Photovoltaic |  | Battery | Solar |  | 202.998 | 202.998 |  | 200 | Full Capacity |  | KERN | CA | SCE | Magunden-Pastoria 230kV | 2022-12-31 08:00 | 2022-12-31 08:00 | NA | Complete |  | NA |  | IC Request
ROCKY HILL SOLAR | 1620 | 2019-04-05 | 2019-04-15 07:00 | WITHDRAWN | 2020-03-11 07:00 | C12 | Photovoltaic | Storage |  | Solar | Battery |  | 102.04 | 51.56 |  | 100 | Full Capacity |  | TULARE | CA | SCE | Rector Substation 230kV | 2023-12-15 08:00 | 2023-12-15 08:00 | NA |  |  | NA
YELLOW HAY HYBRID SOLAR | 1621 | 2019-04-05 | 2019-04-15 07:00 | WITHDRAWN | 2020-03-06 08:00 | C12 | Photovoltaic | Storage |  | Solar | Battery |  | 200 | 200 |  | 200 | Full Capacity |  | TULARE | CA | SCE | Magunden-Springville #1 220 kV | 2022-11-30 08:00 | 2022-11-30 08:00 | NA |  |  | NA |  | IC Request
BARRENSPRING | 1622 | 2019-04-13 | 2019-04-15 07:00 | WITHDRAWN | 2020-02-27 08:00 | C12 | Storage | Photovoltaic |  | Battery | Solar |  | 64.17 | 244.26 |  | 240 | Full Capacity |  | TULARE | CA | SCE | Springville-Rector 220kV line | 2023-04-15 07:00 | 2023-04-15 07:00 | NA | Complete |  | NA |  | IC Request
TRIUMPH SOLAR | 1623 | 2019-04-04 | 2019-04-15 07:00 | WITHDRAWN | 2019-07-15 07:00 | C12 | Storage | Photovoltaic |  | Battery | Solar |  | 150 | 300 |  | 300 | Full Capacity |  | TULARE | CA | SCE | Vestal Substation 230 kV | 2023-12-01 08:00 | 2023-12-01 08:00 | NA |  |  | NA |  | IC Request
VESTAL VALLEY | 1624 | 2019-04-13 | 2019-04-15 07:00 | WITHDRAWN | 2019-07-26 07:00 | C12 | Storage | Photovoltaic |  | Battery | Solar |  | 64.17 | 244.26 |  | 240 | Full Capacity |  | TULARE | CA | SCE | Vestal Substation 220kV | 2023-04-15 07:00 | 2023-04-15 07:00 | NA |  |  | NA |  | IC Request
SAGEBRUSH 6 HYBRID | 1626 | 2019-04-05 | 2019-04-15 07:00 | WITHDRAWN | 2020-04-29 07:00 | C12 | Photovoltaic | Storage |  | Solar | Battery |  | 116.0186 | 113.96 |  | 200 | Full Capacity |  | KERN | CA | SCE | Vincent Substation 230kV | 2022-12-01 08:00 | 2022-12-01 08:00 | NA | Complete |  | NA |  | Failure to Cure Deficiency
UNA LAKE SOLAR | 1627 | 2019-04-05 | 2019-04-15 07:00 | WITHDRAWN | 2019-07-10 07:00 | C12 | Storage | Photovoltaic |  | Battery | Solar |  | 615.9 | 627 |  | 600 | Full Capacity |  | LOS ANGELES | CA | SCE | Vincent Substation 230kV | 2022-12-31 08:00 | 2022-12-31 08:00 | NA |  |  | NA |  | IC Request
FORT TEJON SOLAR | 1628 | 2019-04-05 | 2019-04-15 07:00 | WITHDRAWN | 2021-05-05 07:00 | C12 | Photovoltaic | Storage |  | Solar | Battery |  | 310.2 | 306.26 |  | 300 | Full Capacity | Off-Peak Deliverability | LOS ANGELES | CA | SCE | Vincent Substation 230kV | 2023-12-31 08:00 | 2026-08-15 07:00 | NA | Complete | Complete | NA
DRACO SOLAR | 1630 | 2019-04-05 | 2019-04-15 07:00 | WITHDRAWN | 2019-07-15 07:00 | C12 | Storage | Photovoltaic |  | Battery | Solar |  | 125 | 250 |  | 250 | Full Capacity |  | KERN | CA | SCE | Whirlwind Substation 230 kV | 2023-12-01 08:00 | 2023-12-01 08:00 | NA |  |  | NA
DESERT FLOWER WIND FARM | 1633 | 2019-04-13 | 2019-04-15 07:00 | WITHDRAWN | 2019-11-07 08:00 | C12 | Generating Facility Type-1: Wind Turbine; Generating Facility Fuel-1: Wind Turbine; MWs MW-1: 86.4 | 85 | Full Capacity |  | KERN | CA | SCE | Windhub Substation 230 kV | 2023-12-31 08:00 | 2023-12-31 08:00 | NA |  |  | NA
GARCES HYBRID SOLAR | 1634 | 2019-04-15 | 2019-04-15 07:00 | WITHDRAWN | 2019-07-23 07:00 | C12 | Photovoltaic | Storage |  | Solar | Battery |  | 203.434 | 200 |  | 200 | Full Capacity |  | KERN | CA | SCE | Windhub Substation 230 kV | 2022-11-30 08:00 | 2022-11-30 08:00 | NA |  |  | NA |  | IC Request
YEAGER HYBRID SOLAR | 1635 | 2019-04-15 | 2019-04-15 07:00 | WITHDRAWN | 2020-03-13 07:00 | C12 | Photovoltaic | Storage |  | Solar | Battery |  | 406.56 | 406.56 |  | 400 | Full Capacity |  | KERN | CA | SCE | Windhub Substation 500kV | 2022-11-30 08:00 | 2022-11-30 08:00 | NA |  |  | NA |  | IC Request
SOLO | 1637 | 2019-04-05 | 2019-04-15 07:00 | WITHDRAWN | 2020-03-26 07:00 | C12 | Storage | Photovoltaic |  | Battery | Solar |  | 518.4 | 518.4 |  | 500 | Full Capacity |  | RIVERSIDE | CA | SCE | Colorado River Substation 500kV | 2022-12-31 08:00 | 2022-12-31 08:00 | NA | Complete |  | NA
VENTUS RENEWABLE ENERGY CENTER | 1638 | 2019-04-12 | 2019-04-15 07:00 | WITHDRAWN | 2019-07-19 07:00 | C12 | Photovoltaic | Wind Turbine | Storage | Solar | Wind Turbine | Battery | 208.527 | 229.6 | 204.93 | 200 | Full Capacity |  | RIVERSIDE | CA | SCE | Devers Substation 230kV | 2023-12-15 08:00 | 2023-12-15 08:00 | NA |  |  | NA |  | IC Request
CONSECHA | 1639 | 2019-04-05 | 2019-04-15 07:00 | WITHDRAWN | 2019-07-10 07:00 | C12 | Generating Facility Type-1: Storage; Generating Facility Fuel-1: Battery; MWs MW-1: 100.98 | 100 | Full Capacity |  | RIVERSIDE | CA | SCE | Devers Substation 230kV | 2022-12-31 08:00 | 2022-12-31 08:00 | NA |  |  | NA |  | IC Request
SUNNYNOOK SOLAR CENTER | 1640 | 2019-04-12 | 2019-04-15 07:00 | WITHDRAWN | 2020-04-14 07:00 | C12 | Photovoltaic | Storage |  | Solar | Battery |  | 514.35 | 514.35 |  | 500 | Full Capacity |  | RIVERSIDE | CA | SCE | Devers-San Bernardino Line 230 kV | 2023-06-01 07:00 | 2026-09-01 07:00 | NA | Complete |  | NA |  | IC Request
SAN BERNARDINO BESS | 1644 | 2019-04-10 | 2019-04-15 07:00 | WITHDRAWN | 2020-04-13 07:00 | C12 | Generating Facility Type-1: Storage; Generating Facility Fuel-1: Battery; MWs MW-1: 308.1 | 300 | Full Capacity |  | SAN BERNARDINO | CA | SCE | San Bernardino Substation 220kV | 2021-10-31 07:00 | 2022-08-01 07:00 | NA | Complete |  | NA |  | IC Request
BULLHEAD SOLAR | 1648 | 2019-04-05 | 2019-04-15 07:00 | WITHDRAWN | 2020-03-04 08:00 | C12 | Photovoltaic | Storage |  | Solar | Battery |  | 400 | 200 |  | 400 | Full Capacity |  | CLARK | NV | SCE | Mohave Substation 500kV | 2023-12-01 08:00 | 2023-12-01 08:00 | NA |  |  | NA |  | IC Request
BLACK HILLS PLAYA A SOLAR | 1651 | 2019-04-12 | 2019-04-15 07:00 | WITHDRAWN | 2019-07-24 07:00 | C12 | Storage | Photovoltaic |  | Battery | Solar |  | 51.15 | 102.3 |  | 100 | Full Capacity |  | CLARK | NV | GLW | Sloan Canyon Switching Station 230kV | 2023-12-15 08:00 | 2023-12-15 08:00 | NA |  |  | NA
BLACK HILLS PLAYA B SOLAR | 1652 | 2019-04-12 | 2019-04-15 07:00 | WITHDRAWN | 2019-07-24 07:00 | C12 | Storage | Photovoltaic |  | Battery | Solar |  | 51.15 | 102.3 |  | 100 | Full Capacity |  | CLARK | NV | GLW | Sloan Canyon Switching Station 230 kV | 2023-12-15 08:00 | 2023-12-15 08:00 | NA |  |  | NA |  | IC Request
SLOAN ENERGY CENTER | 1653 | 2019-04-13 | 2019-04-15 07:00 | WITHDRAWN | 2020-03-12 07:00 | C12 | Storage | Photovoltaic |  | Battery | Solar |  | 118.56 | 459.54 |  | 448 | Full Capacity |  | CLARK | NV | GLW | Sloan Canyon Switching Station 230kV | 2023-05-31 07:00 | 2023-05-31 07:00 | NA | Complete |  | NA |  | IC Request
GYPSY ESS | 1656 | 2019-04-04 | 2019-04-15 07:00 | WITHDRAWN | 2021-05-19 07:00 | C12 | Generating Facility Type-1: Storage; Generating Facility Fuel-1: Battery; MWs MW-1: 200 | 200 | Full Capacity | Off-Peak Deliverability | SAN DIEGO | CA | SDGE | Bay-Boulevard 230kV | 2023-12-01 08:00 | 2023-09-01 07:00 | NA | Complete | Complete | NA |  | IC Request
CARDINAL STORAGE | 1658 | 2019-04-01 | 2019-04-15 07:00 | WITHDRAWN | 2022-04-18 07:00 | C12 | Generating Facility Type-1: Storage; Generating Facility Fuel-1: Battery; MWs MW-1: 200 | 200 | Energy Only | Off-Peak Deliverability | IMPERIAL | CA | SDGE | Imperial Valley Substation 230kV | 2023-06-30 07:00 | 2028-10-12 07:00 | NA | Complete | Complete | NA |  | IC Request
PRIMAVERA STORAGE | 1659 | 2019-04-04 | 2019-04-15 07:00 | WITHDRAWN | 2019-07-15 07:00 | C12 | Generating Facility Type-1: Storage; Generating Facility Fuel-1: Battery; MWs MW-1: 200 | 200 | Full Capacity |  | SAN DIEGO | CA | SDGE | ECO 230kV | 2023-12-01 08:00 | 2023-12-01 08:00 | NA |  |  | NA |  | IC Request
SALTON SOLAR | 1666 | 2019-04-05 | 2019-04-15 07:00 | WITHDRAWN | 2020-03-04 08:00 | C12 | Storage | Photovoltaic |  | Battery | Solar |  | 210.6 | 421.2 |  | 400 | Full Capacity |  | IMPERIAL | CA | SDGE | Imperial Valley Substation 230kV | 2023-12-01 08:00 | 2023-12-01 08:00 | NA | Complete |  | NA
SUFFOLK STORAGE | 1668 | 2019-04-12 | 2019-04-15 07:00 | WITHDRAWN | 2020-04-28 07:00 | C12 | Generating Facility Type-1: Storage; Generating Facility Fuel-1: Battery; MWs MW-1: 51 | 50 | Full Capacity |  | SAN DIEGO | CA | SDGE | Mesa Heights Substation 69kV | 2021-12-01 08:00 | 2021-12-01 08:00 | NA | Complete |  | NA |  | IC Request
BOULDER OAKS HYBRID | 1672 | 2019-04-05 | 2019-04-15 07:00 | WITHDRAWN | 2020-04-13 07:00 | C12 | Wind Turbine | Storage |  | Wind Turbine | Battery |  | 205.8 | 205 |  | 400 | Full Capacity |  | SAN DIEGO | CA | SDGE | ECO-Miguel 500kV | 2021-09-30 07:00 | 2023-06-01 07:00 | NA | Complete |  | NA |  | IC Request
SV ENERGY STORAGE FACILITY | 1674 | 2019-04-12 | 2019-04-15 07:00 | WITHDRAWN | 2020-04-24 07:00 | C12 | Generating Facility Type-1: Storage; Generating Facility Fuel-1: Pumped-Storage hydro; MWs MW-1: 500 | 500 | Full Capacity |  | SAN DIEGO | CA | SDGE | Sycamore Canyon Substation 230kV | 2026-04-01 07:00 | 2026-04-01 07:00 | NA |  |  | NA |  | IC Request
CHAPARREL STORAGE | 1676 | 2019-04-05 | 2019-04-15 07:00 | WITHDRAWN | 2019-07-15 07:00 | C12 | Generating Facility Type-1: Storage; Generating Facility Fuel-1: Battery; MWs MW-1: 50 | 50 | Full Capacity |  | SAN DIEGO | CA | SDGE | Warners Substation 69kV | 2023-12-01 08:00 | 2023-12-01 08:00 | NA |  |  | NA |  | IC Request
SYCAMORE EXPANSION | 1677 | 2019-06-12 | 2020-04-01 07:00 | WITHDRAWN | 2020-11-06 08:00 | ISP | Generating Facility Type-1: Cogeneration; Generating Facility Fuel-1: Natural Gas; MWs MW-1: 60 | 60 | Full Capacity |  | KERN | CA | SCE | Magunden | 2019-12-01 08:00 | 2019-12-01 08:00 | NA |  |  | NA
BRISBANE ENERGY STORAGE | 1682 | 2020-04-10 | 2020-04-15 07:00 | WITHDRAWN | 2021-04-08 07:00 | C13 | Generating Facility Type-1: Storage; Generating Facility Fuel-1: Battery; MWs MW-1: 253.6895 | 250 | Full Capacity |  | SAN MATEO | CA | PGAE | Martin | 2023-10-15 07:00 | 2023-10-15 07:00 | NA |  |  | NA |  | IC Request
CAPETOWN 3 HYBRID | 1684 | 2020-04-15 | 2020-04-15 07:00 | WITHDRAWN | 2021-04-08 07:00 | C13 | Wind Turbine | Storage |  | Wind Turbine | Battery |  | 97.2 | 61.0139 |  | 150 | Full Capacity | Off-Peak Deliverability | HUMBOLDT | CA | PGAE | Bridgeville Substation 115kV | 2023-12-01 08:00 | 2023-12-01 08:00 | NA |  |  | NA
CHIA ESS | 1685 | 2020-04-07 | 2020-04-15 07:00 | WITHDRAWN | 2021-04-02 07:00 | C13 | Generating Facility Type-1: Storage; Generating Facility Fuel-1: Battery; MWs MW-1: 300 | 300 | Full Capacity |  | ALAMEDA | CA | PGAE | Cayetano Substation 230kV | 2025-12-01 08:00 | 2025-12-01 08:00 | NA | Complete |  | NA |  | IC Request
CHICKAREE HYBRID SOLAR | 1686 | 2020-04-01 | 2020-04-15 07:00 | WITHDRAWN | 2021-05-25 07:00 | C13 | Photovoltaic | Storage |  | Solar | Battery |  | 86.7 | 86.7 |  | 85 | Full Capacity | Off-Peak Deliverability | BUTTE | CA | PGAE | Table Mountain Substation 115kV | 2023-12-31 08:00 | 2023-12-31 08:00 | NA |  |  | NA |  | IC Request
CROWSWEST | 1689 | 2020-04-07 | 2020-04-15 07:00 | WITHDRAWN | 2021-03-19 07:00 | C13 | Photovoltaic | Storage |  | Solar | Battery |  | 20.2 | 10 |  | 20 | Full Capacity | Off-Peak Deliverability | STANISLAUS | CA | PGAE | Crow Creek Switching Station 60kV | 2023-12-30 08:00 | 2023-12-30 08:00 | NA |  |  | NA |  | IC Request
INTREPID ENERGY | 1692 | 2020-04-12 | 2020-04-15 07:00 | WITHDRAWN | 2021-04-09 07:00 | C13 | Wind Turbine | Storage |  | Wind Turbine | Battery |  | 1568 | 319.356 |  | 1500.12 | Full Capacity | Off-Peak Deliverability | HUMBOLDT | CA | PGAE | Round Mountain Substation 500kV | 2027-04-15 07:00 | 2027-04-15 07:00 | NA |  |  | NA
MARIPOSA ENERGY BESS | 1693 | 2020-04-14 | 2020-04-15 07:00 | WITHDRAWN | 2020-07-27 07:00 | C13 | Storage | Gas Turbine |  | Battery | Natural Gas |  | 26.21 | 14.1 |  | 34.1 | Full Capacity |  | CONTRA COSTA | CA | PGAE | Mariposa Energy Center 230kV | 2027-03-31 07:00 | 2027-03-31 07:00 | NA |  |  | NA |  | Failure to Cure Deficiency
MAYA | 1694 | 2020-04-14 | 2020-04-15 07:00 | WITHDRAWN | 2021-03-22 07:00 | C13 | Generating Facility Type-1: Storage; Generating Facility Fuel-1: Battery; MWs MW-1: 102.8 | 40 | Full Capacity |  | CONTRA COSTA | CA | PGAE | Pittsburg Substation 60kV | 2023-12-31 08:00 | 2023-12-31 08:00 | NA |  |  | NA |  | IC Request
MENARD ENERGY STORAGE | 1696 | 2020-04-14 | 2020-04-15 07:00 | WITHDRAWN | 2021-03-25 07:00 | C13 | Generating Facility Type-1: Storage; Generating Facility Fuel-1: Battery; MWs MW-1: 950.4 | 900 | Full Capacity |  | SOLANO | CA | PGAE | Vaca-Dixon Substation 500kV | 2023-08-01 07:00 | 2023-08-01 07:00 | NA |  |  | NA |  | IC Request
MUIR STORAGE | 1697 | 2020-04-15 | 2020-04-15 07:00 | WITHDRAWN | 2020-07-10 07:00 | C13 | Generating Facility Type-1: Storage; Generating Facility Fuel-1: Battery; MWs MW-1: 305.25 | 300 | Full Capacity |  | MARIN | CA | PGAE | Ignacio Substation 230kV | 2025-10-30 07:00 | 2025-10-30 07:00 | NA |  |  | NA |  | IC Request
MIRANDA ESS 2 | 1698 | 2020-04-07 | 2020-04-15 07:00 | WITHDRAWN | 2020-07-07 07:00 | C13 | Generating Facility Type-1: Storage; Generating Facility Fuel-1: Battery; MWs MW-1: 300 | 300 | Full Capacity |  | SANTA CLARA | CA | PGAE | Los Esteros Substation 115kV | 2024-12-01 08:00 | 2024-12-01 08:00 | NA |  |  | NA |  | IC Request
GREASEWOOD HYBRID | 1699 | 2020-04-09 | 2020-04-15 07:00 | WITHDRAWN | 2020-07-07 07:00 | C13 | Photovoltaic | Storage |  | Solar | Battery |  | 326.6129 | 166.905 |  | 300 | Full Capacity | Off-Peak Deliverability | COLUSA | CA | PGAE | Delevan-Vaca #3 230kV line | 2023-12-01 08:00 | 2023-12-01 08:00 | NA |  |  | NA |  | IC Request
ORIGIN ENERGY STORAGE | 1701 | 2020-04-14 | 2020-04-15 07:00 | WITHDRAWN | 2020-07-15 07:00 | C13 | Generating Facility Type-1: Storage; Generating Facility Fuel-1: Battery; MWs MW-1: 102 | 101.1 | Full Capacity |  | SHASTA | CA | PGAE | Cottonwood Substation 115kV | 2023-06-15 07:00 | 2023-06-15 07:00 | NA |  |  | NA
RAILYARD ENERGY STORAGE | 1703 | 2020-04-10 | 2020-04-15 07:00 | WITHDRAWN | 2021-04-08 07:00 | C13 | Generating Facility Type-1: Storage; Generating Facility Fuel-1: Battery; MWs MW-1: 150.929 | 150 | Full Capacity |  | SANTA CLARA | CA | PGAE | New Switchyard on Los Esteros-Trimble Line 115kV | 2023-10-15 07:00 | 2023-10-15 07:00 | NA |  |  | NA
SPARTAN ENERGY STORAGE | 1704 | 2020-04-14 | 2020-04-15 07:00 | WITHDRAWN | 2020-07-27 07:00 | C13 | Generating Facility Type-1: Storage; Generating Facility Fuel-1: Battery; MWs MW-1: 152.2875 | 150 | Full Capacity |  | SUTTER | CA | PGAE | Rio Oso Substation 115kV | 2023-09-01 07:00 | 2023-09-01 07:00 | NA |  |  | NA |  | Failure to Cure Deficiency
TRAILWAYS ENERGY STORAGE | 1706 | 2020-04-14 | 2020-04-15 07:00 | WITHDRAWN | 2020-07-15 07:00 | C13 | Generating Facility Type-1: Storage; Generating Facility Fuel-1: Battery; MWs MW-1: 102 | 101.2 | Full Capacity |  | BUTTE | CA | PGAE | Paradise Substation 115kV | 2023-07-15 07:00 | 2023-07-15 07:00 | NA |  |  | NA
OWL CLAW HYBRID SOLAR | 1707 | 2020-04-01 | 2020-04-15 07:00 | WITHDRAWN | 2020-06-11 07:00 | C13 | Photovoltaic | Storage |  | Solar | Battery |  | 86.6 | 86.6 |  | 84.9 | Full Capacity | Off-Peak Deliverability | SAN JOAQUIN | CA | PGAE | Camanche 115kV Tap via the Camanche Powerhouse Station 115kV | 2023-12-31 08:00 | 2023-12-31 08:00 | NA |  |  | NA |  | IC Request
QUICKSILVER ENERGY STORAGE | 1708 | 2020-04-14 | 2020-04-15 07:00 | WITHDRAWN | 2020-06-16 07:00 | C13 | Generating Facility Type-1: Storage; Generating Facility Fuel-1: Battery; MWs MW-1: 250 | 250 | Full Capacity |  | SANTA CLARA | CA | PGAE | Metcalf Substation 230kV | 2024-08-01 07:00 | 2024-08-01 07:00 | NA |  |  | NA |  | IC Request
ALBA | 1710 | 2020-04-03 | 2020-04-15 07:00 | WITHDRAWN | 2021-04-12 07:00 | C13 | Photovoltaic | Storage |  | Solar | Battery |  | 154.838 | 77.638 |  | 150 | Full Capacity | Off-Peak Deliverability | FRESNO | CA | PGAE | Mendota Substation 115kV | 2023-10-31 07:00 | 2023-10-31 07:00 | NA |  |  | NA |  | IC Request
ALLIUM | 1711 | 2020-04-10 | 2020-04-15 07:00 | WITHDRAWN | 2021-04-14 07:00 | C13 | Photovoltaic | Storage |  | Solar | Battery |  | 114.5529 | 114.5529 |  | 110 | Full Capacity | Off-Peak Deliverability | SAN BENITO | CA | PGAE | Hollister Substation 115kV | 2023-12-01 08:00 | 2023-12-01 08:00 | NA |  |  | NA |  | IC Request
APRICOT ENERGY STORAGE | 1712 | 2020-04-15 | 2020-04-15 07:00 | WITHDRAWN | 2021-04-07 07:00 | C13 | Generating Facility Type-1: Storage; Generating Facility Fuel-1: Battery; MWs MW-1: 30.6 | 30 | Full Capacity |  | FRESNO | CA | PGAE | Cheney #1 Tap 115kV Line | 2023-07-01 07:00 | 2023-07-01 07:00 | NA | Complete |  | NA |  | Failure to Cure Deficiency
COMAL FLATS 1 | 1714 | 2020-04-02 | 2020-04-15 07:00 | WITHDRAWN | 2021-03-30 07:00 | C13 | Photovoltaic | Storage |  | Solar | Battery |  | 202.5 | 202.5 |  | 200 | Full Capacity | Off-Peak Deliverability | FRESNO | CA | PGAE | Gates Substation 230kV | 2024-09-30 07:00 | 2024-09-30 07:00 | NA | Complete |  | NA |  | IC Request
EDGEWOOD SOLAR HYBRID | 1715 | 2020-04-02 | 2020-04-15 07:00 | WITHDRAWN | 2021-04-09 07:00 | C13 | Storage | Photovoltaic |  | Battery | Solar |  | 1700 | 1700 |  | 1700 | Full Capacity | Off-Peak Deliverability | FRESNO | CA | PGAE | Los Banos - Gates #1 500kV line | 2024-11-01 07:00 | 2024-11-01 07:00 | NA |  |  | NA |  | IC Request
FERRY HYBRID SOLAR | 1716 | 2020-04-07 | 2020-04-15 07:00 | WITHDRAWN | 2020-07-08 07:00 | C13 | Storage | Photovoltaic |  | Battery | Solar |  | 50 | 102.2 |  | 100 | Full Capacity | Off-Peak Deliverability | MADERA | CA | PGAE | Dairyland - Mendota 115kV line | 2023-11-30 08:00 | 2023-11-30 08:00 | NA |  |  | NA |  | IC Request
FOXGLOVE HYBRID SOLAR | 1717 | 2020-04-01 | 2020-04-15 07:00 | WITHDRAWN | 2020-12-03 08:00 | C13 | Photovoltaic | Storage |  | Solar | Battery |  | 102.5 | 102.5 |  | 100 | Full Capacity | Off-Peak Deliverability | MADERA | CA | PGAE | Borden Substation 70kV | 2023-12-31 08:00 | 2023-12-31 08:00 | NA |  |  | NA
HENSLEY HYBRID SOLAR | 1719 | 2020-04-07 | 2020-04-15 07:00 | WITHDRAWN | 2020-07-08 07:00 | C13 | Storage | Photovoltaic |  | Battery | Solar |  | 50 | 101.8 |  | 100 | Full Capacity | Off-Peak Deliverability | MADERA | CA | PGAE | Chowchilla-Kerckhoff #2 115kV lin3 | 2023-11-30 08:00 | 2023-11-30 08:00 | NA |  |  | NA |  | IC Request
ICEBERG ENERGY STORAGE | 1720 | 2020-04-14 | 2020-04-15 07:00 | WITHDRAWN | 2020-07-03 07:00 | C13 | Generating Facility Type-1: Storage; Generating Facility Fuel-1: Battery; MWs MW-1: 31.7579 | 30 | Full Capacity |  | MONTEREY | CA | PGAE | Spence Substation 60kV | 2022-07-01 07:00 | 2022-07-01 07:00 | NA |  |  | NA |  | IC Request
MILKY WAY HYBRID SOLAR | 1721 | 2020-04-10 | 2020-04-15 07:00 | WITHDRAWN | 2021-04-12 07:00 | C13 | Storage | Photovoltaic |  | Battery | Solar |  | 175 | 355.2 |  | 350 | Full Capacity | Off-Peak Deliverability | KINGS | CA | PGAE | Gates- Templeton 230kV line | 2023-11-30 08:00 | 2023-11-30 08:00 | NA |  |  | NA |  | IC Request
MORTIMER SOLAR HYBRID | 1722 | 2020-04-01 | 2020-04-15 07:00 | WITHDRAWN | 2021-04-09 07:00 | C13 | Storage | Photovoltaic |  | Battery | Solar |  | 250 | 250 |  | 250 | Full Capacity | Off-Peak Deliverability | KINGS | CA | PGAE | Mustang Switching Station 230kV | 2024-04-01 07:00 | 2024-04-01 07:00 | NA |  |  | NA |  | IC Request
POLVADERO HYBRID SOLAR | 1723 | 2020-04-07 | 2020-04-15 07:00 | WITHDRAWN | 2020-07-03 07:00 | C13 | Photovoltaic | Storage |  | Solar | Battery |  | 51.9 | 25 |  | 50 | Full Capacity | Off-Peak Deliverability | FRESNO | CA | PGAE | Jayne Sw Sta-Coalinga #1 70kV line | 2023-11-30 08:00 | 2023-11-30 08:00 | NA |  |  | NA |  | IC Request
ROCK DOVE 1 ENERGY CENTER | 1724 | 2020-04-15 | 2020-04-15 07:00 | WITHDRAWN | 2021-05-21 07:00 | C13 | Storage | Photovoltaic |  | Battery | Solar |  | 387.94 | 312.96 |  | 300 | Full Capacity | Off-Peak Deliverability | KERN | CA | PGAE | Arco - Midway 230kV line | 2024-11-30 08:00 | 2024-11-30 08:00 | NA | Complete |  | NA
ROCK DOVE 2 ENERGY CENTER | 1725 | 2020-04-15 | 2020-04-15 07:00 | WITHDRAWN | 2020-06-18 07:00 | C13 | Storage | Photovoltaic |  | Battery | Solar |  | 387.94 | 312.96 |  | 300 | Full Capacity | Off-Peak Deliverability | KERN | CA | PGAE | Gates - Midway 230kV line | 2025-11-30 08:00 | 2025-11-30 08:00 | NA |  |  | NA |  | IC Request
TORANA HYBRID SOLAR | 1726 | 2020-04-01 | 2020-04-15 07:00 | WITHDRAWN | 2021-03-25 07:00 | C13 | Photovoltaic | Storage |  | Solar | Battery |  | 102.5 | 102.5 |  | 100 | Full Capacity | Off-Peak Deliverability | MERCED | CA | PGAE | Los Banos Substation 70kV | 2023-12-31 08:00 | 2023-12-31 08:00 | NA |  |  | NA |  | IC Request
TURON ENERGY STORAGE | 1727 | 2020-04-15 | 2020-04-15 07:00 | WITHDRAWN | 2020-06-25 07:00 | C13 | Generating Facility Type-1: Storage; Generating Facility Fuel-1: Battery; MWs MW-1: 71.45 | 70 | Full Capacity |  | FRESNO | CA | PGAE | Gates - Coalinga #2 Line 70kV | 2023-07-01 07:00 | 2023-07-01 07:00 | NA |  |  | NA |  | IC Request
ANACAPA | 1729 | 2020-04-03 | 2020-04-15 07:00 | WITHDRAWN | 2021-05-12 07:00 | C13 | Storage | Solar Thermal |  | Battery | Solar |  | 103.202 | 206.2 |  | 200 | Full Capacity | Off-Peak Deliverability | SANTA BARBARA | CA | PGAE | Sisquoc Substation 115kV | 2023-10-31 07:00 | 2023-10-31 07:00 | NA |  |  | NA |  | IC Request
AUSTIN ES | 1730 | 2019-10-15 | 2020-04-15 07:00 | WITHDRAWN | 2023-05-05 07:00 | C13 | Generating Facility Type-1: Storage; Generating Facility Fuel-1: Battery; MWs MW-1: 203.6 | 200 | Full Capacity |  | SAN LUIS OBISPO | CA | PGAE | Morro Bay Substation 230kV | 2024-12-01 08:00 | 2024-12-01 08:00 | NA | Complete | Complete | NA |  | IC Request
BLACK BEAR ENERGY STORAGE 1 | 1731 | 2020-04-15 | 2020-04-15 07:00 | WITHDRAWN | 2021-05-28 07:00 | C13 | Generating Facility Type-1: Storage; Generating Facility Fuel-1: Battery; MWs MW-1: 102 | 100 | Full Capacity | Off-Peak Deliverability | SAN LUIS OBISPO | CA | PGAE | Mesa Substation 115kV | 2023-02-01 08:00 | 2023-02-01 08:00 | NA | Complete |  | NA |  | Failure to Cure Deficiency
BLACK BEAR ENERGY STORAGE 2 | 1732 | 2020-04-15 | 2020-04-15 07:00 | WITHDRAWN | 2021-05-28 07:00 | C13 | Generating Facility Type-1: Storage; Generating Facility Fuel-1: Battery; MWs MW-1: 102 | 100 | Full Capacity | Off-Peak Deliverability | SAN LUIS OBISPO | CA | PGAE | Mesa Substation 230kV | 2023-02-01 08:00 | 2023-02-01 08:00 | NA | Complete |  | NA |  | Failure to Cure Deficiency
FREEBORN | 1734 | 2020-04-04 | 2020-04-15 07:00 | WITHDRAWN | 2020-07-07 07:00 | C13 | Generating Facility Type-1: Photovoltaic; Generating Facility Fuel-1: Solar; MWs MW-1: 27.3 | 27 | Full Capacity | Off-Peak Deliverability | KERN | CA | PGAE | Midway-Taft 115kV line | 2023-12-30 08:00 | 2023-12-30 08:00 | NA |  |  | NA
HANSON ENERGY CENTER | 1735 | 2020-04-15 | 2020-04-15 07:00 | WITHDRAWN | 2020-07-21 07:00 | C13 | Generating Facility Type-1: Storage; Generating Facility Fuel-1: Battery; MWs MW-1: 30.8 | 30 | Full Capacity |  | SANTA BARBARA | CA | PGAE | Santa Maria Cogen Tap 115kV Line | 2023-07-01 07:00 | 2023-07-01 07:00 | NA |  |  | NA |  | IC Request
KAIROS HYBRID | 1737 | 2020-04-15 | 2020-04-15 07:00 | WITHDRAWN | 2021-05-06 07:00 | C13 | Storage | Photovoltaic |  | Battery | Solar |  | 179.4 | 359.352 |  | 350 | Full Capacity | Off-Peak Deliverability | KERN | CA | PGAE | Midway Substation 230kV | 2025-10-30 07:00 | 2025-10-30 07:00 | NA |  |  | NA |  | IC Request
LIGHTHOUSE WIND | 1738 | 2020-04-01 | 2020-04-15 07:00 | WITHDRAWN | 2021-03-25 07:00 | C13 | Generating Facility Type-1: Wind Turbine; Generating Facility Fuel-1: Wind Turbine; MWs MW-1: 1456 | 1400 | Full Capacity | Off-Peak Deliverability | SAN LUIS OBISPO | CA | PGAE | Diablo Canyon Switching Station 500kV | 2027-03-01 08:00 | 2027-03-01 08:00 | NA |  |  | NA |  | IC Request
ROBIN 2 | 1741 | 2020-04-08 | 2020-04-15 07:00 | WITHDRAWN | 2021-05-03 07:00 | C13 | Storage | Photovoltaic |  | Battery | Solar |  | 103.95 | 204.12 |  | 200 | Full Capacity | Off-Peak Deliverability | SAN LUIS OBISPO | CA | PGAE | Morro Bay Solar Sw Sta #2 230kV | 2023-12-01 08:00 | 2023-12-01 08:00 | NA |  |  | NA |  | IC Request
ROBIN 3 | 1742 | 2020-04-08 | 2020-04-15 07:00 | WITHDRAWN | 2021-04-02 07:00 | C13 | Storage | Photovoltaic |  | Battery | Solar |  | 79.2 | 155.925 |  | 150 | Full Capacity | Off-Peak Deliverability | SAN LUIS OBISPO | CA | PGAE | Temblor - San Luis Obispo 115kV line | 2023-12-01 08:00 | 2023-12-01 08:00 | NA |  |  | NA
SAGRARIO | 1743 | 2020-04-02 | 2020-04-15 07:00 | WITHDRAWN | 2021-04-12 07:00 | C13 | Storage | Photovoltaic |  | Battery | Solar |  | 51.401 | 103.456 |  | 100 | Full Capacity | Off-Peak Deliverability | KERN | CA | PGAE | Old River Substation 70kV | 2023-10-31 07:00 | 2023-10-31 07:00 | NA |  |  | NA |  | IC Request
VERBENA | 1746 | 2020-04-10 | 2020-04-15 07:00 | WITHDRAWN | 2021-04-13 07:00 | C13 | Photovoltaic | Storage |  | Solar | Battery |  | 123.5965 | 123.5965 |  | 120 | Full Capacity | Off-Peak Deliverability | KERN | CA | PGAE | Tupman Substation 115kV | 2023-12-01 08:00 | 2023-12-01 08:00 | NA |  |  | NA |  | IC Request
VINSON ENERGY | 1747 | 2020-04-08 | 2020-04-15 07:00 | WITHDRAWN | 2021-04-09 07:00 | C13 | Wind Turbine | Storage |  | Wind Turbine | Battery |  | 1568 | 319.35 |  | 1499.94 | Full Capacity | Off-Peak Deliverability | SAN LUIS OBISPO | CA | PGAE | Diablo-Gates 500kV line | 2027-04-13 07:00 | 2027-04-13 07:00 | NA |  |  | NA
WESTERN COAST WIND 1 | 1748 | 2020-04-15 | 2020-04-15 07:00 | WITHDRAWN | 2021-03-30 07:00 | C13 | Generating Facility Type-1: Wind Turbine; Generating Facility Fuel-1: Wind Turbine; MWs MW-1: 1021.125 | 1000 | Full Capacity | Off-Peak Deliverability | SAN LUIS OBISPO | CA | PGAE | Diablo Canyon - Morro Bay 230 kV and Diablo Canyon - Mesa 230 kV Lines | 2027-04-07 07:00 | 2027-04-07 07:00 | NA | Complete |  | NA |  | IC Request
ARIZONA A1 | 1752 | 2020-04-15 | 2020-04-15 07:00 | WITHDRAWN | 2021-05-03 07:00 | C13 | Storage | Photovoltaic |  | Battery | Solar |  | 1572.2 | 2072.52 |  | 2000 | Full Capacity | Off-Peak Deliverability | MARICOPA | AZ | DCRT | Delaney Substation 500kV | 2025-02-05 08:00 | 2025-02-05 08:00 | NA | Complete |  | NA |  | IC Request
LA PAZ | 1753 | 2020-04-02 | 2020-04-15 07:00 | WITHDRAWN | 2021-03-18 07:00 | C13 | Photovoltaic | Storage |  | Solar | Battery |  | 526.68 | 415.96 |  | 500 | Full Capacity | Off-Peak Deliverability | MARICOPA | AZ | DCRT | Delaney - Colorado River 500kV line | 2024-12-01 08:00 | 2024-12-01 08:00 | NA |  |  | NA |  | IC Request
PAPAGO | 1754 | 2020-04-11 | 2020-04-15 07:00 | WITHDRAWN | 2021-03-19 07:00 | C13 | Photovoltaic | Storage |  | Solar | Battery |  | 307.188 | 306.18 |  | 300 | Full Capacity | Off-Peak Deliverability | MARICOPA | AZ | DCRT | Delaney Substation 500kV | 2023-10-31 07:00 | 2023-10-31 07:00 | NA | Complete |  | NA |  | IC Request
AMETHYST SOLAR | 1755 | 2020-04-06 | 2020-04-15 07:00 | WITHDRAWN | 2020-07-06 07:00 | C13 | Storage | Photovoltaic |  | Battery | Solar |  | 100 | 200 |  | 200 | Full Capacity | Off-Peak Deliverability | RIVERSIDE | CA | SCE | Colorado River Substation 230kV | 2023-12-01 08:00 | 2023-12-01 08:00 | NA |  |  | NA |  | IC Request
ASTRA | 1756 | 2020-04-09 | 2020-04-15 07:00 | WITHDRAWN | 2021-03-23 07:00 | C13 | Storage | Wind Turbine | Photovoltaic | Battery | Wind Turbine | Solar | 205.92 | 207.2 | 206.59 | 200 | Full Capacity | Off-Peak Deliverability | RIVERSIDE | CA | SCE | BLYTHE SUBSTATION 161kV | 2024-12-15 08:00 | 2024-12-15 08:00 | NA |  |  | NA |  | IC Request
FORTUNA | 1760 | 2020-04-11 | 2020-04-15 07:00 | WITHDRAWN | 2021-03-24 07:00 | C13 | Wind Turbine | Storage | Photovoltaic | Wind Turbine | Battery | Solar | 207.2 | 205.92 | 206.59 | 200 | Full Capacity | Off-Peak Deliverability | RIVERSIDE | CA | SCE | DEVERS SUBSTATION 220kV | 2024-12-15 08:00 | 2024-12-15 08:00 | NA | Complete |  | NA |  | IC Request
GRISEDALE STORAGE 1 | 1762 | 2020-04-13 | 2020-04-15 07:00 | WITHDRAWN | 2021-05-10 07:00 | C13 | Generating Facility Type-1: Storage; Generating Facility Fuel-1: Battery; MWs MW-1: 510 | 500 | Full Capacity | Off-Peak Deliverability | RIVERSIDE | CA | SCE | Devers Substation 230kV | 2022-11-15 08:00 | 2022-11-15 08:00 | NA | Complete |  | NA |  | Failure to Cure Deficiency
BULLDOG ENERGY STORAGE | 1765 | 2020-04-14 | 2020-04-15 07:00 | WITHDRAWN | 2021-03-12 08:00 | C13 | Generating Facility Type-1: Storage; Generating Facility Fuel-1: Battery; MWs MW-1: 408.07 | 400 | Full Capacity |  | LOS ANGELES | CA | SCE | Rio Hondo Substation 220kV | 2023-06-01 07:00 | 2023-06-01 07:00 | NA |  |  | NA |  | IC Request
HAMMOCK STORAGE | 1767 | 2020-04-02 | 2020-04-15 07:00 | WITHDRAWN | 2020-07-01 07:00 | C13 | Generating Facility Type-1: Storage; Generating Facility Fuel-1: Battery; MWs MW-1: 152.5 | 150 | Full Capacity |  | LOS ANGELES | CA | SCE | El Nido Substation 230kV | 2023-12-31 08:00 | 2023-12-31 08:00 | NA |  |  | NA |  | IC Request
SPEEDWAY ESS 2 | 1769 | 2020-04-07 | 2020-04-15 07:00 | WITHDRAWN | 2020-07-06 07:00 | C13 | Generating Facility Type-1: Storage; Generating Facility Fuel-1: Battery; MWs MW-1: 300 | 300 | Full Capacity |  | LOS ANGELES | CA | SCE | Rio Hondo Substation 230kV | 2024-12-01 08:00 | 2024-12-01 08:00 | NA |  |  | NA |  | IC Request
SWAN ESS | 1770 | 2020-04-07 | 2020-04-15 07:00 | WITHDRAWN | 2021-04-26 07:00 | C13 | Generating Facility Type-1: Storage; Generating Facility Fuel-1: Battery; MWs MW-1: 300 | 300 | Full Capacity | Off-Peak Deliverability | SAN BERNARDINO | CA | SCE | Mira Loma Substation 230kV | 2025-12-01 08:00 | 2025-12-01 08:00 | NA | Complete |  | NA |  | IC Request
LEO WOLF ENERGY CENTER | 1771 | 2020-04-13 | 2020-04-15 07:00 | WITHDRAWN | 2020-09-08 07:00 | C13 | Storage | Photovoltaic |  | Battery | Solar |  | 508.56 | 508.56 |  | 500 | Full Capacity | Off-Peak Deliverability | SAN BERNARDINO | CA | SCE | Kramer Junction Substation 230kV | 2024-11-30 08:00 | 2024-11-30 08:00 | NA |  |  | NA
LUZEN SOLAR ENERGY CENTER | 1772 | 2020-04-15 | 2020-04-15 07:00 | WITHDRAWN | 2020-06-30 07:00 | C13 | Storage | Photovoltaic |  | Battery | Solar |  | 156.48 | 156.48 |  | 150 | Full Capacity | Off-Peak Deliverability | SAN BERNARDINO | CA | SCE | Kramer Junction Substation 115kV | 2022-11-30 08:00 | 2022-11-30 08:00 | NA |  |  | NA |  | IC Request
OXFORD | 1773 | 2020-04-14 | 2020-04-15 07:00 | WITHDRAWN | 2020-06-30 07:00 | C13 | Photovoltaic | Storage |  | Solar | Battery |  | 78.378 | 78.378 |  | 75 | Full Capacity | Off-Peak Deliverability | KERN | CA | SCE | Kramer-Inyokern-Randsburg #1 115kV line | 2023-12-31 08:00 | 2023-12-31 08:00 | NA |  |  | NA |  | IC Request
ALLEGRO HYBRID SOLAR | 1777 | 2020-04-09 | 2020-04-15 07:00 | WITHDRAWN | 2020-07-08 07:00 | C13 | Photovoltaic | Storage |  | Solar | Battery |  | 152.4 | 75 |  | 150 | Full Capacity | Off-Peak Deliverability | KERN | CA | SCE | Highwind Substation 220kV | 2023-11-30 08:00 | 2023-11-30 08:00 | NA |  |  | NA |  | IC Request
ALTA 20 WIND | 1778 | 2020-04-14 | 2020-04-15 07:00 | WITHDRAWN | 2021-03-10 08:00 | C13 | Generating Facility Type-1: Wind Turbine; Generating Facility Fuel-1: Wind Turbine; MWs MW-1: 257.6 | 250 | Full Capacity | Off-Peak Deliverability | KERN | CA | SCE | Windhub Substation 230kV | 2023-10-15 07:00 | 2025-12-15 08:00 | NA | Complete |  | NA |  | IC Request
BOBCAT ENERGY STORAGE | 1780 | 2020-04-10 | 2020-04-15 07:00 | WITHDRAWN | 2021-03-05 08:00 | C13 | Generating Facility Type-1: Storage; Generating Facility Fuel-1: Battery; MWs MW-1: 75 | 75 | Full Capacity |  | LOS ANGELES | CA | SCE | Antelope Substation 66kV | 2022-07-01 07:00 | 2022-07-01 07:00 | NA |  |  | NA |  | IC Request
CENTRAL COAST WIND 1 | 1781 | 2020-04-15 | 2020-04-15 07:00 | WITHDRAWN | 2020-07-07 07:00 | C13 | Generating Facility Type-1: Wind Turbine; Generating Facility Fuel-1: Wind Turbine; MWs MW-1: 771.75 | 750 | Full Capacity | Off-Peak Deliverability | SANTA BARBARA | CA | SCE | Goleta Substation 230kV | 2027-04-07 07:00 | 2027-04-07 07:00 | NA |  |  | NA |  | IC Request
KEYHOLE WIND 2 | 1785 | 2020-04-06 | 2020-04-15 07:00 | WITHDRAWN | 2020-06-25 07:00 | C13 | Generating Facility Type-1: Wind Turbine; Generating Facility Fuel-1: Wind Turbine; MWs MW-1: 100 | 100 | Full Capacity | Off-Peak Deliverability | KERN | CA | SCE | Whirlwind Substation 230kV | 2024-12-01 08:00 | 2024-12-01 08:00 | NA |  |  | NA |  | IC Request
LONGHORN 1 | 1786 | 2020-04-02 | 2020-04-15 07:00 | WITHDRAWN | 2021-03-11 08:00 | C13 | Storage | Photovoltaic |  | Battery | Solar |  | 405.8 | 405.8 |  | 400 | Full Capacity | Off-Peak Deliverability | KERN | CA | SCE | Windhub Substation 230kV | 2024-09-30 07:00 | 2024-09-30 07:00 | NA |  |  | NA |  | IC Request
LYCKA SOLAR | 1787 | 2020-04-11 | 2020-04-15 07:00 | WITHDRAWN | 2021-03-18 07:00 | C13 | Storage | Photovoltaic |  | Battery | Solar |  | 122.512 | 464.42 |  | 460 | Full Capacity | Off-Peak Deliverability | TULARE | CA | SCE | Springville Substation 230kV | 2024-04-15 07:00 | 2024-04-15 07:00 | NA | Complete |  | NA |  | IC Request
METEORITE SOLAR | 1788 | 2020-04-06 | 2020-04-15 07:00 | WITHDRAWN | 2021-04-26 07:00 | C13 | Photovoltaic | Storage |  | Solar | Battery |  | 400 | 200 |  | 400 | Full Capacity | Off-Peak Deliverability | KERN | CA | SCE | Whirlwind Substation 230 kV | 2024-12-01 08:00 | 2024-12-01 08:00 | NA | Complete |  | NA |  | IC Request
VALOREM | 1793 | 2020-04-11 | 2020-04-15 07:00 | WITHDRAWN | 2021-05-10 07:00 | C13 | Storage | Wind Turbine | Photovoltaic | Battery | Wind Turbine | Solar | 203.94 | 207.2 | 208.08 | 200 | Full Capacity | Off-Peak Deliverability | KERN | CA | SCE | HIGHWIND SUBSTATION 230kV | 2024-12-15 08:00 | 2024-12-15 08:00 | NA | Complete |  | NA |  | Failure to Cure Deficiency
VENADO VALLEY 1 | 1794 | 2020-04-02 | 2020-04-15 07:00 | WITHDRAWN | 2021-03-12 08:00 | C13 | Storage | Photovoltaic |  | Battery | Solar |  | 305.2 | 305.2 |  | 300 | Full Capacity | Off-Peak Deliverability | ROSAMOND | CA | SCE | WhirlWind Substation 230kV | 2024-09-30 07:00 | 2024-09-30 07:00 | NA |  |  | NA |  | IC Request
BONANZA SOLAR 2 | 1797 | 2020-04-06 | 2020-04-15 07:00 | WITHDRAWN | 2021-04-26 07:00 | C13 | Photovoltaic | Storage |  | Solar | Battery |  | 300 | 150 |  | 300 | Full Capacity | Off-Peak Deliverability | CLARK/NYE | NV | GLW | Innovation Substation 230kV | 2024-12-01 08:00 | 2024-12-01 08:00 | NA | Complete |  | NA |  | IC Request
AMPCHAMP STORAGE | 1802 | 2020-04-02 | 2020-04-15 07:00 | WITHDRAWN | 2023-05-05 07:00 | C13 | Generating Facility Type-1: Storage; Generating Facility Fuel-1: Battery; MWs MW-1: 20.8 | 20 | Energy Only |  | SAN DIEGO | CA | SDGE | Otay Substation 69 kV | 2023-12-31 08:00 | 2024-12-08 08:00 | NA | Complete | Complete | NA |  | IC Request
BLUEGILL STORAGE | 1803 | 2020-04-15 | 2020-04-15 07:00 | WITHDRAWN | 2021-03-09 08:00 | C13 | Generating Facility Type-1: Storage; Generating Facility Fuel-1: Battery; MWs MW-1: 81.375 | 80 | Full Capacity |  | SAN DIEGO | CA | SDGE | Loop Loveland - Los Coches 69kV line | 2025-10-30 07:00 | 2025-10-30 07:00 | NA |  |  | NA |  | IC Request
BOULDER OAKS HYBRID 2 | 1804 | 2020-04-13 | 2020-04-15 07:00 | WITHDRAWN | 2021-03-10 08:00 | C13 | Wind Turbine | Storage |  | Wind Turbine | Battery |  | 205.8 | 205 |  | 400 | Full Capacity | Off-Peak Deliverability | SAN DIEGO | CA | SDGE | New Switchyard to loop the ECO-Miguel 500 kV Line | 2023-12-01 08:00 | 2023-12-01 08:00 | NA |  |  | NA |  | IC Request
BRADSHAW ENERGY STORAGE | 1805 | 2020-04-14 | 2020-04-15 07:00 | WITHDRAWN | 2021-03-16 07:00 | C13 | Generating Facility Type-1: Storage; Generating Facility Fuel-1: Battery; MWs MW-1: 75 | 75 | Full Capacity |  | SAN DIEGO | CA | SDGE | Miramar-Scripps 69kV line | 2022-06-01 07:00 | 2022-06-01 07:00 | NA |  |  | NA |  | IC Request
CARROLL CANYON ENERGY STORAGE | 1807 | 2020-04-10 | 2020-04-15 07:00 | WITHDRAWN | 2021-03-10 08:00 | C13 | Generating Facility Type-1: Storage; Generating Facility Fuel-1: Battery; MWs MW-1: 154.1405 | 150 | Full Capacity |  | SAN DIEGO | CA | SDGE | Eastgate Substation 69kV | 2023-10-15 07:00 | 2023-10-15 07:00 | NA |  |  | NA |  | IC Request
COASTWOOD ENERGY STORAGE | 1808 | 2020-04-14 | 2020-04-15 07:00 | WITHDRAWN | 2021-03-15 07:00 | C13 | Generating Facility Type-1: Storage; Generating Facility Fuel-1: Battery; MWs MW-1: 101.9 | 101.1 | Full Capacity |  | SAN DIEGO | CA | SDGE | Shadowridge Substation 138kV | 2023-07-15 07:00 | 2023-07-15 07:00 | NA |  |  | NA |  | IC Request
CUCKOO ENERGY STORAGE | 1809 | 2020-04-14 | 2020-04-15 07:00 | WITHDRAWN | 2020-07-03 07:00 | C13 | Generating Facility Type-1: Storage; Generating Facility Fuel-1: Battery; MWs MW-1: 30 | 30 | Full Capacity |  | SAN DIEGO | CA | SDGE | Borrego Substation 69kV | 2022-07-01 07:00 | 2022-07-01 07:00 | NA |  |  | NA |  | IC Request
DUCK PILOT STORAGE | 1811 | 2020-04-02 | 2020-04-15 07:00 | WITHDRAWN | 2023-04-20 07:00 | C13 | Generating Facility Type-1: Storage; Generating Facility Fuel-1: Battery; MWs MW-1: 101.9 | 100 | Full Capacity |  | SAN DIEGO | CA | SDGE | Los Coches Substation 138 kV | 2023-12-31 08:00 | 2024-12-08 08:00 | NA | Complete | Complete | NA | In Progress | IC Request
GYPSY ESS 2 | 1813 | 2020-04-07 | 2020-04-15 07:00 | WITHDRAWN | 2020-07-06 07:00 | C13 | Generating Facility Type-1: Storage; Generating Facility Fuel-1: Battery; MWs MW-1: 300 | 300 | Full Capacity |  | SAN DIEGO | CA | SDGE | Bay Boulevard 230kV | 2024-12-01 08:00 | 2024-12-01 08:00 | NA |  |  | NA
OTAY MESA ENERGY CENTER EXPANSION | 1816 | 2020-04-09 | 2020-04-15 07:00 | WITHDRAWN | 2021-03-17 07:00 | C13 | Generating Facility Type-1: Combined Cycle; Generating Facility Fuel-1: Natural Gas; MWs MW-1: 26.37 | 26.37 | Full Capacity |  | SAN DIEGO | CA | SDGE | Otay Mesa Substation 230kV | 2022-05-01 07:00 | 2022-05-01 07:00 | NA |  |  | NA |  | IC Request
POWWOW | 1817 | 2020-04-01 | 2020-04-15 07:00 | WITHDRAWN | 2021-05-10 07:00 | C13 | Photovoltaic | Storage |  | Solar | Battery |  | 33.5 | 202.23 |  | 200 | Full Capacity | Off-Peak Deliverability | SAN DIEGO | CA | SDGE | Oceanside Tap - Stuart Tap 69kV (TL690C ) | 2022-06-20 07:00 | 2022-06-20 07:00 | NA | Complete |  | NA |  | Failure to Cure Deficiency
SANYO AVE STORAGE 1 | 1819 | 2020-04-14 | 2020-04-15 07:00 | WITHDRAWN | 2020-07-27 07:00 | C13 | Generating Facility Type-1: Storage; Generating Facility Fuel-1: Battery; MWs MW-1: 82.6 | 80 | Full Capacity |  | SAN DIEGO | CA | SDGE | Border-Salt Creek 69kV line | 2023-09-01 07:00 | 2023-09-01 07:00 | NA |  |  | NA |  | Failure to Cure Deficiency
VULCAN 2 | 1826 | 2020-04-02 | 2020-04-15 07:00 | WITHDRAWN | 2020-07-06 07:00 | C13 | Storage | Photovoltaic |  | Battery | Solar |  | 252.6 | 252.6 |  | 250 | Full Capacity | Off-Peak Deliverability | MARICOPA | AZ | SDGE | Hassayampa Switchyard Common Bus 500kV | 2024-09-30 07:00 | 2024-09-30 07:00 | NA |  |  | NA |  | IC Request
BIG HORN ENERGY STORAGE | 1827 | 2020-04-05 | 2020-04-15 07:00 | WITHDRAWN | 2021-03-15 07:00 | C13 | Generating Facility Type-1: Storage; Generating Facility Fuel-1: Battery; MWs MW-1: 425.1 | 400 | Full Capacity |  | IMPERIAL | CA | SDGE | Imperial Valley Substation 230kV | 2024-07-01 07:00 | 2024-07-01 07:00 | NA |  |  | NA |  | IC Request
BLYTHE BESS | 1833 | 2021-02-25 | 2021-03-23 07:00 | WITHDRAWN | 2021-08-25 07:00 | C14 | Generating Facility Type-1: Storage; Generating Facility Fuel-1: Battery; MWs MW-1: 510.21 | 122.5 | Full Capacity |  | RIVERSIDE | CA | SCE | Julian Hinds Substation 230 kV | 2022-07-22 07:00 | 2022-07-22 07:00 | NA |  |  | NA |  | IC Request
NEWTON | 1839 | 2021-04-01 | 2021-04-15 07:00 | WITHDRAWN | 2021-09-01 07:00 | C14 | Generating Facility Type-1: Storage; Generating Facility Fuel-1: Battery; MWs MW-1: 61.85 | 60 | Full Capacity | Off-Peak Deliverability | EL DORADO | CA | PGAE | Apple Hill Substation 115 kV | 2024-11-01 07:00 | 2024-11-01 07:00 | NA |  |  | NA |  | IC Request
SCENIC ENERGY STORAGE | 1841 | 2021-04-06 | 2021-04-15 07:00 | WITHDRAWN | 2022-11-23 08:00 | C14 | Generating Facility Type-1: Storage; Generating Facility Fuel-1: Battery; MWs MW-1: 40.4 | 40 | Full Capacity |  | LAKE | CA | PGAE | Konocti Substation 60 kV | 2025-01-01 08:00 | 2025-01-01 08:00 | NA |  |  | NA |  | IC Request
MYRTLE | 1848 | 2021-04-12 | 2021-04-15 07:00 | WITHDRAWN | 2022-12-14 08:00 | C14 | Photovoltaic | Storage |  | Solar | Battery |  | 26.784 | 189.3015 |  | 210 | Full Capacity | Off-Peak Deliverability | SONOMA | CA | PGAE | Santa Rosa-Corona 115 kV line | 2025-10-30 07:00 | 2025-10-30 07:00 | NA | Complete |  | NA
SUNRIDGE STORAGE | 1849 | 2021-04-09 | 2021-04-15 07:00 | WITHDRAWN | 2022-12-16 08:00 | C14 | Generating Facility Type-1: Storage; Generating Facility Fuel-1: Battery; MWs MW-1: 213.8451 | 200 | Full Capacity | Off-Peak Deliverability | SACRAMENTO | CA | PGAE | Gold Hill-Eight Mile Road 230 kV | 2026-12-31 08:00 | 2026-12-31 08:00 | NA | None |  | NA |  | IC Request
BLUE BIRD | 1851 | 2021-04-09 | 2021-04-15 07:00 | WITHDRAWN | 2022-12-09 08:00 | C14 | Photovoltaic | Storage |  | Solar | Battery |  | 110.84 | 120.62 |  | 100 | Full Capacity | Off-Peak Deliverability | SUTTER | CA | PGAE | Rio Oso Substation 115 kV | 2024-11-30 08:00 | 2024-11-30 08:00 | NA | Complete |  | NA |  | IC Request
TRES RIOS ENERGY CENTER | 1855 | 2021-04-14 | 2021-04-15 07:00 | WITHDRAWN | 2022-12-19 08:00 | C14 | Storage | Photovoltaic |  | Battery | Solar |  | 90.304 | 165.3 |  | 250 | Full Capacity | Off-Peak Deliverability | YUBA | CA | PGAE | Table Mtn-Rio Oso 230 kV | 2025-03-01 08:00 | 2025-03-01 08:00 | NA | Complete |  | NA
OSITO ENERGY | 1861 | 2021-04-14 | 2021-04-15 07:00 | WITHDRAWN | 2022-11-29 08:00 | C14 | Photovoltaic | Storage |  | Solar | Battery |  | 306.55 | 306.55 |  | 300 | Full Capacity | Off-Peak Deliverability | PLACER | CA | PGAE | Rio Oso-Atlantic 230 kV/Rio Oso-Gold Hill 230 kV | 2024-09-01 07:00 | 2024-09-01 07:00 | NA | Complete |  | NA |  | IC Request
COPERNICUS | 1868 | 2021-04-01 | 2021-04-15 07:00 | WITHDRAWN | 2022-11-08 08:00 | C14 | Photovoltaic | Storage |  | Solar | Battery |  | 153.1 | 152.8 |  | 150 | Full Capacity | Off-Peak Deliverability | TBD | CA | PGAE | Coburn Substation 230 kV | 2024-11-01 07:00 | 2024-11-01 07:00 | NA |  |  | NA |  | IC Request
FIFE | 1869 | 2021-04-01 | 2021-04-15 07:00 | WITHDRAWN | 2022-11-11 08:00 | C14 | Generating Facility Type-1: Storage; Generating Facility Fuel-1: Battery; MWs MW-1: 101.6226 | 100 | Full Capacity |  | ALAMEDA | CA | PGAE | Grant - Eastshore #2 line 115 kV | 2024-06-30 07:00 | 2024-06-30 07:00 | NA |  |  | NA |  | IC Request
BALSAM | 1870 | 2021-04-01 | 2021-04-15 07:00 | WITHDRAWN | 2022-11-11 08:00 | C14 | Storage | Photovoltaic |  | Battery | Solar |  | 150 | 153.5 |  | 150 | Full Capacity | Off-Peak Deliverability | ALAMEDA COUNTY | CA | PGAE | Grant - Eastshore #2 115 kV line | 2024-06-30 07:00 | 2024-06-30 07:00 | NA |  |  | NA |  | IC Request
LANYARD ENERGY STORAGE | 1878 | 2021-04-06 | 2021-04-15 07:00 | WITHDRAWN | 2023-01-06 08:00 | C14 | Generating Facility Type-1: Storage; Generating Facility Fuel-1: Battery; MWs MW-1: 201.6 | 200 | Full Capacity |  | CONTRA COSTA | CA | PGAE | Pittsburg-Kirker-Columbia Steel 115kV Line | 2024-08-01 07:00 | 2024-08-01 07:00 | NA | Complete |  | NA |  | IC Request
MOONSTONE ENERGY STORAGE | 1879 | 2021-04-06 | 2021-04-15 07:00 | WITHDRAWN | 2023-01-06 08:00 | C14 | Generating Facility Type-1: Storage; Generating Facility Fuel-1: Battery; MWs MW-1: 504 | 500 | Full Capacity |  | ALAMEDA | CA | PGAE | Tassajara - Newark 230 kV | 2024-08-01 07:00 | 2024-08-01 07:00 | NA | Complete |  | NA |  | IC Request
LACUNA ENERGY STORAGE | 1882 | 2021-04-06 | 2021-04-15 07:00 | WITHDRAWN | 2022-12-02 08:00 | C14 | Generating Facility Type-1: Storage; Generating Facility Fuel-1: Battery; MWs MW-1: 226.8 | 225 | Full Capacity |  | ALAMEDA | CA | PGAE | Dumbarton-Newark 115 kV line | 2024-08-01 07:00 | 2024-08-01 07:00 | NA | Complete |  | NA |  | IC Request
BLUE OAK STORAGE | 1883 | 2021-04-08 | 2021-04-15 07:00 | WITHDRAWN | 2023-01-09 08:00 | C14 | Generating Facility Type-1: Storage; Generating Facility Fuel-1: Battery; MWs MW-1: 615.6 | 600 | Full Capacity |  | SAN JOAQUIN | CA | PGAE | Tesla-Tracy #1 230 kV line | 2025-10-30 07:00 | 2025-10-30 07:00 | NA | Complete |  | NA
ZIETZ STORAGE | 1884 | 2021-04-08 | 2021-04-15 07:00 | WITHDRAWN | 2022-12-09 08:00 | C14 | Generating Facility Type-1: Storage; Generating Facility Fuel-1: Battery; MWs MW-1: 105.7884 | 100 | Full Capacity |  | SANTA CLARA | CA | PGAE | Llagas Substation 115 kV | 2025-10-01 07:00 | 2025-10-01 07:00 | NA |  |  | NA |  | IC Request
LENNY STORAGE | 1885 | 2021-04-07 | 2021-04-15 07:00 | WITHDRAWN | 2021-09-28 07:00 | C14 | Generating Facility Type-1: Storage; Generating Facility Fuel-1: Battery; MWs MW-1: 159.2303 | 150 | Full Capacity | Off-Peak Deliverability | ALAMEDA | CA | PGAE | Newark Substation 230 kV | 2025-10-01 07:00 | 2025-10-01 07:00 | NA |  |  | NA
HADSELVILLE | 1886 | 2021-04-08 | 2021-04-15 07:00 | WITHDRAWN | 2022-12-18 08:00 | C14 | Storage | Photovoltaic |  | Battery | Solar |  | 407.42 | 408.4 |  | 400 | Full Capacity | Off-Peak Deliverability | STANISLAUS | CA | PGAE | Bellota-Warnerville and Bellota Cottle Lines 230 kV | 2025-06-01 07:00 | 2025-06-01 07:00 | NA | Complete |  | NA |  | IC Request
DOLORES | 1888 | 2021-04-07 | 2021-04-15 07:00 | WITHDRAWN | 2022-12-18 08:00 | C14 | Generating Facility Type-1: Storage; Generating Facility Fuel-1: Battery; MWs MW-1: 509.8 | 500 | Full Capacity |  | SAN CLARA | CA | PGAE | Los Esteros Substation 230 kV | 2025-06-01 07:00 | 2025-06-01 07:00 | NA | Complete |  | NA |  | IC Request
HALIFAX | 1890 | 2021-04-07 | 2021-04-15 07:00 | WITHDRAWN | 2022-11-04 07:00 | C14 | Storage | Photovoltaic |  | Battery | Solar |  | 50.8 | 101.72 |  | 100 | Full Capacity | Off-Peak Deliverability | CONTRA COSTA | CA | PGAE | Herdlyn-Balfour 60kV line | 2024-12-15 08:00 | 2024-12-15 08:00 | NA | None |  | NA
HARMONY STORAGE 1 | 1891 | 2021-04-08 | 2021-04-15 07:00 | WITHDRAWN | 2022-12-15 08:00 | C14 | Generating Facility Type-1: Storage; Generating Facility Fuel-1: Battery; MWs MW-1: 165.048 | 160 | Full Capacity |  | CONTRA COSTA | CA | PGAE | Fibreboard tap 115 kV | 2025-10-30 07:00 | 2025-10-30 07:00 | NA | Complete |  | NA
HEMMINGS STORAGE | 1893 | 2021-04-08 | 2021-04-15 07:00 | WITHDRAWN | 2022-12-09 08:00 | C14 | Generating Facility Type-1: Storage; Generating Facility Fuel-1: Battery; MWs MW-1: 105.8348 | 100 | Full Capacity |  | SANTA CLARA | CA | PGAE | Piercy Substation 115 kV | 2025-10-01 07:00 | 2025-10-01 07:00 | NA | Complete |  | NA |  | IC Request
SODIS STORAGE | 1897 | 2021-04-08 | 2021-04-15 07:00 | WITHDRAWN | 2022-11-18 08:00 | C14 | Generating Facility Type-1: Storage; Generating Facility Fuel-1: Battery; MWs MW-1: 112.4 | 110 | Full Capacity |  | STANISLAUS | CA | PGAE | Crows Landing Substation 60 kV | 2024-12-15 08:00 | 2024-12-15 08:00 | NA | None |  | NA |  | IC Request
STONEMAN | 1899 | 2021-04-08 | 2021-04-15 07:00 | WITHDRAWN | 2022-12-12 08:00 | C14 | Generating Facility Type-1: Storage; Generating Facility Fuel-1: Battery; MWs MW-1: 224.986 | 220 | Full Capacity |  | CONTRA COSTA | CA | PGAE | Pittsburg Substation 230 kV | 2024-11-01 07:00 | 2024-11-01 07:00 | NA | Complete |  | NA |  | IC Request
TIMBER ENERGY STORAGE | 1901 | 2021-04-09 | 2021-04-15 07:00 | WITHDRAWN | 2022-12-17 08:00 | C14 | Generating Facility Type-1: Storage; Generating Facility Fuel-1: Battery; MWs MW-1: 213.55 | 200 | Full Capacity |  | PLACER | CA | PGAE | Atlantic Substation 230 kV | 2024-06-01 07:00 | 2024-06-01 07:00 | NA | Complete |  | NA |  | IC Request
TOLEDO STORAGE | 1902 | 2021-04-08 | 2021-04-15 07:00 | WITHDRAWN | 2022-12-09 08:00 | C14 | Generating Facility Type-1: Storage; Generating Facility Fuel-1: Battery; MWs MW-1: 213.1488 | 200 | Full Capacity |  | CONTRA COSTA | CA | PGAE | Contra Costa Substation 230 kV | 2025-10-01 07:00 | 2025-10-01 07:00 | NA | Complete |  | NA |  | IC Request
CROW CREEK BATTERY 1 | 1907 | 2021-04-07 | 2021-04-15 07:00 | WITHDRAWN | 2022-12-02 08:00 | C14 | Generating Facility Type-1: Storage; Generating Facility Fuel-1: Battery; MWs MW-1: 21.8295 | 0 | Full Capacity |  | STANISLAUS | CA | PGAE | Crow Creek Switching Station 60 kV | 2024-05-01 07:00 | 2024-05-01 07:00 | NA | None |  | NA |  | IC Request
RUBY ENERGY STORAGE | 1908 | 2021-04-06 | 2021-04-15 07:00 | WITHDRAWN | 2023-01-12 08:00 | C14 | Generating Facility Type-1: Storage; Generating Facility Fuel-1: Battery; MWs MW-1: 151.2 | 150 | Full Capacity |  | CONTRA COSTA | CA | PGAE | Sobrante - Standard Oil Switching Stn #1 115 kV Line | 2024-08-01 07:00 | 2024-08-01 07:00 | NA | Complete |  | NA |  | IC Request
STOMPER STORAGE | 1909 | 2021-04-10 | 2021-04-15 07:00 | WITHDRAWN | 2022-12-09 08:00 | C14 | Generating Facility Type-1: Storage; Generating Facility Fuel-1: Battery; MWs MW-1: 151.2 | 150 | Full Capacity |  | ALAMEDA | CA | PGAE | Oakland J - Grant 115 kV line | 2024-10-31 07:00 | 2024-10-31 07:00 | NA | Complete |  | NA
STARBURST STORAGE | 1910 | 2021-04-13 | 2021-04-15 07:00 | WITHDRAWN | 2022-12-01 08:00 | C14 | Generating Facility Type-1: Storage; Generating Facility Fuel-1: Battery; MWs MW-1: 40.36 | 40 | Full Capacity |  | SAN MATEO | CA | PGAE | Dixon Landing - McKee 115 kV line | 2025-07-01 07:00 | 2025-07-01 07:00 | NA | Complete |  | NA
EMPEROR STORAGE | 1923 | 2021-04-06 | 2021-04-15 07:00 | WITHDRAWN | 2023-01-02 08:00 | C14 | Generating Facility Type-1: Storage; Generating Facility Fuel-1: Battery; MWs MW-1: 152.2 | 150 | Full Capacity |  | SANTA CLARA | CA | PGAE | FMC Substation 115 kV | 2024-12-15 08:00 | 2024-12-15 08:00 | NA | Complete |  | NA |  | IC Request
ESTANISLAU SOLAR STORAGE | 1925 | 2021-04-14 | 2021-04-15 07:00 | WITHDRAWN | 2022-11-29 08:00 | C14 | Storage | Photovoltaic |  | Battery | Solar |  | 407.85 | 407.85 |  | 400 | Full Capacity | Off-Peak Deliverability | SAN JOAQUIN | CA | PGAE | Bellota-Warnerville 230 kV | 2024-09-01 07:00 | 2024-09-01 07:00 | NA | Complete |  | NA |  | IC Request
VALLEY GREEN | 1926 | 2021-04-14 | 2021-04-15 07:00 | WITHDRAWN | 2023-01-10 08:00 | C14 | Generating Facility Type-1: Storage; Generating Facility Fuel-1: Battery; MWs MW-1: 204.07 | 200 | Full Capacity |  | SANTA CRUZ | CA | PGAE | Green Valley Substation 115 kV | 2024-09-01 07:00 | 2024-09-01 07:00 | NA | Complete |  | NA |  | IC Request
BOA VISTA STORAGE | 1927 | 2021-04-15 | 2021-04-15 07:00 | WITHDRAWN | 2022-11-18 08:00 | C14 | Generating Facility Type-1: Storage; Generating Facility Fuel-1: Other; MWs MW-1: 108.7 | 101.5 | Full Capacity |  | SAN BENITO | CA | PGAE | San Benito - Hollister 115kV line | 2025-12-15 08:00 | 2025-12-15 08:00 | NA | Complete |  | NA
BULLDOG STORAGE | 1931 | 2021-03-24 | 2021-04-15 07:00 | WITHDRAWN | 2022-12-19 08:00 | C14 | Generating Facility Type-1: Storage; Generating Facility Fuel-1: Battery; MWs MW-1: 178.192 | 175 | Full Capacity |  | FRESNO | CA | PGAE | West Fresno Substation 115 kV | 2025-06-01 07:00 | 2025-06-01 07:00 | NA | None |  | NA
THREE ROCKS | 1936 | 2021-04-01 | 2021-04-15 07:00 | WITHDRAWN | 2022-11-15 08:00 | C14 | Photovoltaic | Storage |  | Solar | Battery |  | 439.084 | 439.084 |  | 425 | Full Capacity | Off-Peak Deliverability | TBD | CA | PGAE | Helm Substation 230 kV | 2024-11-01 07:00 | 2024-11-01 07:00 | NA |  |  | NA |  | IC Request
MARNIER | 1937 | 2021-04-01 | 2021-04-15 07:00 | WITHDRAWN | 2022-12-12 08:00 | C14 | Photovoltaic | Storage |  | Solar | Battery |  | 154.362 | 154.362 |  | 150 | Full Capacity | Off-Peak Deliverability | MERCED | CA | PGAE | Le Grand Substation 115 kV | 2024-11-01 07:00 | 2024-11-01 07:00 | NA |  |  | NA |  | IC Request
BOBCAT | 1938 | 2021-04-01 | 2021-04-15 07:00 | WITHDRAWN | 2021-08-17 07:00 | C14 | Generating Facility Type-1: Storage; Generating Facility Fuel-1: Battery; MWs MW-1: 178.881 | 175 | Full Capacity | Off-Peak Deliverability | TBD | CA | PGAE | El Capitan Substation 115 kV | 2024-11-01 07:00 | 2024-11-01 07:00 | NA |  |  | NA |  | IC Request
MUSCAT | 1939 | 2021-04-01 | 2021-04-15 07:00 | WITHDRAWN | 2022-11-15 08:00 | C14 | Generating Facility Type-1: Storage; Generating Facility Fuel-1: Battery; MWs MW-1: 772.245 | 750 | Full Capacity |  | TBD | CA | PGAE | McCall Substation 230 kV | 2024-11-01 07:00 | 2024-11-01 07:00 | NA |  |  | NA |  | IC Request
DAHLIA SOLAR | 1941 | 2021-04-03 | 2021-04-15 07:00 | WITHDRAWN | 2022-12-07 08:00 | C14 | Photovoltaic | Storage |  | Solar | Battery |  | 204.8 | 204.8 |  | 200 | Full Capacity | Off-Peak Deliverability | KINGS | CA | PGAE | Helm Substation 230 kV | 2026-06-01 07:00 | 2026-06-01 07:00 | NA | Complete |  | NA
NORTHLINE | 1942 | 2021-04-01 | 2021-04-15 07:00 | WITHDRAWN | 2022-11-15 08:00 | C14 | Storage | Photovoltaic |  | Battery | Solar |  | 105.735 | 105.735 |  | 100 | Full Capacity | Off-Peak Deliverability | MERCED COUNTY | CA | PGAE | Los Banos-Livingston-Canal 70 kV Line | 2024-06-30 07:00 | 2024-06-30 07:00 | NA |  |  | NA |  | IC Request
WINGTIP SOLAR 2 | 1944 | 2021-04-02 | 2021-04-15 07:00 | WITHDRAWN | 2023-01-30 08:00 | C14 | Storage | Photovoltaic |  | Battery | Solar |  | 561.5 | 561.5 |  | 550 | Full Capacity | Off-Peak Deliverability | MERCED | CA | PGAE | Los Banos Substation 500 kV | 2027-06-01 07:00 | 2027-06-01 07:00 | NA | Complete |  | NA
MENILLES | 1945 | 2021-04-05 | 2021-04-15 07:00 | WITHDRAWN | 2022-11-15 08:00 | C14 | Storage | Photovoltaic |  | Battery | Solar |  | 255.5 | 255.5 |  | 250 | Full Capacity | Off-Peak Deliverability | FRESNO COUNTY | CA | PGAE | Panoche - Tranquility #1 230 kV line | 2024-06-30 07:00 | 2024-06-30 07:00 | NA |  |  | NA |  | IC Request
ELBRUS ENERGY STORAGE | 1946 | 2021-04-06 | 2021-04-15 07:00 | WITHDRAWN | 2022-12-30 08:00 | C14 | Generating Facility Type-1: Storage; Generating Facility Fuel-1: Battery; MWs MW-1: 101.1 | 100 | Full Capacity |  | MERCED | CA | PGAE | Le Grand Substation 115 kV | 2025-01-01 08:00 | 2025-01-01 08:00 | NA | Complete |  | NA |  | IC Request
HEKLA ENERGY STORAGE | 1947 | 2021-04-06 | 2021-04-15 07:00 | WITHDRAWN | 2022-12-13 08:00 | C14 | Generating Facility Type-1: Storage; Generating Facility Fuel-1: Battery; MWs MW-1: 100.93 | 100 | Full Capacity |  | FRESNO | CA | PGAE | Huron Substation 70 kV | 2025-01-01 08:00 | 2025-01-01 08:00 | NA |  |  | NA |  | IC Request
TRIVOR ENERGY STORAGE | 1948 | 2021-04-05 | 2021-04-15 07:00 | WITHDRAWN | 2022-12-13 08:00 | C14 | Generating Facility Type-1: Storage; Generating Facility Fuel-1: Battery; MWs MW-1: 151.42 | 150 | Full Capacity |  | MERCED | CA | PGAE | El Nido Substation 115 kV | 2025-01-01 08:00 | 2025-01-01 08:00 | NA |  |  | NA |  | IC Request
EE K BATTERY 1 | 1950 | 2021-04-07 | 2021-04-15 07:00 | WITHDRAWN | 2022-12-02 08:00 | C14 | Generating Facility Type-1: Storage; Generating Facility Fuel-1: Battery; MWs MW-1: 20.4 | 0 | Full Capacity |  | KINGS | CA | PGAE | Kent Sw Sta-Tulare Lake 70 kV | 2024-05-01 07:00 | 2024-05-01 07:00 | NA | Complete |  | NA |  | IC Request
EXCELSIOR BATTERY 1 | 1951 | 2021-04-07 | 2021-04-15 07:00 | WITHDRAWN | 2022-12-02 08:00 | C14 | Generating Facility Type-1: Storage; Generating Facility Fuel-1: Battery; MWs MW-1: 62.37 | 0 | Full Capacity |  | FRESNO | CA | PGAE | Excelsior Switching Station 115 kV | 2024-05-01 07:00 | 2024-05-01 07:00 | NA | Complete |  | NA |  | IC Request
SOLITUDE HYBRID | 1957 | 2021-04-12 | 2021-04-15 07:00 | WITHDRAWN | 2022-11-23 08:00 | C14 | Photovoltaic | Storage |  | Solar | Battery |  | 116.233 | 115.745 |  | 114.9992 | Full Capacity | Off-Peak Deliverability | FRESNO | CA | PGAE | Panoche Substation 230 kV | 2024-06-16 07:00 | 2024-06-16 07:00 | NA | Complete |  | NA
OLIVOS | 1961 | 2021-04-03 | 2021-04-15 07:00 | WITHDRAWN | 2022-11-15 08:00 | C14 | Generating Facility Type-1: Storage; Generating Facility Fuel-1: Battery; MWs MW-1: 360.198 | 350 | Full Capacity |  | TBD | CA | PGAE | Gregg Substation 230 kV | 2024-11-01 07:00 | 2024-11-01 07:00 | NA |  |  | NA |  | IC Request
ALBACORE ESS | 1964 | 2021-04-13 | 2021-04-15 07:00 | WITHDRAWN | 2022-11-28 08:00 | C14 | Generating Facility Type-1: Storage; Generating Facility Fuel-1: Battery; MWs MW-1: 70.88 | 70 | Full Capacity |  | KINGS | CA | PGAE | Guernsey - Henrietta 70kV line | 2024-11-30 08:00 | 2024-11-30 08:00 | NA | Complete |  | NA
NORMANDY | 1965 | 2021-04-06 | 2021-04-15 07:00 | WITHDRAWN | 2022-12-28 08:00 | C14 | Photovoltaic | Storage |  | Solar | Battery |  | 61.8 | 60 |  | 60 | Full Capacity |  | KINGS | CA | PGAE | Guernsey Substation 70 kV | 2024-12-31 08:00 | 2024-12-31 08:00 | NA | Complete |  | NA |  | IC Request
NORTE VISTA | 1967 | 2021-04-15 | 2021-04-15 07:00 | WITHDRAWN | 2022-12-28 08:00 | C14 | Storage | Photovoltaic |  | Battery | Solar |  | 192.73 | 192.73 |  | 189.91 | Full Capacity | Off-Peak Deliverability | FRESNO | CA | PGAE | Gates Substation 230 kV | 2024-07-31 07:00 | 2024-07-31 07:00 | NA | Complete |  | NA |  | IC Request
STORYBOOK | 1971 | 2021-04-13 | 2021-04-15 07:00 | WITHDRAWN | 2023-01-18 08:00 | C14 | Generating Facility Type-1: Storage; Generating Facility Fuel-1: Battery; MWs MW-1: 204.07 | 200 | Full Capacity |  | FRESNO | CA | PGAE | Kearney Substation 230 kV | 2024-09-01 07:00 | 2024-09-01 07:00 | NA | Complete |  | NA |  | IC Request
KRATOS BESS | 1972 | 2021-04-15 | 2021-04-15 07:00 | WITHDRAWN | 2022-11-21 08:00 | C14 | Generating Facility Type-1: Storage; Generating Facility Fuel-1: Battery; MWs MW-1: 213.55 | 200 | Full Capacity |  | KINGS | CA | PGAE | Panoche Substation 115 kV | 2024-06-01 07:00 | 2024-06-01 07:00 | NA | Complete |  | NA |  | IC Request
TAVA FLATS | 1976 | 2021-04-14 | 2021-04-15 07:00 | WITHDRAWN | 2023-01-18 08:00 | C14 | Storage | Photovoltaic |  | Battery | Solar |  | 202.5 | 202.5 |  | 200 | Full Capacity | Off-Peak Deliverability | FRESNO | CA | PGAE | Gates Substation 230 kV | 2024-09-30 07:00 | 2024-09-30 07:00 | NA | Complete |  | NA |  | IC Request
ESTRADA STORAGE | 1978 | 2021-03-24 | 2021-04-15 07:00 | WITHDRAWN | 2022-12-19 08:00 | C14 | Generating Facility Type-1: Storage; Generating Facility Fuel-1: Battery; MWs MW-1: 101.9 | 100 | Full Capacity |  | KERN | CA | PGAE | Lamont Substation 115 kV | 2025-06-01 07:00 | 2025-06-01 07:00 | NA | None |  | NA
APPELLATION | 1979 | 2021-04-01 | 2021-04-15 07:00 | WITHDRAWN | 2022-12-07 08:00 | C14 | Generating Facility Type-1: Storage; Generating Facility Fuel-1: Battery; MWs MW-1: 514.83 | 500 | Full Capacity |  | TBD | CA | PGAE | Templeton Substation 230 kV | 2024-11-01 07:00 | 2024-11-01 07:00 | NA |  |  | NA |  | IC Request
AIRFIELD | 1981 | 2021-04-01 | 2021-04-15 07:00 | WITHDRAWN | 2022-12-02 08:00 | C14 | Photovoltaic | Storage |  | Solar | Battery |  | 102.3049 | 101.7915 |  | 100 | Full Capacity | Off-Peak Deliverability | KERN | CA | PGAE | Semitropic - Midway #1 115 kV | 2024-12-31 08:00 | 2024-12-31 08:00 | NA |  |  | NA |  | IC Request
RESPIRE | 1982 | 2021-04-01 | 2021-04-15 07:00 | WITHDRAWN | 2022-12-02 08:00 | C14 | Storage | Photovoltaic |  | Battery | Solar |  | 101.7635 | 102.254 |  | 100 | Full Capacity | Off-Peak Deliverability | KERN | CA | PGAE | MIDWAY-TUPMAN-RIO BRAVO-RENFRO 115 kV | 2024-12-31 08:00 | 2024-12-31 08:00 | NA |  |  | NA |  | IC Request
HOG ISLAND | 1984 | 2021-04-01 | 2021-04-15 07:00 | WITHDRAWN | 2022-12-02 08:00 | C14 | Photovoltaic | Storage |  | Solar | Battery |  | 153.54 | 153.54 |  | 150 | Full Capacity | Off-Peak Deliverability | TULARE COUNTY | CA | PGAE | Olive Switch Station - Smyrna 115 kV line | 2024-06-30 07:00 | 2024-06-30 07:00 | NA |  |  | NA |  | IC Request
FINKE RIVER | 1985 | 2021-04-01 | 2021-04-15 07:00 | WITHDRAWN | 2022-12-02 08:00 | C14 | Storage | Photovoltaic |  | Battery | Solar |  | 150 | 153.5 |  | 150 | Full Capacity | Off-Peak Deliverability | KERN COUNTY | CA | PGAE | Kern - Old River #1 70 kV line | 2024-06-30 07:00 | 2024-06-30 07:00 | NA |  |  | NA |  | IC Request
ROWAN | 1986 | 2021-03-25 | 2021-04-15 07:00 | WITHDRAWN | 2022-12-02 08:00 | C14 | Storage | Photovoltaic |  | Battery | Solar |  | 101.7808 | 102.2971 |  | 100 | Full Capacity | Off-Peak Deliverability | KERN | CA | PGAE | Symrna-Semitropic-Midway 115 kV Line | 2024-12-31 08:00 | 2024-12-31 08:00 | NA |  |  | NA |  | IC Request
THUNDER | 1988 | 2021-04-02 | 2021-04-15 07:00 | WITHDRAWN | 2023-01-17 08:00 | C14 | Storage | Photovoltaic |  | Battery | Solar |  | 101.781 | 102.2885 |  | 100 | Full Capacity | Off-Peak Deliverability | KERN | CA | PGAE | Lamont Substation 115 kV | 2024-12-31 08:00 | 2028-04-11 07:00 | NA | Complete |  | NA |  | IC Request
ROSEBOWL | 1989 | 2021-04-05 | 2021-04-15 07:00 | WITHDRAWN | 2022-12-16 08:00 | C14 | Generating Facility Type-1: Storage; Generating Facility Fuel-1: Battery; MWs MW-1: 151.6 | 150 | Full Capacity |  | KERN COUNTY | CA | PGAE | Kern PP Substation 115KV | 2024-06-30 07:00 | 2024-06-30 07:00 | NA |  |  | NA |  | IC Request
SHEATH STORAGE | 1990 | 2021-04-05 | 2021-04-15 07:00 | WITHDRAWN | 2022-12-16 08:00 | C14 | Generating Facility Type-1: Storage; Generating Facility Fuel-1: Battery; MWs MW-1: 101 | 100 | Full Capacity |  | KERN COUNTY | CA | PGAE | Midway Substation 230 kV | 2024-06-30 07:00 | 2024-06-30 07:00 | NA |  |  | NA |  | IC Request
SALIX | 1991 | 2021-04-05 | 2021-04-15 07:00 | WITHDRAWN | 2022-12-16 08:00 | C14 | Storage | Photovoltaic |  | Battery | Solar |  | 100 | 102.1 |  | 100 | Full Capacity | Off-Peak Deliverability | KERN COUNTY | CA | PGAE | Midway Substation 230 kV | 2024-06-30 07:00 | 2024-06-30 07:00 | NA |  |  | NA |  | IC Request
AURUM MINE | 1993 | 2021-04-01 | 2021-04-15 07:00 | WITHDRAWN | 2022-12-16 08:00 | C14 | Generating Facility Type-1: Storage; Generating Facility Fuel-1: Battery; MWs MW-1: 101.6291 | 100 | Full Capacity |  | KERN | CA | PGAE | Bear Mountain - Bear Mountain Tap 115 kV line | 2024-06-30 07:00 | 2024-06-30 07:00 | NA |  |  | NA |  | IC Request
BRECKENRIDGE | 1996 | 2021-04-07 | 2021-04-15 07:00 | WITHDRAWN | 2023-01-17 08:00 | C14 | Generating Facility Type-1: Storage; Generating Facility Fuel-1: Battery; MWs MW-1: 76.5 | 75 | Full Capacity |  | KERN | CA | PGAE | Lamont Substation 115 kV | 2025-06-01 07:00 | 2025-06-01 07:00 | NA | Complete |  | NA |  | IC Request
HIGH PLAINS STORAGE | 1997 | 2021-04-09 | 2021-04-15 07:00 | WITHDRAWN | 2022-12-18 08:00 | C14 | Generating Facility Type-1: Storage; Generating Facility Fuel-1: Battery; MWs MW-1: 406.142 | 400 | Full Capacity |  | SAN LUIS OBISPO | CA | PGAE | Caliente Switching Station 230 kV | 2024-04-01 07:00 | 2024-04-01 07:00 | NA | Complete |  | NA |  | IC Request
LEGACY | 1999 | 2021-04-09 | 2021-04-15 07:00 | WITHDRAWN | 2022-11-07 08:00 | C14 | Photovoltaic | Storage |  | Solar | Battery |  | 101.72 | 52.9 |  | 98 | Full Capacity | Off-Peak Deliverability | KERN | CA | PGAE | Wheeler Ridge-Tejon 70 kV Line | 2024-12-15 08:00 | 2024-12-15 08:00 | NA | Complete |  | NA
FLYWAY SOLAR | 2000 | 2021-04-08 | 2021-04-15 07:00 | WITHDRAWN | 2022-12-14 08:00 | C14 | Storage | Photovoltaic |  | Battery | Solar |  | 113.325 | 113.325 |  | 110 | Full Capacity | Off-Peak Deliverability | KERN | CA | PGAE | Berrenda "C" Tap 70 kV | 2024-10-30 07:00 | 2024-10-30 07:00 | NA | Complete |  | NA
FOUNTAIN HYBRID | 2002 | 2021-04-08 | 2021-04-15 07:00 | WITHDRAWN | 2023-01-05 08:00 | C14 | Storage | Photovoltaic |  | Battery | Solar |  | 196.56 | 196.56 |  | 140 | Full Capacity | Off-Peak Deliverability | TULARE | CA | PGAE | Alpaugh Substation 115 kV | 2025-10-30 07:00 | 2025-10-30 07:00 | NA |  |  | NA
BUCKAROO SOLAR STORAGE | 2003 | 2021-04-09 | 2021-04-15 07:00 | WITHDRAWN | 2022-11-29 08:00 | C14 | Storage | Photovoltaic |  | Battery | Solar |  | 102.2814 | 103.1744 |  | 100 | Full Capacity | Off-Peak Deliverability | KERN | CA | PGAE | Kern - Old River #2 70 kV | 2024-06-01 07:00 | 2024-06-01 07:00 | NA |  |  | NA |  | IC Request
EUROPA ENERGY CENTER | 2005 | 2021-04-07 | 2021-04-15 07:00 | WITHDRAWN | 2022-11-07 08:00 | C14 | Photovoltaic | Storage |  | Solar | Battery |  | 307.1 | 300 |  | 300 | Full Capacity | Off-Peak Deliverability | KERN | CA | PGAE | Gates - Midway 230 KV Line | 2025-06-01 07:00 | 2025-06-01 07:00 | NA | None |  | NA
WATER CANYON WIND | 2007 | 2021-04-02 | 2021-04-15 07:00 | WITHDRAWN | 2023-01-12 08:00 | C14 | Generating Facility Type-1: Wind Turbine; Generating Facility Fuel-1: Wind Turbine; MWs MW-1: 1028.94 | 1000 | Full Capacity | Off-Peak Deliverability | SAN LUIS OBISPO | CA | PGAE | Diablo Canyon Switching Station 500 kV | 2028-03-31 07:00 | 2028-03-31 07:00 | NA | Complete |  | NA
SHOVELNOSE ENERGY STORAGE | 2009 | 2021-04-07 | 2021-04-15 07:00 | WITHDRAWN | 2022-11-28 08:00 | C14 | Generating Facility Type-1: Storage; Generating Facility Fuel-1: Battery; MWs MW-1: 75 | 75 | Full Capacity |  | SAN LUIS OBISPO | CA | PGAE | Callender SW STA 115 kV | 2023-05-01 07:00 | 2023-05-01 07:00 | NA | None |  | NA |  | IC Request
GRAN VISTA | 2011 | 2021-04-15 | 2011-04-15 07:00 | WITHDRAWN | 2022-12-28 08:00 | C14 | Photovoltaic | Storage |  | Solar | Battery |  | 139.7 | 139.7 |  | 137.85 | Full Capacity | Off-Peak Deliverability | KERN | CA | PGAE | Midway-Wheeler Ridge #1 230 kV | 2024-07-31 07:00 | 2024-07-31 07:00 | NA | Complete |  | NA |  | IC Request
CHERRYBLOSSOM HYBRID SOLAR | 2016 | 2021-04-15 | 2021-04-15 07:00 | WITHDRAWN | 2023-01-10 08:00 | C14 | Storage | Photovoltaic |  | Battery | Solar |  | 65.46 | 131.4 |  | 130 | Full Capacity | Off-Peak Deliverability | SAN LUIS OBISPO | CA | PGAE | Solar Switching Station 230 kV | 2024-11-30 08:00 | 2024-11-30 08:00 | NA | Complete |  | NA
SUR VISTA | 2019 | 2021-04-15 | 2021-04-15 07:00 | WITHDRAWN | 2022-12-28 08:00 | C14 | Photovoltaic | Storage |  | Solar | Battery |  | 358.875 | 358.875 |  | 352.09 | Full Capacity | Off-Peak Deliverability | KERN | CA | PGAE | Midway Substation 230 kV | 2024-07-31 07:00 | 2024-07-31 07:00 | NA | Complete |  | NA |  | IC Request
RED STAR GRIZZLY OFFSHORE WIND | 2020 | 2021-04-14 | 2021-04-15 07:00 | WITHDRAWN | 2023-01-05 08:00 | C14 | Generating Facility Type-1: Wind Turbine; Generating Facility Fuel-1: Wind Turbine; MWs MW-1: 1039.5 | 1000 | Full Capacity | Off-Peak Deliverability | SAN LUIS OBISPO | CA | PGAE | Diablo Canyon Substation 500 kV | 2028-04-13 07:00 | 2028-04-13 07:00 | NA | Complete |  | NA |  | IC Request
LA PAZ 2 | 2021 | 2021-04-01 | 2021-04-15 07:00 | WITHDRAWN | 2022-12-09 08:00 | C14 | Storage | Photovoltaic |  | Battery | Solar |  | 516.7638 | 516.7638 |  | 500 | Full Capacity | Off-Peak Deliverability | MARICOPA | AZ | DCRT | Cielo Azul Substation 500 kV | 2028-04-01 07:00 | 2028-04-01 07:00 | NA |  |  | NA |  | IC Request
BRENDA RENEWABLE ENERGY COMPLEX | 2024 | 2021-04-02 | 2021-04-15 07:00 | WITHDRAWN | 2021-08-09 07:00 | C14 | Generating Facility Type-1: Photovoltaic; Generating Facility Fuel-1: Solar; MWs MW-1: 357.53 | 350 | Full Capacity | Off-Peak Deliverability | LA PAZ | AZ | DCRT | TWL Series Compensation Station 500 kV | 2025-12-31 08:00 | 2025-12-31 08:00 | NA |  |  | NA |  | IC Request
ADOBE FLATS | 2026 | 2021-04-09 | 2021-04-15 07:00 | WITHDRAWN | 2022-12-07 08:00 | C14 | Photovoltaic | Storage |  | Solar | Battery |  | 508.56 | 515.08 |  | 500 | Full Capacity | Off-Peak Deliverability | LA PAZ | AZ | DCRT | Cielo Azul Substation 500 kV | 2025-11-30 08:00 | 2025-11-30 08:00 | NA |  |  | NA |  | IC Request
PRIMROSE HYBRID | 2028 | 2021-04-13 | 2021-04-15 07:00 | WITHDRAWN | 2021-08-12 07:00 | C14 | Storage | Photovoltaic |  | Battery | Solar |  | 452.918 | 458.659 |  | 449.9969 | Full Capacity | Off-Peak Deliverability | MARICOPA | AZ | DCRT | Delaney Substation 500 kV | 2025-06-16 07:00 | 2025-06-16 07:00 | NA |  |  | NA |  | IC Request
EMPIRE | 2030 | 2021-04-01 | 2021-04-15 07:00 | WITHDRAWN | 2022-11-28 08:00 | C14 | Generating Facility Type-1: Storage; Generating Facility Fuel-1: Battery; MWs MW-1: 1646.568 | 1600 | Full Capacity |  | SAN BERNADINO | CA | SCE | Etiwanda Substation 230 kV | 2024-11-01 07:00 | 2024-11-01 07:00 | NA |  |  | NA |  | IC Request
PELAGIC ENERGY STORAGE | 2035 | 2021-04-06 | 2021-04-15 07:00 | WITHDRAWN | 2023-01-13 08:00 | C14 | Generating Facility Type-1: Storage; Generating Facility Fuel-1: Battery; MWs MW-1: 404.1 | 400 | Full Capacity |  | RIVERSIDE | CA | SCE | Devers Substation 220 kV | 2024-08-01 07:00 | 2024-08-01 07:00 | NA | Complete |  | NA |  | IC Request
RED ARCH HYBRID SOLAR | 2038 | 2021-04-06 | 2021-04-15 07:00 | WITHDRAWN | 2021-08-10 07:00 | C14 | Photovoltaic | Storage |  | Solar | Battery |  | 303.856 | 303.856 |  | 300 | Full Capacity | Off-Peak Deliverability | KERN | CA | SCE | Devers-El Casco line 230kV | 2025-12-15 08:00 | 2025-12-15 08:00 | NA |  |  | NA |  | IC Request
GARGANTUA STORAGE | 2040 | 2021-04-07 | 2021-04-15 07:00 | WITHDRAWN | 2021-08-16 07:00 | C14 | Generating Facility Type-1: Storage; Generating Facility Fuel-1: Battery; MWs MW-1: 253.2 | 250 | Full Capacity | Off-Peak Deliverability | RIVERSIDE | CA | SCE | Mirage Substation 230 kV | 2024-12-15 08:00 | 2024-12-15 08:00 | NA |  |  | NA |  | IC Request
NATURA | 2044 | 2021-04-09 | 2021-04-15 07:00 | WITHDRAWN | 2022-11-03 07:00 | C14 | Storage | Photovoltaic | Wind Turbine | Battery | Solar | Wind Turbine | 207.92 | 207.92 | 207.2 | 200 | Full Capacity | Off-Peak Deliverability | RIVERSIDE | CA | SCE | DEVERS SUBSTATION 220 kV | 2025-12-15 08:00 | 2025-12-15 08:00 | NA |  |  | NA
ASHANTI HYBRID SOLAR | 2046 | 2021-04-12 | 2021-04-15 07:00 | WITHDRAWN | 2022-11-02 07:00 | C14 | Photovoltaic | Storage |  | Solar | Battery |  | 325.1 | 325.1 |  | 320 | Full Capacity | Off-Peak Deliverability | RIVERSIDE | CA | SCE | Eagle Mountain Substation 220 kV | 2024-12-15 08:00 | 2024-12-15 08:00 | NA | Complete |  | NA |  | IC Request
LONGMEADOW HYBRID SOLAR | 2047 | 2021-04-09 | 2021-04-15 07:00 | WITHDRAWN | 2022-11-02 07:00 | C14 | Photovoltaic | Storage |  | Solar | Battery |  | 227.899 | 227.899 |  | 225 | Full Capacity | Off-Peak Deliverability | RIVERSIDE COUNTY | CA | SCE | Red Bluff Substation 220 kV | 2024-12-15 08:00 | 2024-12-15 08:00 | NA | Complete |  | NA |  | IC Request
GOODALL STORAGE | 2053 | 2021-04-14 | 2021-04-15 07:00 | WITHDRAWN | 2021-09-13 07:00 | C14 | Generating Facility Type-1: Storage; Generating Facility Fuel-1: Battery; MWs MW-1: 510 | 500 | Full Capacity | Off-Peak Deliverability | SAN BERNARDINO | CA | SCE | Vista - Mira Loma 230 kV line | 2023-12-15 08:00 | 2023-12-15 08:00 | NA |  |  | NA |  | IC Request
GOLDENSTAR ENERGY STORAGE | 2054 | 2021-04-09 | 2021-04-15 07:00 | WITHDRAWN | 2022-10-31 07:00 | C14 | Generating Facility Type-1: Storage; Generating Facility Fuel-1: Battery; MWs MW-1: 213.55 | 200 | Full Capacity |  | LOS ANGELES | CA | SCE | Antelope Substation 220 kV | 2024-06-01 07:00 | 2024-06-01 07:00 | NA | Complete |  | NA |  | IC Request
RESONATE | 2057 | 2021-04-01 | 2021-04-15 07:00 | WITHDRAWN | 2022-12-02 08:00 | C14 | Storage | Photovoltaic |  | Battery | Solar |  | 307.7 | 307.7 |  | 300 | Full Capacity | Off-Peak Deliverability | LOS ANGELES COUNTY | CA | SCE | WHIRLWIND Substation 230 kV | 2024-06-30 07:00 | 2024-06-30 07:00 | NA |  |  | NA |  | IC Request
GILMORE SOLAR | 2063 | 2021-04-07 | 2021-04-15 07:00 | WITHDRAWN | 2021-09-28 07:00 | C14 | Photovoltaic | Storage |  | Solar | Battery |  | 214.9928 | 214.9928 |  | 200 | Full Capacity | Off-Peak Deliverability | TULARE | CA | SCE | Vestal Substation 230 kV | 2025-10-01 07:00 | 2025-10-01 07:00 | NA |  |  | NA |  | IC Request
BELLEFIELD SOLAR 4 | 2065 | 2021-04-01 | 2021-04-15 07:00 | WITHDRAWN | 2023-01-30 08:00 | C14 | Photovoltaic | Storage |  | Solar | Battery |  | 508.67 | 508.67 |  | 500 | Full Capacity | Off-Peak Deliverability | KERN | CA | SCE | Windhub Substation 500 kV | 2025-07-31 07:00 | 2025-07-31 07:00 | NA | Complete |  | NA |  | IC Request
WINOKA HYBRID SOLAR | 2067 | 2021-04-06 | 2021-04-15 07:00 | WITHDRAWN | 2021-08-10 07:00 | C14 | Photovoltaic | Storage |  | Solar | Battery |  | 253.88 | 253.88 |  | 250 | Full Capacity | Off-Peak Deliverability | KERN | CA | SCE | Highwind Substation 230 kV | 2024-12-15 08:00 | 2024-12-15 08:00 | NA |  |  | NA |  | IC Request
ADASTRA HYBRID SOLAR | 2069 | 2021-04-06 | 2021-04-15 07:00 | WITHDRAWN | 2022-11-30 08:00 | C14 | Photovoltaic | Storage |  | Solar | Battery |  | 354.6 | 354.6 |  | 350 | Full Capacity | Off-Peak Deliverability | TULARE | CA | SCE | Springville Substation 230 kV | 2025-12-15 08:00 | 2025-12-15 08:00 | NA |  |  | NA |  | IC Request
COLIMA HYBRID SOLAR | 2070 | 2021-04-06 | 2021-04-05 07:00 | WITHDRAWN | 2022-12-01 08:00 | C14 | Storage | Photovoltaic |  | Battery | Solar |  | 606.048 | 606.048 |  | 600 | Full Capacity | Off-Peak Deliverability | KERN | CA | SCE | Pastoria Substation 230 kV | 2024-12-15 08:00 | 2026-04-15 07:00 | NA |  |  | NA |  | IC Request
CONLOUGE SOLAR | 2071 | 2021-04-07 | 2021-04-15 07:00 | WITHDRAWN | 2022-11-04 07:00 | C14 | Photovoltaic | Storage |  | Solar | Battery |  | 214.6866 | 213.7549 |  | 200 | Full Capacity | Off-Peak Deliverability | TULARE | CA | SCE | Springville Substation 230 kV | 2025-10-01 07:00 | 2025-10-01 07:00 | NA | Complete |  | NA |  | IC Request
DUPONT STORAGE | 2072 | 2021-04-08 | 2021-04-15 07:00 | WITHDRAWN | 2022-11-04 07:00 | C14 | Generating Facility Type-1: Storage; Generating Facility Fuel-1: Battery; MWs MW-1: 159.2593 | 150 | Full Capacity |  | VENTURA | CA | SCE | Moorpark Substation 230 kV | 2025-10-01 07:00 | 2025-10-01 07:00 | NA | Complete |  | NA |  | IC Request
ALPINE STORAGE | 2073 | 2021-04-09 | 2021-04-15 07:00 | WITHDRAWN | 2022-12-20 08:00 | C14 | Generating Facility Type-1: Storage; Generating Facility Fuel-1: Battery; MWs MW-1: 79.474 | 79 | Full Capacity |  | LOS ANGELES | CA | SCE | Neenach Substation 66 kV | 2024-04-01 07:00 | 2026-04-01 07:00 | NA | Complete |  | NA |  | IC Request
ALTA 1 STORAGE | 2074 | 2021-04-09 | 2021-04-15 07:00 | WITHDRAWN | 2021-09-10 07:00 | C14 | Generating Facility Type-1: Storage; Generating Facility Fuel-1: Battery; MWs MW-1: 150.79 | 150 | Full Capacity | Off-Peak Deliverability | KERN | CA | SCE | Windhub Substation 230 kV | 2024-04-01 07:00 | 2024-04-01 07:00 | NA |  |  | NA |  | IC Request
MICHELANGELO | 2076 | 2021-04-08 | 2021-04-15 07:00 | WITHDRAWN | 2022-11-15 08:00 | C14 | Generating Facility Type-1: Storage; Generating Facility Fuel-1: Battery; MWs MW-1: 204.5175 | 200 | Full Capacity |  | VENTURA | CA | SCE | Moorpark Substation 230 kV | 2024-11-01 07:00 | 2024-11-01 07:00 | NA |  |  | NA |  | IC Request
HUXLEY SOLAR | 2077 | 2021-04-02 | 2021-04-15 07:00 | WITHDRAWN | 2021-10-12 07:00 | C14 | Storage | Photovoltaic |  | Battery | Solar |  | 335.7 | 335.7 |  | 325 |  | Off-Peak Deliverability | LOS ANGELES | CA | SCE | Vincent Substation 230 kV | 2027-06-01 07:00 | 2027-06-01 07:00 | NA |  |  | NA
SLATE MOUNTAIN SOLAR | 2079 | 2021-04-08 | 2021-04-15 07:00 | WITHDRAWN | 2022-11-11 08:00 | C14 | Storage | Photovoltaic |  | Battery | Solar |  | 82.8 | 82.1 |  | 80 | Full Capacity | Off-Peak Deliverability | TULARE | CA | SCE | Springville Substation 230 kV | 2025-10-30 07:00 | 2027-12-01 08:00 | NA | Complete |  | NA |  | IC Request
QUAIL LAKE STORAGE | 2083 | 2021-04-13 | 2021-04-15 07:00 | WITHDRAWN | 2022-11-21 08:00 | C14 | Generating Facility Type-1: Storage; Generating Facility Fuel-1: Battery; MWs MW-1: 151.2 | 150 | Full Capacity |  | LOS ANGELES | CA | SCE | Bailey Substation 230 kV | 2025-11-01 07:00 | 2025-11-01 07:00 | NA | Complete |  | NA |  | IC Request
SOLAR FARM ENERGY CENTER | 2084 | 2021-04-12 | 2021-04-15 07:00 | WITHDRAWN | 2022-10-31 07:00 | C14 | Storage | Photovoltaic |  | Battery | Solar |  | 410.76 | 410.76 |  | 400 | Full Capacity | Off-Peak Deliverability | TULARE | CA | SCE | Rector Substation 230kV | 2026-11-30 08:00 | 2026-11-30 08:00 | NA |  |  | NA |  | IC Request
BISON PEAK | 2086 | 2021-04-14 | 2021-04-15 07:00 | WITHDRAWN | 2023-02-08 08:00 | C14 | Generating Facility Type-1: Storage; Generating Facility Fuel-1: Pumped-Storage hydro; MWs MW-1: 506 | 500 | Full Capacity |  | KERN | CA | SCE | WINDHUB Substation 230 kV | 2025-12-31 08:00 | 2025-12-31 08:00 | NA | Complete |  | NA |  | Failure to Cure Deficiency
EDISON DRIVE ENERGY STORAGE | 2087 | 2021-04-14 | 2021-04-15 07:00 | WITHDRAWN | 2022-08-26 07:00 | C14 | Generating Facility Type-1: Storage; Generating Facility Fuel-1: Battery; MWs MW-1: 672 | 660 | Full Capacity |  | VENTURA | CA | SCE | Moorpark Substation 230 kV | 2024-01-01 08:00 | 2024-01-01 08:00 | NA |  |  | NA |  | IC Request
AMARYLLIS SOLAR | 2088 | 2021-04-09 | 2021-04-15 07:00 | WITHDRAWN | 2021-09-15 07:00 | C14 | Photovoltaic | Storage |  | Solar | Battery |  | 215.4124 | 214.0983 |  | 200 | Full Capacity | Off-Peak Deliverability | TULARE | CA | SCE | Vestal Substation 220 kV | 2026-12-31 08:00 | 2026-12-31 08:00 | NA |  |  | NA |  | IC Request
YEAGER MUSTANG | 2093 | 2021-04-15 | 2021-04-15 07:00 | WITHDRAWN | 2023-01-24 08:00 | C14 | Storage | Photovoltaic |  | Battery | Solar |  | 407.63 | 407.63 |  | 400 | Full Capacity | Off-Peak Deliverability | KERN | CA | SCE | Whirlwind-Windhub 500 kV | 2024-09-01 07:00 | 2027-09-01 07:00 | NA | Complete |  | NA |  | IC Request
FITZGIBBONS SOLAR | 2094 | 2021-04-06 | 2021-04-15 07:00 | WITHDRAWN | 2021-08-09 07:00 | C14 | Storage | Photovoltaic |  | Battery | Solar |  | 200 | 200 |  | 200 | Full Capacity | Off-Peak Deliverability | SAN BERNARDINO | CA | SCE | Pisgah Substation 230 kV | 2025-10-01 07:00 | 2025-10-01 07:00 | NA |  |  | NA
LAKEY SOLAR | 2095 | 2021-04-06 | 2021-04-15 07:00 | WITHDRAWN | 2022-11-10 08:00 | C14 | Photovoltaic | Storage |  | Solar | Battery |  | 200 | 200 |  | 200 | Full Capacity | Off-Peak Deliverability | SAN BERNARDINO | CA | SCE | Victor Substation 230 kV | 2025-10-01 07:00 | 2025-10-01 07:00 | NA |  |  | NA |  | IC Request
GRAVEL HILLS WIND & SOLAR | 2099 | 2021-04-09 | 2021-04-15 07:00 | WITHDRAWN | 2022-11-10 08:00 | C14 | Wind Turbine | Photovoltaic |  | Wind Turbine | Solar |  | 150 | 150 |  | 150 | Full Capacity | Off-Peak Deliverability | KERN | CA | SCE | Kramer Substation 230 kV | 2025-10-01 07:00 | 2025-10-01 07:00 | NA |  |  | NA |  | IC Request
SOUZA SOLAR | 2100 | 2021-04-08 | 2021-04-15 07:00 | WITHDRAWN | 2021-09-28 07:00 | C14 | Storage | Photovoltaic |  | Battery | Solar |  | 213.8183 | 214.808 |  | 200 | Full Capacity | Off-Peak Deliverability | LOS ANGELES | CA | SCE | Vincent-Lugo 500 kV line | 2025-10-01 07:00 | 2025-10-01 07:00 | NA |  |  | NA
ALTILIUM ENERGY STORAGE | 2102 | 2021-04-13 | 2021-04-15 07:00 | WITHDRAWN | 2021-09-09 07:00 | C14 | Generating Facility Type-1: Storage; Generating Facility Fuel-1: Battery; MWs MW-1: 404.25 | 400 | Full Capacity | Off-Peak Deliverability | SAN BERNADINO | CA | SCE | Victor Substation 230 kV | 2025-08-01 07:00 | 2025-08-01 07:00 | NA |  |  | NA |  | IC Request
PEARL GEOTHERMAL | 2106 | 2021-04-15 | 2021-04-15 07:00 | WITHDRAWN | 2023-01-09 08:00 | C14 | Generating Facility Type-1: Steam Turbine; Generating Facility Fuel-1: Geothermal; MWs MW-1: 200 | 200 | Full Capacity |  | ESMERALDA COUNTY | NV | SCE | Control Substation 115 kV | 2025-02-01 08:00 | 2027-09-10 07:00 | NA | Complete |  | NA |  | IC Request
SUMMIT HYBRID | 2107 | 2021-04-14 | 2021-04-15 07:00 | WITHDRAWN | 2022-11-23 08:00 | C14 | Photovoltaic | Storage |  | Solar | Battery |  | 206.091 | 206.091 |  | 200 | Full Capacity | Off-Peak Deliverability | SAN BERNARDINO | CA | SCE | Kramer-Victor #1 230 kV line | 2025-06-01 07:00 | 2025-06-01 07:00 | NA |  |  | NA |  | IC Request
RED DIAMOND SOLAR | 2108 | 2021-09-30 | 2021-04-15 07:00 | WITHDRAWN | 2023-01-03 08:00 | C14 | Photovoltaic | Storage |  | Solar | Battery |  | 61.9 | 61.9 |  | 60 | Full Capacity | Off-Peak Deliverability | SAN BERNARDINO | CA | SCE | Tortilla Substation 115 kV | 2025-10-30 07:00 | 2028-04-10 07:00 | NA |  |  | NA |  | IC Request
MAGNOLIA | 2112 | 2021-04-01 | 2021-04-15 07:00 | WITHDRAWN | 2022-12-07 08:00 | C14 | Generating Facility Type-1: Storage; Generating Facility Fuel-1: Battery; MWs MW-1: 405.6565 | 400 | Full Capacity |  | RIVERSIDE | CA | SCE | Mira Loma Substation 230 kV | 2024-06-30 07:00 | 2032-04-09 07:00 | NA |  |  | NA |  | IC Request
SPROUT | 2118 | 2021-04-01 | 2021-04-15 07:00 | WITHDRAWN | 2023-01-17 08:00 | C14 | Generating Facility Type-1: Storage; Generating Facility Fuel-1: Battery; MWs MW-1: 405.7509 | 400 | Full Capacity |  | LOS ANGELES | CA | SCE | Center S Substation 230 kV | 2024-06-30 07:00 | 2030-10-11 07:00 | NA |  |  | NA |  | IC Request
RISU | 2119 | 2021-04-05 | 2021-04-15 07:00 | WITHDRAWN | 2022-12-16 08:00 | C14 | Generating Facility Type-1: Storage; Generating Facility Fuel-1: Battery; MWs MW-1: 252.6 | 250 | Full Capacity |  | ORANGE COUNTY | CA | SCE | Villa Park Substation 230 kV | 2024-06-30 07:00 | 2030-10-11 07:00 | NA |  |  | NA |  | IC Request
VOLTRON | 2120 | 2021-04-05 | 2021-04-15 07:00 | WITHDRAWN | 2022-12-02 08:00 | C14 | Storage | Photovoltaic |  | Battery | Solar |  | 306 | 306 |  | 300 | Full Capacity | Off-Peak Deliverability | LOS ANGELES COUNTY | CA | SCE | Laguna Bell Substation 230 kV Substation | 2024-06-30 07:00 | 2024-06-30 07:00 | NA |  |  | NA |  | IC Request
JACIVA ENERGY STORAGE | 2122 | 2021-04-07 | 2021-04-15 07:00 | WITHDRAWN | 2023-01-13 08:00 | C14 | Generating Facility Type-1: Storage; Generating Facility Fuel-1: Battery; MWs MW-1: 403.5 | 400 | Full Capacity |  | SAN BERNARDINO | CA | SCE | Mira Loma Substation 230 kV | 2024-08-01 07:00 | 2024-08-01 07:00 | NA | Complete |  | NA |  | IC Request
SPINDLE ENERGY STORAGE | 2123 | 2021-04-06 | 2021-04-15 07:00 | WITHDRAWN | 2023-01-13 08:00 | C14 | Generating Facility Type-1: Storage; Generating Facility Fuel-1: Battery; MWs MW-1: 504.2 | 500 | Full Capacity |  | LOS ANGELES | CA | SCE | La Cienega Substation 230 kV | 2024-08-01 07:00 | 2024-08-01 07:00 | NA | Complete |  | NA |  | IC Request
FUERTE ENERGY STORAGE | 2126 | 2021-04-06 | 2021-04-15 07:00 | WITHDRAWN | 2022-11-18 08:00 | C14 | Generating Facility Type-1: Storage; Generating Facility Fuel-1: Battery; MWs MW-1: 554.4 | 550 | Full Capacity |  | SAN BERNARDINO | CA | SCE | Mira Loma - Chino 230 #1 230 kV | 2024-08-01 07:00 | 2024-08-01 07:00 | NA | Complete |  | NA |  | IC Request
MANUEL STORAGE | 2128 | 2021-04-08 | 2021-04-15 07:00 | WITHDRAWN | 2022-12-13 08:00 | C14 | Generating Facility Type-1: Storage; Generating Facility Fuel-1: Battery; MWs MW-1: 150 | 150 | Full Capacity |  | SAN BERNARDINO | CA | SCE | Chino Substation 230 kV | 2025-10-01 07:00 | 2025-10-01 07:00 | NA | Complete |  | NA |  | IC Request
LAS PILAS | 2130 | 2021-04-09 | 2021-04-15 07:00 | WITHDRAWN | 2023-01-13 08:00 | C14 | Generating Facility Type-1: Storage; Generating Facility Fuel-1: Battery; MWs MW-1: 204.5175 | 200 | Full Capacity |  | SAN BERNARDINO | CA | SCE | Mira Loma Substation 230 kV | 2024-11-01 07:00 | 2024-11-01 07:00 | NA |  |  | NA |  | IC Request
RANGER | 2132 | 2021-04-09 | 2021-04-15 07:00 | WITHDRAWN | 2022-11-15 08:00 | C14 | Generating Facility Type-1: Storage; Generating Facility Fuel-1: Battery; MWs MW-1: 102.26 | 100 | Full Capacity |  | LOS ANGELES | CA | SCE | Laguna Bell Substation 230 kV | 2024-11-01 07:00 | 2024-11-01 07:00 | NA |  |  | NA |  | IC Request
LIVE OAK STORAGE | 2133 | 2021-04-09 | 2021-04-15 07:00 | WITHDRAWN | 2021-09-23 07:00 | C14 | Generating Facility Type-1: Storage; Generating Facility Fuel-1: Battery; MWs MW-1: 358.4412 | 350 | Full Capacity | Off-Peak Deliverability | SAN BERNARDINO | CA | SCE | San Bernadino 220 kV | 2024-06-01 07:00 | 2024-06-01 07:00 | NA |  |  | NA |  | IC Request
CATHODE | 2135 | 2021-04-12 | 2021-04-15 07:00 | WITHDRAWN | 2022-11-08 08:00 | C14 | Generating Facility Type-1: Storage; Generating Facility Fuel-1: Battery; MWs MW-1: 300 | 300 | Full Capacity |  | LOS ANGELES | CA | SCE | Hinson Substation 220kV | 2024-06-01 07:00 | 2024-06-01 07:00 | NA |  |  | NA |  | IC Request
ALUM GEOTHERMAL | 2143 | 2021-04-15 | 2021-04-15 07:00 | WITHDRAWN | 2023-01-09 08:00 | C14 | Generating Facility Type-1: Steam Turbine; Generating Facility Fuel-1: Geothermal; MWs MW-1: 530 | 427.3 | Full Capacity |  | ESMERALDA COUNTY | NV | VEA | Beatty Substation 138 kV | 2025-02-01 08:00 | 2025-02-01 08:00 | NA | Complete |  | NA |  | IC Request
LAVA RIDGE WIND | 2151 | 2021-04-14 | 2021-04-15 07:00 | WITHDRAWN | 2023-01-13 08:00 | C14 | Storage | Wind Turbine |  | Battery | Wind Turbine |  | 510.1785 | 1156.1 |  | 1050 | Full Capacity | Off-Peak Deliverability | LINCOLN | ID | DSLK | Harry Allen-Eldorado 500 kV | 2024-06-01 07:00 | 2025-12-01 08:00 | NA |  |  | NA |  | IC Request
SALMON FALLS WIND | 2152 | 2021-04-14 | 2021-04-15 07:00 | WITHDRAWN | 2023-01-13 08:00 | C14 | Storage | Wind Turbine |  | Battery | Wind Turbine |  | 520 | 836.28 |  | 800 | Full Capacity | Off-Peak Deliverability | TWIN FALLS | ID | DSLK | Harry Allen-Eldorado 500 kV | 2025-06-01 07:00 | 2026-12-01 08:00 | NA | Complete |  | NA |  | IC Request
AMBER RAY | 2155 | 2021-04-01 | 2021-04-15 07:00 | WITHDRAWN | 2023-01-17 08:00 | C14 | Generating Facility Type-1: Storage; Generating Facility Fuel-1: Battery; MWs MW-1: 303.7533 | 300 | Full Capacity |  | SAN DIEGO | CA | SDGE | Chicarita Substation 138 kV | 2024-06-30 07:00 | 2027-04-12 07:00 | NA | Complete |  | NA |  | IC Request
SCIURUS | 2156 | 2021-04-01 | 2021-04-15 07:00 | WITHDRAWN | 2023-01-17 08:00 | C14 | Generating Facility Type-1: Storage; Generating Facility Fuel-1: Battery; MWs MW-1: 304.1932 | 300 | Full Capacity |  | ORANGE | CA | SDGE | Trabuco Substation 138 kV | 2024-06-30 07:00 | 2028-09-09 07:00 | NA | Complete |  | NA |  | IC Request
PALADIN | 2158 | 2021-04-01 | 2021-04-15 07:00 | WITHDRAWN | 2022-11-11 08:00 | C14 | Generating Facility Type-1: Storage; Generating Facility Fuel-1: Battery; MWs MW-1: 304.1228 | 300 | Full Capacity |  | ORANGE | CA | SDGE | Rancho Mission Viejo Substation 138 kV | 2024-06-30 07:00 | 2024-06-30 07:00 | NA |  |  | NA |  | IC Request
BERNARDO ENERGY STORAGE | 2159 | 2021-04-02 | 2021-04-15 07:00 | WITHDRAWN | 2022-11-23 08:00 | C14 | Generating Facility Type-1: Storage; Generating Facility Fuel-1: Battery; MWs MW-1: 157 | 150 | Full Capacity |  | SAN DIEGO | CA | SDGE | Artesian Ranch Substation 69 kV | 2025-06-01 07:00 | 2025-06-01 07:00 | NA |  |  | NA |  | IC Request
OLD STEEL BRIDGE BESS | 2160 | 2021-04-05 | 2021-04-15 07:00 | WITHDRAWN | 2022-11-23 08:00 | C14 | Generating Facility Type-1: Storage; Generating Facility Fuel-1: Battery; MWs MW-1: 157 | 150 | Full Capacity |  | SAN DIEGO | CA | SDGE | Jamacha - Miguel 69 kV Line | 2025-06-01 07:00 | 2025-06-01 07:00 | NA |  |  | NA |  | IC Request
PAVION | 2163 | 2021-04-06 | 2021-04-15 07:00 | WITHDRAWN | 2022-12-18 08:00 | C14 | Generating Facility Type-1: Storage; Generating Facility Fuel-1: Battery; MWs MW-1: 400 | 400 | Full Capacity |  | SAN DIEGO | CA | SDGE | Talega Substation 230 kV | 2026-06-01 07:00 | 2026-06-01 07:00 | NA |  |  | NA |  | IC Request
PETREL STORAGE | 2164 | 2021-04-06 | 2021-04-15 07:00 | WITHDRAWN | 2022-11-16 08:00 | C14 | Generating Facility Type-1: Storage; Generating Facility Fuel-1: Battery; MWs MW-1: 51.099 | 50 | Full Capacity |  | SAN DIEGO | CA | SDGE | Friars Substation 138 kV | 2024-12-15 08:00 | 2024-12-15 08:00 | NA |  |  | NA |  | IC Request
LAGO DOMINGO SOLAR | 2168 | 2021-04-08 | 2021-04-15 07:00 | WITHDRAWN | 2022-12-14 08:00 | C14 | Storage | Photovoltaic |  | Battery | Solar |  | 82.35 | 82.35 |  | 80 | Full Capacity | Off-Peak Deliverability | SAN DIEGO | CA | SDGE | Boulevard East Substation 69 kV | 2025-10-30 07:00 | 2025-10-30 07:00 | NA |  |  | NA |  | IC Request
SPANISH TABLE | 2169 | 2021-04-08 | 2021-04-15 07:00 | WITHDRAWN | 2023-01-13 08:00 | C14 | Generating Facility Type-1: Storage; Generating Facility Fuel-1: Battery; MWs MW-1: 100.8 | 100 | Full Capacity |  | SAN DIEGO | CA | SDGE | Border - Border Tap 69 kV | 2024-05-31 07:00 | 2024-05-31 07:00 | NA | Complete |  | NA |  | IC Request
JAPATUL VALLEY STORAGE | 2170 | 2021-04-11 | 2021-04-15 07:00 | WITHDRAWN | 2022-12-09 08:00 | C14 | Generating Facility Type-1: Storage; Generating Facility Fuel-1: Battery; MWs MW-1: 308.2086 | 300 | Full Capacity |  | SAN DIEGO | CA | SDGE | Suncrest Substation 230 kV | 2024-12-31 08:00 | 2024-12-31 08:00 | NA |  |  | NA |  | IC Request
WEST HILLS ENERGY STORAGE | 2171 | 2021-04-07 | 2021-04-15 07:00 | WITHDRAWN | 2022-11-23 08:00 | C14 | Generating Facility Type-1: Storage; Generating Facility Fuel-1: Battery; MWs MW-1: 261 | 250 | Full Capacity |  | SAN DIEGO | CA | SDGE | Sycamore Canyon Substation 230 kV | 2025-06-01 07:00 | 2025-06-01 07:00 | NA |  |  | NA |  | IC Request
CHARGER STORAGE | 2174 | 2021-04-08 | 2021-04-15 07:00 | WITHDRAWN | 2022-12-29 08:00 | C14 | Generating Facility Type-1: Storage; Generating Facility Fuel-1: Battery; MWs MW-1: 615.756 | 600 | Full Capacity |  | SAN DIEGO | CA | SDGE | Otay Mesa Switchyard 230 kV | 2025-10-30 07:00 | 2025-10-30 07:00 | NA |  |  | NA |  | IC Request
WINGED DOVE STORAGE | 2175 | 2021-04-09 | 2021-04-15 07:00 | WITHDRAWN | 2023-01-13 08:00 | C14 | Generating Facility Type-1: Storage; Generating Facility Fuel-1: Battery; MWs MW-1: 408.5 | 400 | Full Capacity |  | YUMA | AZ | SDGE | Hoodoo Wash Switchyard 500 kV | 2025-04-15 07:00 | 2028-03-11 08:00 | NA | Complete |  | NA |  | IC Request
BIERSTADT ENERGY STORAGE | 2179 | 2021-04-14 | 2021-04-15 07:00 | WITHDRAWN | 2022-11-09 08:00 | C14 | Generating Facility Type-1: Storage; Generating Facility Fuel-1: Battery; MWs MW-1: 100.365 | 99.99 | Full Capacity |  | SAN DIEGO | CA | SDGE | Border Substation 69 kV | 2024-06-01 07:00 | 2024-06-01 07:00 | NA |  |  | NA |  | IC Request
HELIX STORAGE | 2183 | 2021-04-09 | 2021-04-15 07:00 | WITHDRAWN | 2021-08-20 07:00 | C14 | Generating Facility Type-1: Storage; Generating Facility Fuel-1: Battery; MWs MW-1: 81.6 | 80 | Full Capacity | Off-Peak Deliverability | SAN DIEGO | CA | SDGE | Spring Valley Substation 69 kV | 2025-11-01 07:00 | 2025-11-01 07:00 | NA |  |  | NA |  | IC Request
LA FUENTE ENERGY STORAGE | 2189 | 2021-04-14 | 2021-04-15 07:00 | WITHDRAWN | 2022-12-18 08:00 | C14 | Generating Facility Type-1: Storage; Generating Facility Fuel-1: Battery; MWs MW-1: 105.9831 | 100 | Full Capacity |  | SAN DIEGO | CA | SDGE | Otay Mesa Switchyard 230 kV | 2024-06-01 07:00 | 2024-06-01 07:00 | NA |  |  | NA |  | IC Request
HERMES ENERGY STORAGE | 2190 | 2021-04-15 | 2021-04-15 07:00 | WITHDRAWN | 2021-09-03 07:00 | C14 | Generating Facility Type-1: Storage; Generating Facility Fuel-1: Battery; MWs MW-1: 154.6 | 150 | Full Capacity | Off-Peak Deliverability | SAN DIEGO | CA | SDGE | Border Substation 69 kV | 2024-06-01 07:00 | 2024-06-01 07:00 | NA |  |  | NA |  | IC Request
FREIGHT ENERGY STORAGE | 2191 | 2021-04-15 | 2021-04-15 07:00 | WITHDRAWN | 2022-11-03 07:00 | C14 | Generating Facility Type-1: Storage; Generating Facility Fuel-1: Battery; MWs MW-1: 51.75 | 50 | Full Capacity |  | SAN DIEGO | CA | SDGE | Border Substation 69 kV | 2025-06-01 07:00 | 2025-06-01 07:00 | NA |  |  | NA |  | IC Request
VENTANA ENERGY STORAGE | 2193 | 2021-11-19 | 2022-06-03 07:00 | WITHDRAWN | 2022-08-11 07:00 | ISP | Generating Facility Type-1: Storage; Generating Facility Fuel-1: Battery; MWs MW-1: 254.3 | 250 | Full Capacity | Off-Peak Deliverability | SAN BERNARDINO | CA | SCE | Lugo | 2024-06-01 07:00 | 2024-06-01 07:00 | NA |  |  | NA |  | IC Request
PRONGHORN ENERGY STORAGE | 2194 | 2022-05-07 | 2022-06-13 07:00 | WITHDRAWN | 2022-08-18 07:00 | ISP | Generating Facility Type-1: Storage; Generating Facility Fuel-1: Battery; MWs MW-1: 122.6 | 120 | Full Capacity | Off-Peak Deliverability | LOS ANGELES | CA | SCE | Antelope | 2026-06-01 07:00 | 2026-06-01 07:00 | NA |  |  | NA |  | IC Request
VENTANA RELIABILITY PROJECT | 2197 | 2022-09-29 | 2023-01-11 08:00 | WITHDRAWN | 2023-04-05 07:00 | ISP | Generating Facility Type-1: Storage; Generating Facility Fuel-1: Battery; MWs MW-1: 254.3 | 250 | Full Capacity | Off-Peak Deliverability | SAN BERNARDINO | CA | SCE | Lugo | 2024-06-01 07:00 | 2024-06-01 07:00 | NA |  |  | NA |  | Failure to Cure Deficiency
VISTA RELIABILITY | 2198 | 2022-10-14 | 2023-01-31 08:00 | WITHDRAWN | 2023-04-05 07:00 | ISP | Generating Facility Type-1: Storage; Generating Facility Fuel-1: Battery; MWs MW-1: 254.3 | 250 | Full Capacity | Off-Peak Deliverability | LOS ANGELES | CA | SCE | Vincent | 2024-06-01 07:00 | 2024-06-01 07:00 | NA |  |  | NA |  | Failure to Cure Deficiency
The contents of these pages are subject to change without notice. Decisions based on information contained within the California ISO's web site are the visitor's sole responsibility.