## Cover Page
PLEXOS Inputs & Results by Portfolio for 1:10 Peak Day
Prepared for:
California Public Utilities Commission

## Base Generating Unit Charac.
Unit Name | Technology | EIA_Plant_ID | EIA_Gen_ID | Zone | 2027 Installed Capacity (MW) | 2035 Installed Capacity (MW) | Forced Outage Rate | Maintenance Frequency (events/year) | Mean Time to Repair (hours)
1420 Coil Av #C | PV_SUN | 57310 | 1 | LDWP | 1.1 | 1.1 | 0% | 0 | 0
150 Mile House | ST_OT |  |  | BritishColumbia | 6.5 | 6.5 | 14.83% | 1 | 192
2081 Terzian Solar Project | PV_SUN | 58918 | 2081 | PGAE | 1.2 | 1.2 | 0% | 0 | 0
2097 Helton Solar Project | PV_SUN | 58920 | 2097 | PGAE | 1.5 | 1.5 | 0% | 0 | 0
2127 Harris Solar Project | PV_SUN | 58919 | 2127 | PGAE | 1.3 | 1.3 | 0% | 0 | 0
2555 E Olympic Bl | PV_SUN | 57871 | 1 | LDWP | 1 | 1 | 0% | 0 | 0
257S Hull DER Solar | PV_SUN |  | 1 | Alberta | 25 | 25 | 0% | 0 | 0
421S Hays DG PV | PV_SUN |  | 1 | Alberta | 24 | 24 | 0% | 0 | 0
45 Mile Hydroelectric Project (0001) | HY_WAT | 58455 | 1 | PortlandGeneral | 1 | 1 | 4.488% | 1 | 336
45 Mile Hydroelectric Project (0002) | HY_WAT | 58455 | 2 | PortlandGeneral | 1 | 1 | 4.488% | 1 | 336
45 Mile Hydroelectric Project (0003) | HY_WAT | 58455 | 3 | PortlandGeneral | 1 | 1 | 4.488% | 1 | 336
85 A | WT_WND | 52162 | WGNS | SCE | 14.1 | 14.1 | 0% | 0 | 0
85 B | WT_WND | 52163 | WTGN | SCE | 21.2 | 21.2 | 0% | 0 | 0
895S Suffield DG PV | PV_SUN |  | 1 | Alberta | 22 | 22 | 0% | 0 | 0
A G Wishon (1) | HY_WAT | 293 | 1 | PGAE | 5 | 5 | 4.488% | 1 | 336
A G Wishon (2) | HY_WAT | 293 | 2 | PGAE | 5 | 5 | 4.488% | 1 | 336
A G Wishon (3) | HY_WAT | 293 | 3 | PGAE | 5 | 5 | 4.488% | 1 | 336
A G Wishon (4) | HY_WAT | 293 | 4 | PGAE | 5 | 5 | 4.488% | 1 | 336
AB Newsprint (ANC1) | SCCT_NG |  | 1 | Alberta | 63 | 63 | 35.78% | 1 | 174.1725
ABEC #2 dba West-Star Dairy | IC_OT | 61501 | GEN1 | SCE | 1 | 1 | 14.83% | 1 | 168
ABEC #3 dba Lakeview Dairy | IC_OT | 61502 | GEN1 | SCE | 1 | 1 | 14.83% | 1 | 168
ABEC #4 dba CE&S Dairy | IC_OT | 61503 | GEN1 | SCE | 1 | 1 | 14.83% | 1 | 168
ABEC Bidart-Old River LLC (GEN 1) | IC_OT | 58699 | GEN 1 | PGAE | 0.9 | 0.9 | 14.83% | 1 | 168
ABEC Bidart-Old River LLC (GEN 2) | IC_OT | 58699 | GEN 2 | PGAE | 0.9 | 0.9 | 14.83% | 1 | 168
Aberfeldie 1-2 | HY_WAT |  | GT1,GT2 | BritishColumbia | 24 | 24 | 4.488% | 1 | 336
Abiquiu Dam (1) | HY_WAT | 7789 | 1 | PublicServiceNM | 6.9 | 6.9 | 4.488% | 1 | 336
Abiquiu Dam (2) | HY_WAT | 7789 | 2 | PublicServiceNM | 6.9 | 6.9 | 4.488% | 1 | 336
Abiquiu Dam (3) | HY_WAT | 7789 | 3 | PublicServiceNM | 3 | 3 | 4.488% | 1 | 336
Actus Lend Lease DMAFB | PV_SUN | 58632 | 1 | TucsonElectric | 3 | 3 | 0% | 0 | 0
Adams Community Solar Garden III LLC | PV_SUN | 59850 | 23376 | PublicServiceCO | 1.2 | 1.2 | 0% | 0 | 0
Adams Community Solar Garden LLC | PV_SUN | 59849 | 23377 | PublicServiceCO | 1.2 | 1.2 | 0% | 0 | 0
Adams Nielson Solar | PV_SUN | 61933 | ADAMS | Avista | 19.2 | 19.2 | 0% | 0 | 0
Adams Solar Center | PV_SUN | 61496 | ADAMS | PortlandGeneral | 10 | 10 | 0% | 0 | 0
Adelanto Solar II, LLC | PV_SUN | 59440 | SAS | LDWP | 7 | 7 | 0% | 0 | 0
Adelanto Solar Project | PV_SUN | 57305 | 1 | LDWP | 10 | 10 | 0% | 0 | 0
Adelanto Solar, LLC | PV_SUN | 59441 | SAS | LDWP | 20 | 20 | 0% | 0 | 0
Adera Solar | PV_SUN | 60027 | ADERA | PGAE | 19 | 19 | 0% | 0 | 0
Adobe San Jose (ADB00) | OtherTech_NG | 57811 | ADB00 | PGAE | 0.2 | 0.2 | 14.83% | 1 | 168
Adobe San Jose (ADB01) | OtherTech_NG | 57811 | ADB01 | PGAE | 0.1 | 0.1 | 14.83% | 1 | 168
Adobe Solar | PV_SUN | 57651 | FRV3 | PGAE | 20 | 20 | 0% | 0 | 0
Aerojet I | PV_SUN | 57697 | 1 | BANC | 3 | 3 | 0% | 0 | 0
Aerojet II | PV_SUN | 57698 | 1 | BANC | 2.7 | 2.7 | 0% | 0 | 0
Aerolease | PV_SUN | 61718 | APLEX | SCE | 0.9 | 0.9 | 0% | 0 | 0
AES Alamitos Energy Center (1A) | CCCT_NG | 62115 | 1A | SCE | 194.04 | 194.04 | 3.641% | 1 | 257.504
AES Alamitos Energy Center (1B) | CCCT_NG | 62115 | 1B | SCE | 194.04 | 194.04 | 3.641% | 1 | 257.504
AES Alamitos Energy Center (1S) | CCCT_NG | 62115 | 1S | SCE | 216 | 216 | 3.641% | 1 | 257.504
AES Huntington Beach Energy Project (1A) | CCCT_NG | 62116 | 1A | SCE | 195.8 | 195.8 | 3.641% | 1 | 257.504
AES Huntington Beach Energy Project (1B) | CCCT_NG | 62116 | 1B | SCE | 195.8 | 195.8 | 3.641% | 1 | 257.504
AES Huntington Beach Energy Project (1S) | CCCT_NG | 62116 | 1S | SCE | 210.04 | 210.04 | 3.641% | 1 | 257.504
AFA Solar Farm | PV_SUN | 57554 | AFA1 | PublicServiceCO | 5.5 | 5.5 | 0% | 0 | 0
Afton Generating Station (0001) | CCCT_NG | 55210 | 1 | PublicServiceNM | 141.7 | 141.7 | 3.641% | 1 | 288
Afton Generating Station (0002) | CCCT_NG | 55210 | 2 | PublicServiceNM | 98.33 | 98.33 | 3.641% | 1 | 288
Agnews Power Plant (GEN1) | CCCT_NG | 50748 | GEN1 | PGAE | 24.4 | 24.4 | 3.641% | 1 | 288
Agnews Power Plant (GEN2) | CCCT_NG | 50748 | GEN2 | PGAE | 7.4 | 7.4 | 3.641% | 1 | 288
Agua Caliente Solar Project (AGU1) | PV_SUN | 57373 | AGU1 | AZPublicService | 90.7 | 90.7 | 0% | 0 | 0
Agua Caliente Solar Project (AGU2) | PV_SUN | 57373 | AGU2 | AZPublicService | 136 | 136 | 0% | 0 | 0
Agua Caliente Solar Project (AGU3) | PV_SUN | 57373 | AGU3 | AZPublicService | 121 | 121 | 0% | 0 | 0
Agua Fria (AF1) | ST_NG | 141 | AF1 | SaltRiverProject | 112.86 | 112.86 | 3.641% | 1 | 216
Agua Fria (AF2) | ST_NG | 141 | AF2 | SaltRiverProject | 112.86 | 112.86 | 3.641% | 1 | 216
Agua Fria (AF3) | ST_NG | 141 | AF3 | SaltRiverProject | 180.32 | 180.32 | 3.641% | 1 | 168
Agua Fria (AF4) | SCCT_NG | 141 | AF4 | SaltRiverProject | 73.08 | 73.08 | 35.78% | 1 | 168
Agua Fria (AF5) | SCCT_NG | 141 | AF5 | SaltRiverProject | 72.98 | 72.98 | 35.78% | 1 | 168
Agua Fria (AF6) | SCCT_NG | 141 | AF6 | SaltRiverProject | 72.98 | 72.98 | 35.78% | 1 | 168
Agua Fria (PV-3) | PV_SUN | 141 | PV-3 | SaltRiverProject | 0.2 | 0.2 | 0% | 0 | 0
Agua Mansa Power Plant | SCCT_NG | 55951 | AMP1 | SCE | 39.99 | 39.99 | 35.78% | 1 | 168
Aidlin Geothermal Power Plant (GEN1) | ST_GST | 52158 | GEN1 | PGAE | 10 | 10 | 14.83% | 1 | 168
Aidlin Geothermal Power Plant (GEN2) | ST_GST | 52158 | GEN2 | PGAE | 10 | 10 | 14.83% | 1 | 168
AirLiquide G1-1 | SCCT_NG |  |  | Alberta | 80 | 80 | 35.78% | 1 | 168
Airport 1 Solar (DIA) | PV_SUN | 59807 | GBDIA | PublicServiceCO | 1.5 | 1.5 | 0% | 0 | 0
Airport Industrial (IC1) | IC_DFO | 7995 | IC1 | PublicServiceCO | 2.5 | 2.5 | 20.5% | 1 | 168
Airport Industrial (IC2) | IC_DFO | 7995 | IC2 | PublicServiceCO | 2.5 | 2.5 | 20.5% | 1 | 168
Airport Industrial (IC3) | IC_DFO | 7995 | IC3 | PublicServiceCO | 2.5 | 2.5 | 20.5% | 1 | 168
Airport Industrial (IC4) | IC_DFO | 7995 | IC4 | PublicServiceCO | 2.5 | 2.5 | 20.5% | 1 | 168
Airport Solar | PV_SUN | 62560 | APS | PACWSouth | 47.3 | 47.3 | 0% | 0 | 0
Akolkolex 1 | HY_WAT | CA-57 | 1 | BritishColumbia | 9 | 9 | 4.488% | 1 | 336
Alameda (1) | SCCT_NG | 7450 | 1 | PGAE | 21.84 | 21.84 | 35.78% | 1 | 168
Alameda (2) | SCCT_NG | 7450 | 2 | PGAE | 21.84 | 21.84 | 35.78% | 1 | 168
Alamo | HY_WAT | 905 | 1 | SCE | 17 | 17 | 4.488% | 1 | 336
Alamo Solar | PV_SUN | 59469 | ALAMO | SCE | 20 | 20 | 0% | 0 | 0
Alamogordo Solar Energy Center | PV_SUN | 57577 | AGSEC | PublicServiceNM | 4.9 | 4.9 | 0% | 0 | 0
Albeni Falls (1) | HY_WAT | 851 | 1 | BPA | 14 | 14 | 4.488% | 1 | 336
Albeni Falls (2) | HY_WAT | 851 | 2 | BPA | 14 | 14 | 4.488% | 1 | 336
Albeni Falls (3) | HY_WAT | 851 | 3 | BPA | 14 | 14 | 4.488% | 1 | 336
Alberta-Pacific (ALPAC) 4-1 | ST_OT |  |  | Alberta | 131 | 131 | 14.83% | 1 | 192
Albuquerque Solar Energy Center | PV_SUN | 57567 | ASEC1 | PublicServiceNM | 2 | 2 | 0% | 0 | 0
Alcova (1) | HY_WAT | 6409 | 1 | WAPA_CO | 20.7 | 20.7 | 4.488% | 1 | 336
Alcova (2) | HY_WAT | 6409 | 2 | WAPA_CO | 20.7 | 20.7 | 4.488% | 1 | 336
Alden Bailey Power Plant | SCCT_NG | 56223 | LOKI | BPA | 11 | 11 | 35.78% | 1 | 168
Alder (11) | HY_WAT | 3913 | 11 | TacomaPower | 21 | 21 | 4.488% | 1 | 336
Alder (12) | HY_WAT | 3913 | 12 | TacomaPower | 21 | 21 | 4.488% | 1 | 336
Algodones (1) | ST_NG | 2475 | 1 | PublicServiceNM | 15 | 15 | 3.641% | 1 | 216
Algodones (2) | ST_NG | 2475 | 2 | PublicServiceNM | 15 | 15 | 3.641% | 1 | 216
Algodones (3) | ST_NG | 2475 | 3 | PublicServiceNM | 15 | 15 | 3.641% | 1 | 216
Algonquin Power Sanger LLC (CTG) | CCCT_NG | 57564 | CTG | PGAE | 49 | 49 | 3.641% | 1 | 288
Algonquin Power Sanger LLC (STG2) | CCCT_NG | 57564 | STG2 | PGAE | 12.5 | 12.5 | 3.641% | 1 | 288
Algonquin SKIC 10 Solar, LLC | PV_SUN | 60242 | SKI10 | SCE | 10 | 10 | 0% | 0 | 0
Algonquin SKIC20 Solar LLC | PV_SUN | 59412 | SKI20 | PGAE | 20 | 20 | 0% | 0 | 0
Almond Power Plant (1) | SCCT_NG | 7315 | 1 | TIDC | 49.5 | 49.5 | 35.78% | 1 | 168
Almond Power Plant (2) | SCCT_NG | 7315 | 2 | TIDC | 49.88 | 49.88 | 35.78% | 1 | 168
Almond Power Plant (3) | SCCT_NG | 7315 | 3 | TIDC | 49.88 | 49.88 | 35.78% | 1 | 168
Almond Power Plant (4) | SCCT_NG | 7315 | 4 | TIDC | 49.88 | 49.88 | 35.78% | 1 | 168
Alouette 1 | HY_WAT | CA-16 | 1 | BritishColumbia | 9 | 9 | 4.488% | 1 | 336
ALPAC #1-3 | ST_OT | CA-19 | 1,2,3 | Alberta | 99.6 | 99.6 | 14.83% | 1 | 192
Alpaugh 50 | PV_SUN | 58003 | SPS50 | PGAE | 50 | 50 | 0% | 0 | 0
Alpaugh North | PV_SUN | 58002 | SPS | PGAE | 20 | 20 | 0% | 0 | 0
Alpine Solar | PV_SUN | 57295 | 1 | SCE | 66 | 66 | 0% | 0 | 0
Alta Luna | PV_SUN | 60258 | ALPV1 | PublicServiceNM | 28.1 | 28.1 | 0% | 0 | 0
Alta Powerhouse (1) | HY_WAT | 214 | 1 | PGAE | 1 | 1 | 4.488% | 1 | 336
Alta Wind Energy Center I | WT_WND | 57282 | AW01 | SCE | 150 | 150 | 0% | 0 | 0
Alta Wind Energy Center II | WT_WND | 57291 | AW02 | SCE | 150 | 150 | 0% | 0 | 0
Alta Wind Energy Center III | WT_WND | 57292 | AW03 | SCE | 150 | 150 | 0% | 0 | 0
Alta Wind Energy Center IV | WT_WND | 57293 | AW04 | SCE | 102 | 102 | 0% | 0 | 0
Alta Wind Energy Center V | WT_WND | 57294 | AW05 | SCE | 168 | 168 | 0% | 0 | 0
Alta Wind VIII | WT_WND | 57835 | AW08 | SCE | 150 | 150 | 0% | 0 | 0
Alta Wind X | WT_WND | 58394 | AW10 | SCE | 138 | 138 | 0% | 0 | 0
Alta Wind XI | WT_WND | 58395 | AW11 | SCE | 90 | 90 | 0% | 0 | 0
AltaGas Harmattan 3-1 | SCCT_NG |  |  | Alberta | 38.78 | 38.78 | 35.78% | 1 | 168
AltaGas Ripon Energy Inc. | SCCT_NG | 50299 | GEN1 | PGAE | 46.1 | 46.1 | 35.78% | 1 | 168
Altamont Gas Recovery (GEN1) | SCCT_OT | 50571 | GEN1 | PGAE | 2.9 | 2.9 | 35.78% | 1 | 168
Altamont Gas Recovery (GEN2) | SCCT_OT | 50571 | GEN2 | PGAE | 2.9 | 2.9 | 35.78% | 1 | 168
Altamont Gas Recovery (GEN3) | IC_OT | 50571 | GEN3 | PGAE | 1.3 | 1.3 | 14.83% | 1 | 168
Altamont Gas Recovery (GEN4) | IC_OT | 50571 | GEN4 | PGAE | 1.3 | 1.3 | 14.83% | 1 | 168
Altamont Pass Windplant_WT 780 803 | WT_WND |  |  | PGAE | 57.5 | 57.5 | 0% | 0 | 0
Altech III (GEN1) | WT_WND | 50485 | GEN1 | PGAE | 21.7 | 21.7 | 0% | 0 | 0
Altech III (GEN2) | WT_WND | 50485 | GEN2 | SCE | 3.4 | 3.4 | 0% | 0 | 0
Alticor Inc - Solar Project | PV_SUN | 63303 | AISP | SCE | 0.7 | 0.7 | 0% | 0 | 0
Amazon - Patterson PV | PV_SUN | 61377 | PATT1 | TIDC | 2.5 | 2.5 | 0% | 0 | 0
Amazon Denver DEN3 | PV_SUN | 62877 | ADEN3 | PublicServiceCO | 4.6 | 4.6 | 0% | 0 | 0
Amazon San Bernardino | OtherTech_NG | 59800 | AMZ00 | SCE | 1 | 1 | 14.83% | 1 | 168
Amedee Geothermal Venture I (IND) | ST_GST | 50964 | IND | PGAE | 0.7 | 0.7 | 14.83% | 1 | 168
Amedee Geothermal Venture I (SYN) | ST_GST | 50964 | SYN | PGAE | 0.7 | 0.7 | 14.83% | 1 | 168
Ameresco Butte County | IC_OT | 57771 | 1 | PGAE | 2 | 2 | 14.83% | 1 | 168
Ameresco Chiquita Canyon (1) | SCCT_OT | 56898 | 1 | SCE | 4 | 4 | 35.78% | 1 | 168
Ameresco Chiquita Canyon (2) | SCCT_OT | 56898 | 2 | SCE | 4 | 4 | 35.78% | 1 | 168
Ameresco Forward (ENG1) | IC_OT | 58437 | ENG1 | PGAE | 2.1 | 2.1 | 14.83% | 1 | 168
Ameresco Forward (ENG2) | IC_OT | 58437 | ENG2 | PGAE | 2.1 | 2.1 | 14.83% | 1 | 168
Ameresco Johnson Canyon | IC_OT | 58397 | ENG1 | PGAE | 1.4 | 1.4 | 14.83% | 1 | 168
Ameresco Keller Canyon (1) | IC_OT | 56897 | 1 | PGAE | 1.8 | 1.8 | 14.83% | 1 | 168
Ameresco Keller Canyon (2) | IC_OT | 56897 | 2 | PGAE | 1.8 | 1.8 | 14.83% | 1 | 168
Ameresco Ox Mountain (1) | IC_OT | 56895 | 1 | PGAE | 1.8 | 1.8 | 14.83% | 1 | 168
Ameresco Ox Mountain (2) | IC_OT | 56895 | 2 | PGAE | 1.8 | 1.8 | 14.83% | 1 | 168
Ameresco Ox Mountain (3) | IC_OT | 56895 | 3 | PGAE | 1.8 | 1.8 | 14.83% | 1 | 168
Ameresco Ox Mountain (4) | IC_OT | 56895 | 4 | PGAE | 1.8 | 1.8 | 14.83% | 1 | 168
Ameresco Ox Mountain (5) | IC_OT | 56895 | 5 | PGAE | 1.8 | 1.8 | 14.83% | 1 | 168
Ameresco Ox Mountain (6) | IC_OT | 56895 | 6 | PGAE | 1.8 | 1.8 | 14.83% | 1 | 168
Ameresco San Joaquin (ENG1) | IC_OT | 58436 | ENG1 | PGAE | 2.1 | 2.1 | 14.83% | 1 | 168
Ameresco San Joaquin (ENG2) | IC_OT | 58436 | ENG2 | PGAE | 2.1 | 2.1 | 14.83% | 1 | 168
Ameresco Santa Cruz Energy (Unit1) | IC_OT | 56428 | Unit1 | PGAE | 1 | 1 | 14.83% | 1 | 168
Ameresco Santa Cruz Energy (Unit2) | IC_OT | 56428 | Unit2 | PGAE | 1 | 1 | 14.83% | 1 | 168
Ameresco Santa Cruz Energy (Unit3) | IC_OT | 56428 | Unit3 | PGAE | 1 | 1 | 14.83% | 1 | 168
Ameresco Vasco Road (ENG1) | IC_OT | 58435 | ENG1 | PGAE | 2.1 | 2.1 | 14.83% | 1 | 168
Ameresco Vasco Road (ENG2) | IC_OT | 58435 | ENG2 | PGAE | 2.1 | 2.1 | 14.83% | 1 | 168
American Canyon Solar (RPNPA) | PV_SUN | 62687 | RPNPA | PGAE | 1 | 1 | 0% | 0 | 0
American Canyon Solar (RPNPB) | PV_SUN | 62687 | RPNPB | PGAE | 1 | 1 | 0% | 0 | 0
American Canyon Solar (RPNPC) | PV_SUN | 62687 | RPNPC | PGAE | 1 | 1 | 0% | 0 | 0
American Falls (1) | HY_WAT | 809 | 1 | IdahoPower | 20.3 | 20.3 | 4.488% | 1 | 336
American Falls (2) | HY_WAT | 809 | 2 | IdahoPower | 20.3 | 20.3 | 4.488% | 1 | 336
American Falls (3) | HY_WAT | 809 | 3 | IdahoPower | 20.3 | 20.3 | 4.488% | 1 | 336
American Falls Solar | PV_SUN | 60011 | IPAF | IdahoPower | 20 | 20 | 0% | 0 | 0
American Falls Solar II | PV_SUN | 60012 | IPAF2 | IdahoPower | 20 | 20 | 0% | 0 | 0
American Gypsum Cogeneration (D-1) | IC_DFO | 54630 | D-1 | PublicServiceCO | 0.95 | 0.95 | 20.5% | 1 | 168
American Gypsum Cogeneration (D-2) | IC_DFO | 54630 | D-2 | PublicServiceCO | 0.95 | 0.95 | 20.5% | 1 | 168
American Gypsum Cogeneration (T-1) | SCCT_NG | 54630 | T-1 | PublicServiceCO | 1.95 | 1.95 | 35.78% | 1 | 168
American Gypsum Cogeneration (T-2) | SCCT_NG | 54630 | T-2 | PublicServiceCO | 1.95 | 1.95 | 35.78% | 1 | 168
Ames Hydro | HY_WAT | 6207 | 1 | WAPA_CO | 3.6 | 3.6 | 4.488% | 1 | 336
Ampersand Chowchilla Biomass LLC | ST_OT | 56706 | AMPC | PGAE | 9.2 | 9.2 | 14.83% | 1 | 192
Amphitheater High School Solar | PV_SUN | 60684 | AHS1 | TucsonElectric | 1 | 1 | 0% | 0 | 0
Anaheim Solar Energy Plant | PV_SUN | 59416 | PV1 | SCE | 1.2 | 1.2 | 0% | 0 | 0
Anderson Ranch (1) | HY_WAT | 6395 | 1 | IdahoPower | 20 | 20 | 4.488% | 1 | 336
Anderson Ranch (2) | HY_WAT | 6395 | 2 | IdahoPower | 20 | 20 | 4.488% | 1 | 336
Angels | HY_WAT | 215 | 1 | PGAE | 1 | 1 | 4.488% | 1 | 336
Anheuser-Busch #2 | WT_WND | 59331 | ANB2 | PGAE | 1.6 | 1.6 | 0% | 0 | 0
Animas (GT1) | SCCT_NG | 2465 | GT1 | WAPA_LwrCO | 17.94 | 17.94 | 35.78% | 1 | 72
Animas (HY1) | HY_WAT | 2465 | HY1 | PublicServiceNM | 0.2 | 0.2 | 4.488% | 1 | 336
Antelope Big Sky Ranch | PV_SUN | 60279 | ABSR | SCE | 19 | 19 | 0% | 0 | 0
Antelope DSR 1 | PV_SUN | 60186 | DSR1 | SCE | 46 | 46 | 0% | 0 | 0
Antelope DSR 2 | PV_SUN | 60187 | DSR2 | SCE | 5 | 5 | 0% | 0 | 0
Antelope DSR 3 | PV_SUN | 61265 | ADSR3 | SCE | 20 | 20 | 0% | 0 | 0
Antelope Expansion 2 | PV_SUN | 61264 | ANTX2 | SCE | 105 | 105 | 0% | 0 | 0
Antelope SMR | ST_NUC |  |  | PacificorpEast | 0 | 750 | 2.223% | 1 | 720
AP North Lake I, LP | PV_SUN | 59610 | APNLI | SCE | 20 | 20 | 0% | 0 | 0
Apache Solar 1 | PV_SUN | 60964 | AEPS1 | TucsonElectric | 20 | 20 | 0% | 0 | 0
Apache Station (GT1) | SCCT_NG | 160 | GT1 | TucsonElectric | 10 | 10 | 35.78% | 1 | 168
Apache Station (GT2) | SCCT_NG | 160 | GT2 | TucsonElectric | 19.02 | 19.02 | 35.78% | 1 | 168
Apache Station (GT3) | SCCT_NG | 160 | GT3 | TucsonElectric | 60.8 | 60.8 | 35.78% | 1 | 168
Apache Station (GT4) | SCCT_NG | 160 | GT4 | TucsonElectric | 39.69 | 39.69 | 35.78% | 1 | 168
Apache Station (ST1) | ST_NG | 160 | ST1 | TucsonElectric | 72 | 72 | 3.641% | 1 | 216
Apache Station (ST2) | ST_NG | 160 | ST2 | TucsonElectric | 175 | 175 | 3.641% | 1 | 528
Apache Station (ST3) | ST_Coal | 160 | ST3 | TucsonElectric | 175 | 175 | 9.169% | 1 | 504
Apex Generating Station (CTG1) | CCCT_NG | 55514 | CTG1 | LDWP | 165.26 | 165.26 | 3.641% | 1 | 240
Apex Generating Station (CTG2) | CCCT_NG | 55514 | CTG2 | LDWP | 165.26 | 165.26 | 3.641% | 1 | 288
Apex Generating Station (STG1) | CCCT_NG | 55514 | STG1 | LDWP | 194.19 | 194.19 | 3.641% | 1 | 257.504
Apex Solar PV Power Project | PV_SUN | 58489 | 1 | Nevada | 20 | 20 | 0% | 0 | 0
APP Prune A-D (AP11A) | OtherTech_NG | 62577 | AP11A | PGAE | 1 | 1 | 14.83% | 1 | 168
APP Prune A-D (AP11B) | OtherTech_NG | 62577 | AP11B | PGAE | 1 | 1 | 14.83% | 1 | 168
APP Prune A-D (AP11C) | OtherTech_NG | 62577 | AP11C | PGAE | 1 | 1 | 14.83% | 1 | 168
APP Prune A-D (AP11D) | OtherTech_NG | 62577 | AP11D | PGAE | 1 | 1 | 14.83% | 1 | 168
Apple Campus 2 Fuel Cell | OtherTech_OT | 59557 | AC2FC | PGAE | 4 | 4 | 14.83% | 0 | 0
Apple Campus 2 PV | PV_SUN | 59473 | AC2PV | PGAE | 7 | 7 | 0% | 0 | 0
Aquamarine_PV1 | PV_SUN |  |  | PGAE | 300 | 300 | 0% | 0 | 0
Aragonne Wind LLC | WT_WND | 56336 | 1 | PublicServiceNM | 90 | 90 | 0% | 0 | 0
Arapahoe 3 Community Solar Array | PV_SUN | 60724 | ARAP3 | PublicServiceCO | 1.8 | 1.8 | 0% | 0 | 0
Arapahoe Combustion Turbine Project (UN5) | CCCT_NG | 55200 | UN5 | PublicServiceCO | 37.83 | 37.83 | 3.641% | 1 | 288
Arapahoe Combustion Turbine Project (UN6) | CCCT_NG | 55200 | UN6 | PublicServiceCO | 37.83 | 37.83 | 3.641% | 1 | 288
Arapahoe Combustion Turbine Project (UN7) | CCCT_NG | 55200 | UN7 | PublicServiceCO | 47.14 | 47.14 | 3.641% | 1 | 288
Ardenville Wind Farm | WT_WND |  |  | Alberta | 68 | 68 | 0% | 0 | 0
Arizona State University CHP | CCCT_NG | 58199 | G1 | AZPublicService | 1.1 | 1.1 | 3.641% | 1 | 288
Arizona Western College PV (SFC) | PV_SUN | 57765 | SFC | AZPublicService | 1 | 1 | 0% | 0 | 0
Arizona Western College PV (SHP) | PV_SUN | 57765 | SHP | AZPublicService | 0.9 | 0.9 | 0% | 0 | 0
Arizona Western College PV (SOLEG) | PV_SUN | 57765 | SOLEG | AZPublicService | 1 | 1 | 0% | 0 | 0
Arizona Western College PV (STE) | PV_SUN | 57765 | STE | AZPublicService | 0.9 | 0.9 | 0% | 0 | 0
Arizona Western College PV (SWD) | PV_SUN | 57765 | SWD | AZPublicService | 0.9 | 0.9 | 0% | 0 | 0
Arizona_Solar_1Axis | PV_SUN |  |  | AZPublicService | 819 | 3339 | 0% | 0 | 0
Arizona_Solar_Fixed | PV_SUN |  |  | AZPublicService | 273 | 1113 | 0% | 0 | 0
Arlington Project_PV1 | PV_SUN |  |  | SCE | 100 | 100 | 0% | 0 | 0
Arlington Project_PV2 | PV_SUN |  |  | SCE | 133 | 133 | 0% | 0 | 0
Arlington Project_PV3 | PV_SUN |  |  | SCE | 132 | 132 | 0% | 0 | 0
Arlington Valley Energy Facility (CTG1) | CCCT_NG | 55282 | CTG1 | SaltRiverProject | 162 | 162 | 3.641% | 1 | 240
Arlington Valley Energy Facility (CTG2) | CCCT_NG | 55282 | CTG2 | SaltRiverProject | 163 | 163 | 3.641% | 1 | 240
Arlington Valley Energy Facility (STG1) | CCCT_NG | 55282 | STG1 | SaltRiverProject | 255 | 255 | 3.641% | 1 | 240
Arlington Valley Solar Energy II (AVSE1) | PV_SUN | 57680 | AVSE1 | SaltRiverProject | 18.5 | 18.5 | 0% | 0 | 0
Arlington Valley Solar Energy II (AVSE2) | PV_SUN | 57680 | AVSE2 | SaltRiverProject | 27.3 | 27.3 | 0% | 0 | 0
Arlington Valley Solar Energy II (AVSE3) | PV_SUN | 57680 | AVSE3 | SaltRiverProject | 27.3 | 27.3 | 0% | 0 | 0
Arlington Valley Solar Energy II (AVSE4) | PV_SUN | 57680 | AVSE4 | SaltRiverProject | 25 | 25 | 0% | 0 | 0
Arlington Valley Solar Energy II (AVSE5) | PV_SUN | 57680 | AVSE5 | SaltRiverProject | 27.3 | 27.3 | 0% | 0 | 0
Arlington Wind Power Project | WT_WND | 56855 | GEN1 | BPA | 102.9 | 102.9 | 0% | 0 | 0
Armstrong Cogen #1 | ST_OT | CA-10062 | 1 | BritishColumbia | 20.4 | 20.4 | 14.83% | 1 | 192
Arrache 4006 (1) | PV_SUN | 58445 | 1 | SCE | 1 | 1 | 0% | 0 | 0
Arrache 4006 (2) | PV_SUN | 58445 | 2 | SCE | 1 | 1 | 0% | 0 | 0
Arrache 4013 | PV_SUN | 58446 | 1 | SCE | 1.5 | 1.5 | 0% | 0 | 0
Arrache 8083 (1) | PV_SUN | 58447 | 1 | SCE | 1.5 | 1.5 | 0% | 0 | 0
Arrache 8083 (2) | PV_SUN | 58447 | 2 | SCE | 1.5 | 1.5 | 0% | 0 | 0
Arrache 8083 (3) | PV_SUN | 58447 | 3 | SCE | 1 | 1 | 0% | 0 | 0
Arrow Lake 1&2 (Keenleyside Dam) | HY_WAT | CA-10396 | 1,2 | BritishColumbia | 190 | 190 | 4.488% | 1 | 336
Arrowrock Hydroelectric Project (1) | HY_WAT | 56997 | 1 | IdahoPower | 8 | 8 | 4.488% | 1 | 336
Arrowrock Hydroelectric Project (2) | HY_WAT | 56997 | 2 | IdahoPower | 8 | 8 | 4.488% | 1 | 336
Arvada (1) | SCCT_NG | 8028 | 1 | WAPA_CO | 6 | 6 | 35.78% | 1 | 168
Arvada (2) | SCCT_NG | 8028 | 2 | WAPA_CO | 6 | 6 | 35.78% | 1 | 168
Arvada (3) | SCCT_NG | 8028 | 3 | WAPA_CO | 6 | 6 | 35.78% | 1 | 168
Arzon Solar UASTP Solar Power Station | PV_SUN | 57930 | UAST | TucsonElectric | 1.9 | 1.9 | 0% | 0 | 0
Ash River 1 | HY_WAT |  | 1 | BritishColumbia | 28 | 28 | 4.488% | 1 | 336
Ashlu Creek Hydro | HY_WAT |  |  | BritishColumbia | 49.9 | 49.9 | 4.488% | 1 | 336
Ashton (1) | HY_WAT | 825 | 1 | PacificorpEast | 2.7 | 2.7 | 4.488% | 1 | 336
Ashton (2) | HY_WAT | 825 | 2 | PacificorpEast | 2.2 | 2.2 | 4.488% | 1 | 336
Ashton (3) | HY_WAT | 825 | 3 | PacificorpEast | 2.2 | 2.2 | 4.488% | 1 | 336
Aspiration G | PV_SUN | 59737 | ASPRG | PGAE | 9 | 9 | 0% | 0 | 0
ASTI | PV_SUN | 58889 | ASTI | PGAE | 0.8 | 0.8 | 0% | 0 | 0
ATT Kelvin | OtherTech_NG | 62573 | ATT56 | SCE | 1 | 1 | 14.83% | 1 | 168
ATT Van Nyus | OtherTech_NG | 62574 | ATT93 | SCE | 1 | 1 | 14.83% | 1 | 168
Atwell Island | PV_SUN | 58366 | 1 | PGAE | 20.2 | 20.2 | 0% | 0 | 0
Atwell Island West Solar | PV_SUN | 59414 | AWCA | PGAE | 20 | 20 | 0% | 0 | 0
AV Solar Ranch One | PV_SUN | 57378 | AVSR | SCE | 241.5 | 241.5 | 0% | 0 | 0
Avalon Solar | PV_SUN | 59168 | AS | TucsonElectric | 29 | 29 | 0% | 0 | 0
Avalon Solar II | PV_SUN | 60062 | ASII | TucsonElectric | 15 | 15 | 0% | 0 | 0
Avenal Park | PV_SUN | 57359 | 1 | PGAE | 6 | 6 | 0% | 0 | 0
Avra Valley Solar | PV_SUN | 57657 | 1 | SaltRiverProject | 25 | 25 | 0% | 0 | 0
AVS Lancaster 1 | PV_SUN | 60085 | PV1 | SCE | 3.7 | 3.7 | 0% | 0 | 0
Axium Modesto Solar | PV_SUN | 58039 | 1 | BANC | 25 | 25 | 0% | 0 | 0
AZ State University - Tempe Campus Solar (20794) | PV_SUN | 62643 | 20794 | AZPublicService | 0.2 | 0.2 | 0% | 0 | 0
AZ State University - Tempe Campus Solar (20799) | PV_SUN | 62643 | 20799 | AZPublicService | 0.1 | 0.1 | 0% | 0 | 0
AZ State University - Tempe Campus Solar (20971) | PV_SUN | 62643 | 20971 | AZPublicService | 0.2 | 0.2 | 0% | 0 | 0
AZ State University - Tempe Campus Solar (20974) | PV_SUN | 62643 | 20974 | AZPublicService | 0.1 | 0.1 | 0% | 0 | 0
AZ State University - Tempe Campus Solar (20975) | PV_SUN | 62643 | 20975 | AZPublicService | 0.1 | 0.1 | 0% | 0 | 0
AZ State University - Tempe Campus Solar (3365A) | PV_SUN | 62643 | 3365A | AZPublicService | 0.1 | 0.1 | 0% | 0 | 0
AZ State University - Tempe Campus Solar (3365B) | PV_SUN | 62643 | 3365B | AZPublicService | 0.1 | 0.1 | 0% | 0 | 0
AZ State University - Tempe Campus Solar (3384) | PV_SUN | 62643 | 3384 | AZPublicService | 0.7 | 0.7 | 0% | 0 | 0
AZ State University - Tempe Campus Solar (3385) | PV_SUN | 62643 | 3385 | AZPublicService | 0.6 | 0.6 | 0% | 0 | 0
AZ State University - Tempe Campus Solar (4202) | PV_SUN | 62643 | 4202 | AZPublicService | 0.1 | 0.1 | 0% | 0 | 0
Azusa | HY_WAT | 6449 | 1 | SCE | 2 | 2 | 4.488% | 1 | 336
Badger 1 | PV_SUN | 58262 | 1 | AZPublicService | 14.8 | 14.8 | 0% | 0 | 0
Badger Creek Limited | SCCT_NG | 10650 | GEN1 | PGAE | 46.08 | 46.08 | 35.78% | 1 | 168
Baja CA CC3 | CCCT_NG |  |  | N_BajaCA | 303 | 303 | 3.641% | 1 | 240
Baja CA II GT | SCCT_NG |  |  | N_BajaCA | 120 | 120 | 35.78% | 1 | 240
Baja_California_Wind | WT_WND |  |  | N_BajaCA | 600 | 600 | 0% | 0 | 0
Baker City Solar | PV_SUN | 61854 | BAKER | IdahoPower | 15 | 15 | 0% | 0 | 0
Baker Creek Hydroelectric (GENE1) | HY_WAT | 59428 | GENE1 | PGAE | 1.4 | 1.4 | 4.488% | 1 | 336
Baker Creek Hydroelectric (GENE2) | HY_WAT | 59428 | GENE2 | PGAE | 0.1 | 0.1 | 4.488% | 1 | 336
Bakersfield 111 | PV_SUN | 59948 | BF111 | PGAE | 1.4 | 1.4 | 0% | 0 | 0
Bakersfield College Solar 01 | PV_SUN | 57655 | BC01 | PGAE | 0.9 | 0.9 | 0% | 0 | 0
Bakersfield Industrial PV 1 | PV_SUN | 61118 | BIND1 | SCE | 1 | 1 | 0% | 0 | 0
Bakersfield PV 1 | PV_SUN | 61117 | BAKE1 | SCE | 5.3 | 5.3 | 0% | 0 | 0
Balch 1 | HY_WAT | 217 | 1 | PGAE | 34 | 34 | 4.488% | 1 | 336
Balch 2 (2) | HY_WAT | 218 | 2 | PGAE | 52.5 | 52.5 | 4.488% | 1 | 336
Balch 2 (3) | HY_WAT | 218 | 3 | PGAE | 52.5 | 52.5 | 4.488% | 1 | 336
Baldock Solar Highway | PV_SUN | 57882 | BSH1 | PortlandGeneral | 1.7 | 1.7 | 0% | 0 | 0
Ballston Solar LLC | PV_SUN | 62170 | BSPV1 | PortlandGeneral | 2.2 | 2.2 | 0% | 0 | 0
Balzac plant (Canadian Occidental) | CCCT_NG | CA-10094 | 1,2,3 | Alberta | 120 | 120 | 3.641% | 1 | 288
BANC_Solar_BANC_Aggregate_CPUC | PV_SUN |  |  | BANC | 110.5 | 110.5 | 0% | 0 | 0
Bannock County LFG to Energy (GEN 2) | IC_OT | 59529 | GEN 2 | PacificorpEast | 1.4 | 1.4 | 14.83% | 1 | 168
Bannock County LFG to Energy (GEN1) | IC_OT | 59529 | GEN1 | PacificorpEast | 1.4 | 1.4 | 14.83% | 1 | 168
Bantry (ALP1) | SCCT_NG |  | 1 | Alberta | 7 | 7 | 35.78% | 1 | 174.1725
Bar D | PV_SUN | 61886 | GEN1 | PublicServiceCO | 4 | 4 | 0% | 0 | 0
Barber Creek (1) | SCCT_NG | 8030 | 1 | WAPA_CO | 6 | 6 | 35.78% | 1 | 168
Barber Creek (2) | SCCT_NG | 8030 | 2 | WAPA_CO | 6 | 6 | 35.78% | 1 | 168
Barber Creek (3) | SCCT_NG | 8030 | 3 | WAPA_CO | 6 | 6 | 35.78% | 1 | 168
Barber Dam | HY_WAT | 10735 | GEN1 | IdahoPower | 4 | 4 | 4.488% | 1 | 336
Barre Peaker | SCCT_NG | 56474 | 1 | SCE | 49 | 49 | 35.78% | 1 | 168
Bartholomew | HY_WAT | 3688 | 2 | PacificorpEast | 1 | 1 | 4.488% | 1 | 336
Basalt | HY_WAT | 7458 | 1 | PublicServiceCO | 4.5 | 4.5 | 4.488% | 1 | 336
Basin Creek Plant (1) | IC_NG | 55866 | 1 | NWMT | 6 | 6 | 14.83% | 1 | 192
Basin Creek Plant (2) | IC_NG | 55866 | 2 | NWMT | 6 | 6 | 14.83% | 1 | 192
Basin Creek Plant (3) | IC_NG | 55866 | 3 | NWMT | 6 | 6 | 14.83% | 1 | 192
Basin Creek Plant (4) | IC_NG | 55866 | 4 | NWMT | 6 | 6 | 14.83% | 1 | 192
Basin Creek Plant (5) | IC_NG | 55866 | 5 | NWMT | 6 | 6 | 14.83% | 1 | 192
Basin Creek Plant (6) | IC_NG | 55866 | 6 | NWMT | 6 | 6 | 14.83% | 1 | 192
Basin Creek Plant (7) | IC_NG | 55866 | 7 | NWMT | 6 | 6 | 14.83% | 1 | 192
Basin Creek Plant (8) | IC_NG | 55866 | 8 | NWMT | 6 | 6 | 14.83% | 1 | 192
Basin Creek Plant (9) | IC_NG | 55866 | 9 | NWMT | 6 | 6 | 14.83% | 1 | 192
Battle Mountain Solar_PV1 | PV_SUN |  |  | Nevada | 101 | 101 | 0% | 0 | 0
Battle River 5 | ST_Coal | CA-6509 | 5 | Alberta | 385 | 0 | 9.169% | 1 | 528
Bayshore Solar A, LLC | PV_SUN | 60481 | BSHRA | SCE | 20 | 20 | 0% | 0 | 0
Bayshore Solar B, LLC | PV_SUN | 60474 | BSHRB | SCE | 20 | 20 | 0% | 0 | 0
Bayshore Solar C, LLC | PV_SUN | 60475 | BSHRC | SCE | 20 | 20 | 0% | 0 | 0
BC Solar | PV_SUN | 60616 | BCSLR | BPA | 8 | 8 | 0% | 0 | 0
Beacon Solar Plant Site 2 | PV_SUN | 59309 | BEAC2 | LDWP | 47.3 | 47.3 | 0% | 0 | 0
Beacon Solar Plant Site 5 | PV_SUN | 59308 | BEAC5 | LDWP | 37.8 | 37.8 | 0% | 0 | 0
Bear Creek (GEN1) | HY_WAT | 50156 | GEN1 | PGAE | 2.9 | 2.9 | 4.488% | 1 | 336
Bear Creek 2 (BCR2) | ST_NG |  | 1 | Alberta | 25 | 25 | 3.641% | 1 | 369.3423
Bear Creek Project CCCT #1+2 | CCCT_NG |  | 5,6 | Alberta | 55.1 | 55.1 | 3.641% | 1 | 288
Bear Creek Solar (PV3) | PV_SUN | 58508 | PV3 | PGAE | 1.5 | 1.5 | 0% | 0 | 0
Bear Creek Solar Center | PV_SUN | 61281 | BCRSC | BPA | 10 | 10 | 0% | 0 | 0
Bear Mountain Limited | SCCT_NG | 10649 | GEN1 | PGAE | 46.08 | 46.08 | 35.78% | 1 | 168
Bear Mountain Wind Park | WT_WND |  |  | BritishColumbia | 102 | 102 | 0% | 0 | 0
Bear Valley (HC1) | HY_WAT | 457 | HC1 | SDGE | 0.7 | 0.7 | 4.488% | 1 | 336
Bear Valley (HC2) | HY_WAT | 457 | HC2 | SDGE | 0.7 | 0.7 | 4.488% | 1 | 336
Bear Valley Power Plant (ICE1) | IC_NG | 56346 | ICE1 | SCE | 1.2 | 1.2 | 14.83% | 1 | 192
Bear Valley Power Plant (ICE2) | IC_NG | 56346 | ICE2 | SCE | 1.2 | 1.2 | 14.83% | 1 | 192
Bear Valley Power Plant (ICE3) | IC_NG | 56346 | ICE3 | SCE | 1.2 | 1.2 | 14.83% | 1 | 192
Bear Valley Power Plant (ICE4) | IC_NG | 56346 | ICE4 | SCE | 1.2 | 1.2 | 14.83% | 1 | 192
Bear Valley Power Plant (ICE5) | IC_NG | 56346 | ICE5 | SCE | 1.2 | 1.2 | 14.83% | 1 | 192
Bear Valley Power Plant (ICE6) | IC_NG | 56346 | ICE6 | SCE | 1.2 | 1.2 | 14.83% | 1 | 192
Bear Valley Power Plant (ICE7) | IC_NG | 56346 | ICE7 | SCE | 1.2 | 1.2 | 14.83% | 1 | 192
Beardsley | HY_WAT | 414 | 1 | PGAE | 8.5 | 8.5 | 4.488% | 1 | 336
Beaver (1) | CCCT_NG | 8073 | 1 | PortlandGeneral | 63 | 63 | 3.641% | 1 | 72
Beaver (2) | CCCT_NG | 8073 | 2 | PortlandGeneral | 63 | 63 | 3.641% | 1 | 72
Beaver (3) | CCCT_NG | 8073 | 3 | PortlandGeneral | 63 | 63 | 3.641% | 1 | 72
Beaver (4) | CCCT_NG | 8073 | 4 | PortlandGeneral | 63 | 63 | 3.641% | 1 | 72
Beaver (5) | CCCT_NG | 8073 | 5 | PortlandGeneral | 63 | 63 | 3.641% | 1 | 72
Beaver (6) | CCCT_NG | 8073 | 6 | PortlandGeneral | 63 | 63 | 3.641% | 1 | 72
Beaver (7) | CCCT_NG | 8073 | 7 | PortlandGeneral | 139 | 139 | 3.641% | 1 | 72
Beaver (8) | SCCT_NG | 8073 | 8 | PortlandGeneral | 24 | 24 | 35.78% | 1 | 168
Beaver Creek Gas Plant (1) | SCCT_NG | 55278 | 1 | WAPA_WY | 1.5 | 1.5 | 35.78% | 1 | 168
Beaver Creek Gas Plant (2) | SCCT_NG | 55278 | 2 | WAPA_WY | 1.5 | 1.5 | 35.78% | 1 | 168
Beaver Creek Gas Plant (STG-1) | ST_OT | 55278 | STG-1 | WAPA_WY | 0.9 | 0.9 | 14.83% | 1 | 192
Belden | HY_WAT | 219 | 1 | PGAE | 125 | 125 | 4.488% | 1 | 336
Bellevue Solar Project | PV_SUN | 57372 | INV-1 | PortlandGeneral | 1.6 | 1.6 | 0% | 0 | 0
Bellshill (BHL1) | SCCT_NG |  | 1 | Alberta | 5 | 5 | 35.78% | 1 | 174.1725
Belly River #1-2 | WT_WND |  | 1,2 | Alberta | 1.2 | 1.2 | 0% | 0 | 0
Ben French (1) | IC_DFO | 3325 | 1 | WAPA_CO | 2 | 2 | 20.5% | 1 | 168
Ben French (2) | IC_DFO | 3325 | 2 | WAPA_CO | 2 | 2 | 20.5% | 1 | 168
Ben French (3) | IC_DFO | 3325 | 3 | WAPA_CO | 2 | 2 | 20.5% | 1 | 168
Ben French (4) | IC_DFO | 3325 | 4 | WAPA_CO | 2 | 2 | 20.5% | 1 | 168
Ben French (5) | IC_DFO | 3325 | 5 | WAPA_CO | 2 | 2 | 20.5% | 1 | 168
Ben French (GT1) | SCCT_NG | 3325 | GT1 | WAPA_CO | 25 | 25 | 35.78% | 1 | 168
Ben French (GT2) | SCCT_NG | 3325 | GT2 | WAPA_CO | 25 | 25 | 35.78% | 1 | 168
Ben French (GT3) | SCCT_NG | 3325 | GT3 | WAPA_CO | 25 | 25 | 35.78% | 1 | 168
Ben French (GT4) | SCCT_NG | 3325 | GT4 | WAPA_CO | 25 | 25 | 35.78% | 1 | 168
Bend (1) | HY_WAT | 6484 | 1 | PACWSouth | 0.2 | 0.2 | 4.488% | 1 | 336
Bend (2) | HY_WAT | 6484 | 2 | PACWSouth | 0.3 | 0.3 | 4.488% | 1 | 336
Bend (3) | HY_WAT | 6484 | 3 | PACWSouth | 0.5 | 0.5 | 4.488% | 1 | 336
Bennett Creek Windfarm LLC - Mountain Home | WT_WND | 56637 | 1 | IdahoPower | 21 | 21 | 0% | 0 | 0
Bennett Mountain | SCCT_NG | 55733 | 1 | IdahoPower | 163.43 | 163.43 | 35.78% | 1 | 216
Benson Creek Windfarm (Burnt River) | WT_WND | 59491 | BCW | IdahoPower | 10 | 10 | 0% | 0 | 0
Beowawe Power (GEN1) | ST_GST | 10287 | GEN1 | Nevada | 13.1 | 13.1 | 14.83% | 1 | 168
Beowawe Power (GEN2) | ST_GST | 10287 | GEN2 | Nevada | 2 | 2 | 14.83% | 1 | 168
Beringer | PV_SUN | 58890 | BERI | PGAE | 0.4 | 0.4 | 0% | 0 | 0
Berry Cogen | SCCT_NG | 50170 | GEN1 | PGAE | 35.15 | 35.15 | 35.78% | 1 | 168
Berry Cogen Tanne Hills 18 (GEN1) | SCCT_NG | 50622 | GEN1 | PGAE | 4.28 | 4.28 | 35.78% | 1 | 168
Berry Cogen Tanne Hills 18 (GEN2) | SCCT_NG | 50622 | GEN2 | PGAE | 4.28 | 4.28 | 35.78% | 1 | 168
Berry NMW Cogens (21Z) | SCCT_NG | 62176 | 21Z | SCE | 5 | 5 | 35.78% | 1 | 168
Berry NMW Cogens (PF) | SCCT_NG | 62176 | PF | SCE | 5 | 5 | 35.78% | 1 | 168
Beryl Solar Plant | PV_SUN | 58598 | BSP1 | PacificorpEast | 3 | 3 | 0% | 0 | 0
BHE Pueblo 2 Community Solar Array | PV_SUN |  |  | PublicServiceCO | 1.5 | 1.5 | 0% | 0 | 0
Bickleton Solar Project (WA)_PV | PV_SUN |  |  | BPA | 150 | 150 | 0% | 0 | 0
Bidwell Ditch Project | HY_WAT | 10880 | GEN1 | PGAE | 1.8 | 1.8 | 4.488% | 1 | 336
Big Cliff | HY_WAT | 3074 | 1 | BPA | 21 | 21 | 4.488% | 1 | 336
Big Creek 1 (1) | HY_WAT | 317 | 1 | SCE | 19.8 | 19.8 | 4.488% | 1 | 336
Big Creek 1 (2) | HY_WAT | 317 | 2 | SCE | 15.8 | 15.8 | 4.488% | 1 | 336
Big Creek 1 (3) | HY_WAT | 317 | 3 | SCE | 21.6 | 21.6 | 4.488% | 1 | 336
Big Creek 1 (4) | HY_WAT | 317 | 4 | SCE | 31.2 | 31.2 | 4.488% | 1 | 336
Big Creek 2 (3) | HY_WAT | 318 | 3 | SCE | 15.8 | 15.8 | 4.488% | 1 | 336
Big Creek 2 (4) | HY_WAT | 318 | 4 | SCE | 15.8 | 15.8 | 4.488% | 1 | 336
Big Creek 2 (5) | HY_WAT | 318 | 5 | SCE | 17.5 | 17.5 | 4.488% | 1 | 336
Big Creek 2 (6) | HY_WAT | 318 | 6 | SCE | 17.5 | 17.5 | 4.488% | 1 | 336
Big Creek 2A (1) | HY_WAT | 322 | 1 | SCE | 50 | 50 | 4.488% | 1 | 336
Big Creek 2A (2) | HY_WAT | 322 | 2 | SCE | 50 | 50 | 4.488% | 1 | 336
Big Creek 3 (1) | HY_WAT | 319 | 1 | SCE | 34 | 34 | 4.488% | 1 | 336
Big Creek 3 (2) | HY_WAT | 319 | 2 | SCE | 34 | 34 | 4.488% | 1 | 336
Big Creek 3 (3) | HY_WAT | 319 | 3 | SCE | 33 | 33 | 4.488% | 1 | 336
Big Creek 3 (4) | HY_WAT | 319 | 4 | SCE | 36 | 36 | 4.488% | 1 | 336
Big Creek 3 (5) | HY_WAT | 319 | 5 | SCE | 36.5 | 36.5 | 4.488% | 1 | 336
Big Creek 4 (1) | HY_WAT | 320 | 1 | SCE | 50 | 50 | 4.488% | 1 | 336
Big Creek 4 (2) | HY_WAT | 320 | 2 | SCE | 50 | 50 | 4.488% | 1 | 336
Big Creek 8 (1) | HY_WAT | 321 | 1 | SCE | 25.8 | 25.8 | 4.488% | 1 | 336
Big Creek 8 (2) | HY_WAT | 321 | 2 | SCE | 45 | 45 | 4.488% | 1 | 336
Big Creek Water Works | HY_WAT | 10282 | BCHY | PGAE | 4.6 | 4.6 | 4.488% | 1 | 336
Big Fork (1) | HY_WAT | 6459 | 1 | BPA | 1.9 | 1.9 | 4.488% | 1 | 336
Big Fork (2) | HY_WAT | 6459 | 2 | BPA | 1.9 | 1.9 | 4.488% | 1 | 336
Big Fork (3) | HY_WAT | 6459 | 3 | BPA | 0.8 | 0.8 | 4.488% | 1 | 336
Big Horn Wind II | WT_WND | 57319 | 1 | BPA | 50 | 50 | 0% | 0 | 0
Big Horn Wind Project | WT_WND | 56361 | 1 | BPA | 199 | 199 | 0% | 0 | 0
Big Pine Creek | HY_WAT | 391 | 1 | LDWP | 3 | 3 | 4.488% | 1 | 336
Big Sand Draw Plant (1) | IC_NG | 60130 | 1 | WAPA_WY | 1.4 | 1.4 | 14.83% | 1 | 192
Big Sand Draw Plant (2) | IC_NG | 60130 | 2 | WAPA_WY | 1.4 | 1.4 | 14.83% | 1 | 192
Big Sand Draw Plant (4) | IC_NG | 60130 | 4 | WAPA_WY | 1.4 | 1.4 | 14.83% | 1 | 192
Big Sand Draw Plant (5) | IC_NG | 60130 | 5 | WAPA_WY | 1.4 | 1.4 | 14.83% | 1 | 192
Big Sand Draw Plant (6) | IC_NG | 60130 | 6 | WAPA_WY | 1.4 | 1.4 | 14.83% | 1 | 192
Big Silver Hydro | HY_WAT |  |  | BritishColumbia | 40.6 | 40.6 | 4.488% | 1 | 336
Big Sky Dairy Digester (GEN1) | IC_OT | 57393 | GEN1 | IdahoPower | 0.7 | 0.7 | 14.83% | 1 | 168
Big Sky Dairy Digester (GEN2) | IC_OT | 57393 | GEN2 | IdahoPower | 0.7 | 0.7 | 14.83% | 1 | 168
Big Thompson | HY_WAT | 515 | 1 | WAPA_CO | 4.1 | 4.1 | 4.488% | 1 | 336
Big Timber Wind Farm | WT_WND | 61155 | BT-MT | NWMT | 25 | 25 | 0% | 0 | 0
Big Top LLC | WT_WND | 56968 | 1 | BPA | 1.7 | 1.7 | 0% | 0 | 0
Big Valley Power LLC | ST_OT | 10288 | IS27 | PGAE | 8.7 | 8.7 | 14.83% | 1 | 192
Bighorn 1-2 | HY_WAT | CA-9 | 1,2 | Alberta | 120 | 120 | 4.488% | 1 | 336
Bighorn Solar Project_PV1 | PV_SUN |  |  | PublicServiceCO | 240 | 240 | 0% | 0 | 0
Biglow Canyon Wind Farm (1) | WT_WND | 56485 | 1 | PortlandGeneral | 125.4 | 125.4 | 0% | 0 | 0
Biglow Canyon Wind Farm (2) | WT_WND | 56485 | 2 | PortlandGeneral | 163.3 | 163.3 | 0% | 0 | 0
Biglow Canyon Wind Farm (3) | WT_WND | 56485 | 3 | PortlandGeneral | 161 | 161 | 0% | 0 | 0
Bimbo_ S. A. de C. V._ Planta Bimbo de Baja C | IC_DFO |  |  | N_BajaCA | 1.9 | 1.9 | 20.5% | 1 | 168
Bimbo_ S. A. de C. V._ Planta Marinela de Baj | IC_DFO |  |  | N_BajaCA | 0.95 | 0.95 | 20.5% | 1 | 168
Bimbo_ S. A. de C. V._ Planta Tijuana | IC_DFO |  |  | N_BajaCA | 0.95 | 0.95 | 20.5% | 1 | 168
Biola University Hybrid (EG3) | IC_NG | 54296 | EG3 | SCE | 0.2 | 0.2 | 14.83% | 1 | 192
Biomass One LP (BBC) | ST_OT | 10869 | BBC | PACWSouth | 8.5 | 8.5 | 14.83% | 1 | 192
Biomass One LP (GE) | ST_OT | 10869 | GE | PACWSouth | 14 | 14 | 14.83% | 1 | 192
Biomass One LP (GE-2) | ST_OT | 10869 | GE-2 | PACWSouth | 14 | 14 | 14.83% | 1 | 192
Biotech LS 0836 | IC_DFO | 56932 | BLS1 | Avista | 1 | 1 | 20.5% | 1 | 168
Birch Creek Power | HY_WAT | 10140 | GEN1 | PacificorpEast | 2.6 | 2.6 | 4.488% | 1 | 336
Bishop Creek 2 (1) | HY_WAT | 323 | 1 | SCE | 2.5 | 2.5 | 4.488% | 1 | 336
Bishop Creek 2 (2) | HY_WAT | 323 | 2 | SCE | 2.5 | 2.5 | 4.488% | 1 | 336
Bishop Creek 2 (3) | HY_WAT | 323 | 3 | SCE | 2.3 | 2.3 | 4.488% | 1 | 336
Bishop Creek 3 (1) | HY_WAT | 324 | 1 | SCE | 2.8 | 2.8 | 4.488% | 1 | 336
Bishop Creek 3 (2) | HY_WAT | 324 | 2 | SCE | 2.8 | 2.8 | 4.488% | 1 | 336
Bishop Creek 3 (3) | HY_WAT | 324 | 3 | SCE | 2.8 | 2.8 | 4.488% | 1 | 336
Bishop Creek 4 (1) | HY_WAT | 325 | 1 | SCE | 1 | 1 | 4.488% | 1 | 336
Bishop Creek 4 (2) | HY_WAT | 325 | 2 | SCE | 1 | 1 | 4.488% | 1 | 336
Bishop Creek 4 (3) | HY_WAT | 325 | 3 | SCE | 2 | 2 | 4.488% | 1 | 336
Bishop Creek 4 (4) | HY_WAT | 325 | 4 | SCE | 2.2 | 2.2 | 4.488% | 1 | 336
Bishop Creek 4 (5) | HY_WAT | 325 | 5 | SCE | 2 | 2 | 4.488% | 1 | 336
Bishop Creek 5 (1) | HY_WAT | 326 | 1 | SCE | 2 | 2 | 4.488% | 1 | 336
Bishop Creek 5 (2) | HY_WAT | 326 | 2 | SCE | 1.8 | 1.8 | 4.488% | 1 | 336
Bishop Creek 6 | HY_WAT | 327 | 1 | SCE | 1.6 | 1.6 | 4.488% | 1 | 336
Bison Solar LLC | PV_SUN | 60351 | BSPV1 | WAPA_CO | 30 | 30 | 0% | 0 | 0
Black Butte | HY_WAT | 7229 | 1 | PGAE | 6.1 | 6.1 | 4.488% | 1 | 336
Black Canyon (1) | HY_WAT | 6396 | 1 | IdahoPower | 5.1 | 5.1 | 4.488% | 1 | 336
Black Canyon (2) | HY_WAT | 6396 | 2 | IdahoPower | 5.1 | 5.1 | 4.488% | 1 | 336
Black Cap Solar Plant | PV_SUN | 58150 | 1 | PACWSouth | 2 | 2 | 0% | 0 | 0
Black Creek | HY_WAT | 54860 | GEN1 | PugetSound | 3.7 | 3.7 | 4.488% | 1 | 336
Black Eagle (BLA1) | HY_WAT | 2181 | BLA1 | NWMT | 7 | 7 | 4.488% | 1 | 336
Black Eagle (BLA2) | HY_WAT | 2181 | BLA2 | NWMT | 7 | 7 | 4.488% | 1 | 336
Black Eagle (BLA3) | HY_WAT | 2181 | BLA3 | NWMT | 7 | 7 | 4.488% | 1 | 336
Black Eagle Solar, LLC | PV_SUN | 61336 | BESMT | NWMT | 3 | 3 | 0% | 0 | 0
Black Mountain Generating Station (1) | SCCT_NG | 56482 | 1 | TucsonElectric | 45 | 45 | 35.78% | 1 | 168
Black Mountain Generating Station (2) | SCCT_NG | 56482 | 2 | TucsonElectric | 45 | 45 | 35.78% | 1 | 168
Black Mountain Solar LLC | PV_SUN | 58042 | 1 | WAPA_LwrCO | 9 | 9 | 0% | 0 | 0
Blackfalds (BFD1) | ST_NG |  | 1 | Alberta | 4 | 4 | 3.641% | 1 | 369.3423
Blacksand Generating Facility (D182) | SCCT_OT | 56090 | D182 | SCE | 1.2 | 1.2 | 35.78% | 1 | 168
Blacksand Generating Facility (D189) | SCCT_OT | 56090 | D189 | SCE | 1.4 | 1.4 | 35.78% | 1 | 168
Blacksand Generating Facility (D190) | SCCT_OT | 56090 | D190 | SCE | 0.1 | 0.1 | 35.78% | 1 | 168
Blackspring Ridge Wind-1 | WT_WND |  |  | Alberta | 300 | 300 | 0% | 0 | 0
Blackwell Solar Park | PV_SUN | 59524 | FRBSP | PGAE | 20 | 20 | 0% | 0 | 0
Blind Canyon Hydro | HY_WAT | 54514 | 1 | IdahoPower | 1.3 | 1.3 | 4.488% | 1 | 336
Bliss (1) | HY_WAT | 810 | 1 | IdahoPower | 26.5 | 26.5 | 4.488% | 1 | 336
Bliss (2) | HY_WAT | 810 | 2 | IdahoPower | 24.8 | 24.8 | 4.488% | 1 | 336
Bliss (3) | HY_WAT | 810 | 3 | IdahoPower | 26.6 | 26.6 | 4.488% | 1 | 336
Bloomington Power Plant (1) | IC_DFO | 7767 | 1 | PacificorpEast | 1.5 | 1.5 | 20.5% | 1 | 168
Bloomington Power Plant (2) | IC_DFO | 7767 | 2 | PacificorpEast | 1.5 | 1.5 | 20.5% | 1 | 168
Bloomington Power Plant (3) | IC_DFO | 7767 | 3 | PacificorpEast | 1.5 | 1.5 | 20.5% | 1 | 168
Bloomington Power Plant (4) | IC_DFO | 7767 | 4 | PacificorpEast | 1.5 | 1.5 | 20.5% | 1 | 168
Bloomington Power Plant (5) | IC_DFO | 7767 | 5 | PacificorpEast | 1.5 | 1.5 | 20.5% | 1 | 168
Bloomington Power Plant (6) | IC_DFO | 7767 | 6 | PacificorpEast | 1.5 | 1.5 | 20.5% | 1 | 168
Bloomington Solar I | PV_SUN | 62805 | BLOOM | PacificorpEast | 2 | 2 | 0% | 0 | 0
Blue Lake Power LLC | ST_OT | 10764 | GEN1 | PGAE | 10 | 10 | 14.83% | 1 | 192
Blue Mesa (1) | HY_WAT | 512 | 1 | WAPA_CO | 43.2 | 43.2 | 4.488% | 1 | 336
Blue Mesa (2) | HY_WAT | 512 | 2 | WAPA_CO | 43.2 | 43.2 | 4.488% | 1 | 336
Blue Mountain Biogas (BMB N) | IC_OT | 58130 | BMB N | PacificorpEast | 1.5 | 1.5 | 14.83% | 1 | 168
Blue Mountain Biogas (BMB S) | IC_OT | 58130 | BMB S | PacificorpEast | 1.5 | 1.5 | 14.83% | 1 | 168
Blue Ridge 1 & Blue Ridge West 1 (wind) | WT_WND | CA-10121 | 1 | Alberta | 1.2 | 1.2 | 0% | 0 | 0
Blue Shld Of Cal- El Dorado Hlls Mtr B | PV_SUN | 62077 | PV1 | PGAE | 2.1 | 2.1 | 0% | 0 | 0
Blue Sky One | PV_SUN | 58689 | 1 | PublicServiceNM | 0.9 | 0.9 | 0% | 0 | 0
Blue Spruce Energy Center (CT01) | SCCT_NG | 55645 | CT01 | PublicServiceCO | 129.6 | 129.6 | 35.78% | 1 | 72
Blue Spruce Energy Center (CT02) | SCCT_NG | 55645 | CT02 | PublicServiceCO | 134.68 | 134.68 | 35.78% | 1 | 72
Blue Trail (formerly Macleod Flats) wind farm | WT_WND |  |  | Alberta | 66 | 66 | 0% | 0 | 0
Bluewater CDEC 1 | PV_SUN | 62994 | NMBW1 | AZPublicService | 2.4 | 2.4 | 0% | 0 | 0
Bluffview (CTG1) | CCCT_NG | 55977 | CTG1 | WAPA_LwrCO | 36.36 | 36.36 | 3.641% | 1 | 288
Bluffview (STG1) | CCCT_NG | 55977 | STG1 | WAPA_LwrCO | 24.54 | 24.54 | 3.641% | 1 | 288
Blundell (1) | ST_GST | 299 | 1 | PacificorpEast | 23 | 23 | 14.83% | 1 | 168
Blundell (2) | ST_GST | 299 | 2 | PacificorpEast | 9 | 9 | 14.83% | 1 | 168
Bly Solar Center | PV_SUN | 62272 | BLY | BPA | 8 | 8 | 0% | 0 | 0
Blythe Energy Inc (CT1) | CCCT_NG | 55295 | CT1 | SCE | 157.29 | 157.29 | 3.641% | 1 | 240
Blythe Energy Inc (CT2) | CCCT_NG | 55295 | CT2 | SCE | 157.29 | 157.29 | 3.641% | 1 | 240
Blythe Energy Inc (ST1) | CCCT_NG | 55295 | ST1 | SCE | 199.92 | 199.92 | 3.641% | 1 | 240
Blythe Solar 110, LLC (BLCK1) | PV_SUN | 60093 | BLCK1 | SCE | 38.7 | 38.7 | 0% | 0 | 0
Blythe Solar 110, LLC (BLCK2) | PV_SUN | 60093 | BLCK2 | SCE | 36.3 | 36.3 | 0% | 0 | 0
Blythe Solar 110, LLC (BLCK3) | PV_SUN | 60093 | BLCK3 | SCE | 34.8 | 34.8 | 0% | 0 | 0
Blythe Solar II, LLC (BLCK4) | PV_SUN | 60092 | BLCK4 | SCE | 33.2 | 33.2 | 0% | 0 | 0
Blythe Solar II, LLC (BLCK5) | PV_SUN | 60092 | BLCK5 | SCE | 33.9 | 33.9 | 0% | 0 | 0
Blythe Solar II, LLC (BLCK6) | PV_SUN | 60092 | BLCK6 | SCE | 32 | 32 | 0% | 0 | 0
Blythe Solar II, LLC (BLCK7) | PV_SUN | 60092 | BLCK7 | SCE | 32.1 | 32.1 | 0% | 0 | 0
Blythe Solar III, LLC (BLCK1) | PV_SUN | 60094 | BLCK1 | SCE | 31.2 | 31.2 | 0% | 0 | 0
Blythe Solar III, LLC (BLCK2) | PV_SUN | 60094 | BLCK2 | SCE | 31.2 | 31.2 | 0% | 0 | 0
Blythe Solar III, LLC (BLCK3) | PV_SUN | 60094 | BLCK3 | SCE | 31.2 | 31.2 | 0% | 0 | 0
Blythe Solar IV, LLC (BLCK1) | PV_SUN | 60095 | BLCK1 | SCE | 31.2 | 31.2 | 0% | 0 | 0
Blythe Solar IV, LLC (BLCK2) | PV_SUN | 60095 | BLCK2 | SCE | 31.2 | 31.2 | 0% | 0 | 0
Blythe Solar IV, LLC (BLCK3) | PV_SUN | 60095 | BLCK3 | SCE | 31.2 | 31.2 | 0% | 0 | 0
Boise R Diversion (1A) | HY_WAT | 6397 | 1A | IdahoPower | 1.1 | 1.1 | 4.488% | 1 | 336
Boise R Diversion (2A) | HY_WAT | 6397 | 2A | IdahoPower | 1.1 | 1.1 | 4.488% | 1 | 336
Boise R Diversion (3A) | HY_WAT | 6397 | 3A | IdahoPower | 1.1 | 1.1 | 4.488% | 1 | 336
Bolthouse Farms Fuel Cell (MM28) | OtherTech_NG | 61845 | MM28 | SCE | 2.5 | 2.5 | 14.83% | 1 | 168
Bolthouse Farms Fuel Cell (MM29) | OtherTech_NG | 61845 | MM29 | SCE | 2.5 | 2.5 | 14.83% | 1 | 168
Bolthouse S&P and Rowen Farms Solar (1) | PV_SUN | 56862 | 1 | SCE | 0.3 | 0.3 | 0% | 0 | 0
Bolthouse S&P and Rowen Farms Solar (2) | PV_SUN | 56862 | 2 | SCE | 0.3 | 0.3 | 0% | 0 | 0
Bolthouse S&P and Rowen Farms Solar (3) | PV_SUN | 56862 | 3 | SCE | 0.3 | 0.3 | 0% | 0 | 0
Bolthouse S&P and Rowen Farms Solar (4) | PV_SUN | 56862 | 4 | SCE | 0.3 | 0.3 | 0% | 0 | 0
Bonanza | ST_Coal | 7790 | 1 | PacificorpEast | 458 | 0 | 9.169% | 1 | 240
Bone Creek Hydro | HY_WAT |  |  | BritishColumbia | 19 | 19 | 4.488% | 1 | 336
Bonneville (1) | HY_WAT | 3075 | 1 | BPA | 53.5 | 53.5 | 4.488% | 1 | 336
Bonneville (10) | HY_WAT | 3075 | 10 | BPA | 54 | 54 | 4.488% | 1 | 336
Bonneville (11) | HY_WAT | 3075 | 11 | BPA | 66.5 | 66.5 | 4.488% | 1 | 336
Bonneville (12) | HY_WAT | 3075 | 12 | BPA | 66.5 | 66.5 | 4.488% | 1 | 336
Bonneville (13) | HY_WAT | 3075 | 13 | BPA | 66.5 | 66.5 | 4.488% | 1 | 336
Bonneville (14) | HY_WAT | 3075 | 14 | BPA | 66.5 | 66.5 | 4.488% | 1 | 336
Bonneville (15) | HY_WAT | 3075 | 15 | BPA | 66.5 | 66.5 | 4.488% | 1 | 336
Bonneville (16) | HY_WAT | 3075 | 16 | BPA | 66.5 | 66.5 | 4.488% | 1 | 336
Bonneville (17) | HY_WAT | 3075 | 17 | BPA | 66.5 | 66.5 | 4.488% | 1 | 336
Bonneville (18) | HY_WAT | 3075 | 18 | BPA | 66.5 | 66.5 | 4.488% | 1 | 336
Bonneville (2) | HY_WAT | 3075 | 2 | BPA | 53.5 | 53.5 | 4.488% | 1 | 336
Bonneville (3) | HY_WAT | 3075 | 3 | BPA | 62.1 | 62.1 | 4.488% | 1 | 336
Bonneville (4) | HY_WAT | 3075 | 4 | BPA | 62.1 | 62.1 | 4.488% | 1 | 336
Bonneville (5) | HY_WAT | 3075 | 5 | BPA | 62.1 | 62.1 | 4.488% | 1 | 336
Bonneville (6) | HY_WAT | 3075 | 6 | BPA | 62.1 | 62.1 | 4.488% | 1 | 336
Bonneville (7) | HY_WAT | 3075 | 7 | BPA | 62.1 | 62.1 | 4.488% | 1 | 336
Bonneville (8) | HY_WAT | 3075 | 8 | BPA | 62.1 | 62.1 | 4.488% | 1 | 336
Bonneville (9) | HY_WAT | 3075 | 9 | BPA | 62.1 | 62.1 | 4.488% | 1 | 336
Bonneville (F1) | HY_WAT | 3075 | F1 | BPA | 13.1 | 13.1 | 4.488% | 1 | 336
Bonneville (F2) | HY_WAT | 3075 | F2 | BPA | 13.1 | 13.1 | 4.488% | 1 | 336
Bonnybrooke PV | PV_SUN | 60413 | AZPV1 | SaltRiverProject | 41 | 41 | 0% | 0 | 0
Borel (1) | HY_WAT | 328 | 1 | SCE | 2.1 | 2.1 | 4.488% | 1 | 336
Borel (2) | HY_WAT | 328 | 2 | SCE | 2.5 | 2.5 | 4.488% | 1 | 336
Borel (3) | HY_WAT | 328 | 3 | SCE | 6 | 6 | 4.488% | 1 | 336
Boring Solar LLC | PV_SUN | 62169 | BSPV2 | PortlandGeneral | 2.2 | 2.2 | 0% | 0 | 0
Bottle Rock Power | ST_GST | 902 | 1 | PGAE | 9 | 9 | 14.83% | 1 | 168
Boulder (1) | HY_WAT | 3699 | 1 | PacificorpEast | 1.4 | 1.4 | 4.488% | 1 | 336
Boulder (2) | HY_WAT | 3699 | 2 | PacificorpEast | 1.4 | 1.4 | 4.488% | 1 | 336
Boulder (3) | HY_WAT | 3699 | 3 | PacificorpEast | 1.4 | 1.4 | 4.488% | 1 | 336
Boulder Canyon Hydro (1A) | HY_WAT | 466 | 1A | PublicServiceCO | 5 | 5 | 4.488% | 1 | 336
Boulder City Betasso Hydro Plant | HY_WAT | 54680 | 1 | PublicServiceCO | 3 | 3 | 4.488% | 1 | 336
Boulder City Lakewood Hydro | HY_WAT | 54679 | 1 | PublicServiceCO | 3.5 | 3.5 | 4.488% | 1 | 336
Boulder City Silver Lake Hydro | HY_WAT | 55931 | 1 | PublicServiceCO | 3.3 | 3.3 | 4.488% | 1 | 336
Boulder Park (1) | IC_NG | 8022 | 1 | Avista | 4.1 | 4.1 | 14.83% | 1 | 192
Boulder Park (2) | IC_NG | 8022 | 2 | Avista | 4.1 | 4.1 | 14.83% | 1 | 192
Boulder Park (3) | IC_NG | 8022 | 3 | Avista | 4.1 | 4.1 | 14.83% | 1 | 192
Boulder Park (4) | IC_NG | 8022 | 4 | Avista | 4.1 | 4.1 | 14.83% | 1 | 192
Boulder Park (5) | IC_NG | 8022 | 5 | Avista | 4.1 | 4.1 | 14.83% | 1 | 192
Boulder Park (6) | IC_NG | 8022 | 6 | Avista | 4.1 | 4.1 | 14.83% | 1 | 192
Boulder Solar II, LLC | PV_SUN | 60885 | BSII | Nevada | 50 | 50 | 0% | 0 | 0
Boulder Solar Power, LLC | PV_SUN | 60352 | BSP | Nevada | 100 | 100 | 0% | 0 | 0
Boundary (51) | HY_WAT | 6433 | 51 | SeattleCL | 158.4 | 158.4 | 4.488% | 1 | 336
Boundary (52) | HY_WAT | 6433 | 52 | SeattleCL | 161.5 | 161.5 | 4.488% | 1 | 336
Boundary (53) | HY_WAT | 6433 | 53 | SeattleCL | 158.4 | 158.4 | 4.488% | 1 | 336
Boundary (54) | HY_WAT | 6433 | 54 | SeattleCL | 161.5 | 161.5 | 4.488% | 1 | 336
Boundary (55) | HY_WAT | 6433 | 55 | SeattleCL | 232 | 232 | 4.488% | 1 | 336
Boundary (56) | HY_WAT | 6433 | 56 | SeattleCL | 232 | 232 | 4.488% | 1 | 336
Bountiful City (1A) | SCCT_NG | 3665 | 1A | PacificorpEast | 4.18 | 4.18 | 35.78% | 1 | 168
Bountiful City (2A) | SCCT_NG | 3665 | 2A | PacificorpEast | 11.48 | 11.48 | 35.78% | 1 | 168
Bountiful City (3A) | SCCT_NG | 3665 | 3A | PacificorpEast | 11.48 | 11.48 | 35.78% | 1 | 168
Bow Hydro System 1-22 Bow River AB | HY_WAT | CA-10 | 38374 | Alberta | 320 | 320 | 4.488% | 1 | 336
Bowerman Power LFG, LLC (GEN01) | IC_OT | 59461 | GEN01 | SCE | 3.4 | 3.4 | 14.83% | 1 | 168
Bowerman Power LFG, LLC (GEN02) | IC_OT | 59461 | GEN02 | SCE | 3.4 | 3.4 | 14.83% | 1 | 168
Bowerman Power LFG, LLC (GEN03) | IC_OT | 59461 | GEN03 | SCE | 3.4 | 3.4 | 14.83% | 1 | 168
Bowerman Power LFG, LLC (GEN04) | IC_OT | 59461 | GEN04 | SCE | 3.4 | 3.4 | 14.83% | 1 | 168
Bowerman Power LFG, LLC (GEN05) | IC_OT | 59461 | GEN05 | SCE | 3.4 | 3.4 | 14.83% | 1 | 168
Bowerman Power LFG, LLC (GEN06) | IC_OT | 59461 | GEN06 | SCE | 3.4 | 3.4 | 14.83% | 1 | 168
Bowerman Power LFG, LLC (GEN07) | IC_OT | 59461 | GEN07 | SCE | 3.4 | 3.4 | 14.83% | 1 | 168
Bowman | HY_WAT | 50546 | GEN1 | PGAE | 3.6 | 3.6 | 4.488% | 1 | 336
Box Canyon (1) | HY_WAT | 3891 | 1 | Avista | 22.5 | 22.5 | 4.488% | 1 | 336
Box Canyon (2) | HY_WAT | 3891 | 2 | Avista | 22.5 | 22.5 | 4.488% | 1 | 336
Box Canyon (3) | HY_WAT | 3891 | 3 | Avista | 22.5 | 22.5 | 4.488% | 1 | 336
Box Canyon (4) | HY_WAT | 3891 | 4 | Avista | 22.5 | 22.5 | 4.488% | 1 | 336
Box Canyon 1 | HY_WAT |  |  | Avista | 14.7 | 14.7 | 4.488% | 1 | 336
Box Canyon Dam (GEN1) | HY_WAT | 50179 | GEN1 | Nevada | 2.5 | 2.5 | 4.488% | 1 | 336
Box Canyon Dam (GEN2) | HY_WAT | 50179 | GEN2 | Nevada | 2.5 | 2.5 | 4.488% | 1 | 336
Boysen (1) | HY_WAT | 505 | 1 | WAPA_CO | 8.6 | 8.6 | 4.488% | 1 | 336
Boysen (2) | HY_WAT | 505 | 2 | WAPA_CO | 8.6 | 8.6 | 4.488% | 1 | 336
Brady (OEC) | ST_GST | 55991 | OEC | Nevada | 6.5 | 6.5 | 14.83% | 1 | 168
Brady (OEC1) | ST_GST | 55991 | OEC1 | Nevada | 15 | 15 | 14.83% | 1 | 168
Brandywine 1 | HY_WAT | CA-58 | 1 | BritishColumbia | 6 | 6 | 4.488% | 1 | 336
Brazeau 1-2 | HY_WAT | CA-11 | 1,2 | Alberta | 350 | 350 | 4.488% | 1 | 336
Brea Expansion Plant (G1) | CCCT_OT | 58007 | G1 | SCE | 6.8 | 6.8 | 3.641% | 0 | 0
Brea Expansion Plant (G2) | CCCT_OT | 58007 | G2 | SCE | 6.8 | 6.8 | 3.641% | 0 | 0
Brea Expansion Plant (G3) | CCCT_OT | 58007 | G3 | SCE | 6.8 | 6.8 | 3.641% | 0 | 0
Brea Expansion Plant (G4) | CCCT_OT | 58007 | G4 | SCE | 6.8 | 6.8 | 3.641% | 0 | 0
Brea Expansion Plant (G5) | CCCT_OT | 58007 | G5 | SCE | 10 | 10 | 3.641% | 0 | 0
Bridge River 1 1-4 | HY_WAT | CA-18 | 1,2,3,4 | BritishColumbia | 200 | 200 | 4.488% | 1 | 336
Bridge River 2 1-4 | HY_WAT | CA-19 | 1,2,3,4 | BritishColumbia | 280 | 280 | 4.488% | 1 | 336
Brigham City (1) | HY_WAT | 3666 | 1 | PacificorpEast | 0.5 | 0.5 | 4.488% | 1 | 336
Brigham City (2) | HY_WAT | 3666 | 2 | PacificorpEast | 0.5 | 0.5 | 4.488% | 1 | 336
Brigham City (8182) | HY_WAT | 3666 | 8182 | PacificorpEast | 0.5 | 0.5 | 4.488% | 1 | 336
Brighton PV Solar Plant | PV_SUN | 59144 | 15755 | PublicServiceCO | 1.8 | 1.8 | 0% | 0 | 0
Brilliant 1-4 | HY_WAT | CA-53 | 1,2,3,4 | BritishColumbia | 150 | 150 | 4.488% | 1 | 336
Brilliant Expansion | HY_WAT |  |  | BritishColumbia | 127.5 | 127.5 | 4.488% | 1 | 336
Broadridge Cogen (CG1) | IC_NG | 57580 | CG1 | PGAE | 0.9 | 0.9 | 14.83% | 1 | 192
Broadridge Cogen (CG2) | IC_NG | 57580 | CG2 | PGAE | 0.9 | 0.9 | 14.83% | 1 | 192
Broadridge Cogen (PV1) | PV_SUN | 57580 | PV1 | PGAE | 0.3 | 0.3 | 0% | 0 | 0
Broadridge Cogen (PV2) | PV_SUN | 57580 | PV2 | PGAE | 0.5 | 0.5 | 0% | 0 | 0
Broadwater Power Project | HY_WAT | 54006 | GEN1 | NWMT | 9.7 | 9.7 | 4.488% | 1 | 336
Brookfield Tehachapi 1 | WT_WND | 57962 | BT1 | SCE | 102 | 102 | 0% | 0 | 0
Brooks Solar (BSC1) | ST_OT |  | 1 | Alberta | 15 | 15 | 14.83% | 1 | 195.5556
Brown Lake 1 | HY_WAT | CA-70 | 1 | BritishColumbia | 7.2 | 7.2 | 4.488% | 1 | 336
Brownlee (1) | HY_WAT | 811 | 1 | IdahoPower | 120.1 | 120.1 | 4.488% | 1 | 336
Brownlee (2) | HY_WAT | 811 | 2 | IdahoPower | 123 | 123 | 4.488% | 1 | 336
Brownlee (3) | HY_WAT | 811 | 3 | IdahoPower | 118.4 | 118.4 | 4.488% | 1 | 336
Brownlee (4) | HY_WAT | 811 | 4 | IdahoPower | 123.7 | 123.7 | 4.488% | 1 | 336
Brownlee (5) | HY_WAT | 811 | 5 | IdahoPower | 241.7 | 241.7 | 4.488% | 1 | 336
Brush Generation Facility (GT1) | CCCT_NG | 10682 | GT1 | PublicServiceCO | 27.6 | 27.6 | 3.641% | 1 | 288
Brush Generation Facility (GT2) | SCCT_NG | 10682 | GT2 | PublicServiceCO | 24.9 | 24.9 | 35.78% | 1 | 168
Brush Generation Facility (GT3) | CCCT_NG | 10682 | GT3 | PublicServiceCO | 34.96 | 34.96 | 3.641% | 1 | 288
Brush Generation Facility (GT4) | CCCT_NG | 10682 | GT4 | PublicServiceCO | 27.9 | 27.9 | 3.641% | 1 | 288
Brush Generation Facility (GT5) | CCCT_NG | 10682 | GT5 | PublicServiceCO | 27.9 | 27.9 | 3.641% | 1 | 288
Brush Generation Facility (ST1) | CCCT_NG | 10682 | ST1 | PublicServiceCO | 27.6 | 27.6 | 3.641% | 1 | 288
Brush Generation Facility (ST2) | CCCT_NG | 10682 | ST2 | PublicServiceCO | 36.8 | 36.8 | 3.641% | 1 | 288
Brush Generation Facility (ST4) | CCCT_NG | 10682 | ST4 | PublicServiceCO | 83.7 | 83.7 | 3.641% | 1 | 288
Brush Solar Center | PV_SUN | 61844 | BRUSH | IdahoPower | 2.8 | 2.8 | 0% | 0 | 0
BTMPV_AZPS | PV_SUN |  |  | AZPublicService | 694 | 694 | 0% | 0 | 0
BTMPV_BANC | PV_SUN |  |  | BANC | 822 | 1311 | 0% | 0 | 0
BTMPV_BPAT | PV_SUN |  |  | BPA | 11 | 11 | 0% | 0 | 0
BTMPV_IID | PV_SUN |  |  | IID | 235 | 403 | 0% | 0 | 0
BTMPV_IPCO | PV_SUN |  |  | IdahoPower | 13 | 13 | 0% | 0 | 0
BTMPV_LADWP | PV_SUN |  |  | LDWP | 742 | 1212 | 0% | 0 | 0
BTMPV_NEVP | PV_SUN |  |  | Nevada | 186 | 186 | 0% | 0 | 0
BTMPV_PACE | PV_SUN |  |  | PacificorpEast | 452 | 452 | 0% | 0 | 0
BTMPV_PACW | PV_SUN |  |  | PACWSouth | 130 | 130 | 0% | 0 | 0
BTMPV_PGAE | PV_SUN |  |  | PGAE | 445 | 639 | 0% | 0 | 0
BTMPV_PGE | PV_SUN |  |  | PGAE | 64 | 64 | 0% | 0 | 0
BTMPV_PNM | PV_SUN |  |  | PublicServiceNM | 124 | 124 | 0% | 0 | 0
BTMPV_PSCO | PV_SUN |  |  | PublicServiceCO | 291 | 291 | 0% | 0 | 0
BTMPV_PSEI | PV_SUN |  |  | PugetSound | 46 | 46 | 0% | 0 | 0
BTMPV_SCE | PV_SUN |  |  | SCE | 2369 | 3372 | 0% | 0 | 0
BTMPV_SCL | PV_SUN |  |  | SeattleCL | 20 | 20 | 0% | 0 | 0
BTMPV_SDGE | PV_SUN |  |  | SDGE | 1379 | 1703 | 0% | 0 | 0
BTMPV_SRP | PV_SUN |  |  | SaltRiverProject | 133 | 133 | 0% | 0 | 0
BTMPV_TEPC | PV_SUN |  |  | TucsonElectric | 229 | 229 | 0% | 0 | 0
BTMPV_TID | PV_SUN |  |  | TIDC | 112 | 183 | 0% | 0 | 0
Buckeye Union HS District 201 | PV_SUN | 58037 | PV1 | AZPublicService | 3.3 | 3.3 | 0% | 0 | 0
Buckhorn Solar Plant | PV_SUN | 58600 | BSP1 | PacificorpEast | 3 | 3 | 0% | 0 | 0
BuckLake (PW01) | ST_NG |  | 1 | Alberta | 3 | 3 | 3.641% | 1 | 369.3423
Bucks Creek (H1) | HY_WAT | 220 | H1 | PGAE | 32.5 | 32.5 | 4.488% | 1 | 336
Bucks Creek (H2) | HY_WAT | 220 | H2 | PGAE | 32.5 | 32.5 | 4.488% | 1 | 336
Buena Vista Biomass Power | ST_OT | 58472 | 1 | PGAE | 15.9 | 15.9 | 14.83% | 1 | 192
Buena Vista Energy LLC | WT_WND | 56446 | 1 | PGAE | 38 | 38 | 0% | 0 | 0
Buffalo Bill (1) | HY_WAT | 7317 | 1 | WAPA_CO | 6 | 6 | 4.488% | 1 | 336
Buffalo Bill (2) | HY_WAT | 7317 | 2 | WAPA_CO | 6 | 6 | 4.488% | 1 | 336
Buffalo Bill (3) | HY_WAT | 7317 | 3 | WAPA_CO | 6 | 6 | 4.488% | 1 | 336
Buidling L | PV_SUN | 60154 | BLDG1 | SCE | 1 | 1 | 0% | 0 | 0
Building F | PV_SUN | 60151 | BLDGF | SCE | 1.3 | 1.3 | 0% | 0 | 0
Building G | PV_SUN | 60153 | BLDGG | SCE | 1.2 | 1.2 | 0% | 0 | 0
BUL1 Bull Creek (BUL1)* | WT_WND |  | 1 | Alberta | 13 | 13 | 0% | 0 | 0
Bull Creek Wind | WT_WND | 56956 | 1 | Alberta | 11.19 | 11.19 | 0% | 0 | 0
Buntzen 1 #1 | HY_WAT | CA-20 | 1 | BritishColumbia | 55 | 55 | 4.488% | 1 | 336
Burdett | SCCT_OT |  | 1,2,3,4,5,6,7 | Alberta | 7 | 7 | 35.78% | 1 | 168
Burdett 368S DG P/V | PV_SUN |  | 1 | Alberta | 10 | 10 | 0% | 0 | 0
Burley Butte Windpark | WT_WND | 56434 | BBWP | IdahoPower | 21.3 | 21.3 | 0% | 0 | 0
Burlington (CO) (1) | SCCT_DFO | 6619 | 1 | WAPA_CO | 60 | 60 | 20.5% | 1 | 168
Burlington (CO) (2) | SCCT_DFO | 6619 | 2 | WAPA_CO | 60 | 60 | 20.5% | 1 | 168
Burney Creek | HY_WAT | 10706 | GEN1 | PGAE | 3 | 3 | 4.488% | 1 | 336
Burney Forest Products | ST_OT | 10652 | GEN1 | PGAE | 31 | 31 | 14.83% | 1 | 192
Busch Ranch II Wind Farm | WT_WND | 62445 | WT | PublicServiceCO | 59.4 | 59.4 | 0% | 0 | 0
Busch Ranch Wind Energy Farm | WT_WND | 57980 | WTG | PublicServiceCO | 29 | 29 | 0% | 0 | 0
Butt Valley | HY_WAT | 221 | 1 | PGAE | 41 | 41 | 4.488% | 1 | 336
Butte College Main Campus Solar | PV_SUN | 57970 | SOL1 | PGAE | 2.1 | 2.1 | 0% | 0 | 0
Butter Creek Power LLC | WT_WND | 56967 | 1 | BPA | 5 | 5 | 0% | 0 | 0
Bypass (GEN1) | HY_WAT | 50895 | GEN1 | IdahoPower | 3.3 | 3.3 | 4.488% | 1 | 336
Bypass (GEN2) | HY_WAT | 50895 | GEN2 | IdahoPower | 3.3 | 3.3 | 4.488% | 1 | 336
Bypass (GEN3) | HY_WAT | 50895 | GEN3 | IdahoPower | 3.3 | 3.3 | 4.488% | 1 | 336
BYU Central Heating Plant | SCCT_NG | 63423 | GEN1 | PacificorpEast | 13.95 | 13.95 | 35.78% | 1 | 168
BYUI Central Energy Facility | SCCT_NG | 59496 | ST601 | PacificorpEast | 4.61 | 4.61 | 35.78% | 1 | 168
C J Strike (1) | HY_WAT | 812 | 1 | IdahoPower | 32.3 | 32.3 | 4.488% | 1 | 336
C J Strike (2) | HY_WAT | 812 | 2 | IdahoPower | 29.6 | 29.6 | 4.488% | 1 | 336
C J Strike (3) | HY_WAT | 812 | 3 | IdahoPower | 30.1 | 30.1 | 4.488% | 1 | 336
C P Kelco San Diego Plant (GEN1) | SCCT_NG | 52147 | GEN1 | SDGE | 5.5 | 5.5 | 35.78% | 1 | 168
C P Kelco San Diego Plant (GEN2) | SCCT_NG | 52147 | GEN2 | SDGE | 6.3 | 6.3 | 35.78% | 1 | 168
C P Kelco San Diego Plant (GEN3) | SCCT_NG | 52147 | GEN3 | SDGE | 6.3 | 6.3 | 35.78% | 1 | 168
C&H Sugar Plant (TG3) | ST_OT | 58251 | TG3 | PGAE | 2 | 2 | 14.83% | 1 | 192
C&H Sugar Plant (TG4) | ST_OT | 58251 | TG4 | PGAE | 2 | 2 | 14.83% | 1 | 192
CA Dept of Public Health at Richmond | PV_SUN | 60428 | PV1 | PGAE | 2.2 | 2.2 | 0% | 0 | 0
CA Flats Solar 130, LLC | PV_SUN | 60033 | GEN01 | PGAE | 130 | 130 | 0% | 0 | 0
CA Flats Solar 150, LLC | PV_SUN | 60034 | GEN01 | PGAE | 150 | 150 | 0% | 0 | 0
Cabazon Wind Partners | WT_WND | 56011 | V-47 | SCE | 41 | 41 | 0% | 0 | 0
Cabin Creek (A) | STO_WAT | 467 | A | PublicServiceCO | 162 | 162 | 4.488% | 0 | 0
Cabin Creek (B) | STO_WAT | 467 | B | PublicServiceCO | 162 | 162 | 4.488% | 0 | 0
Cabinet Gorge (1) | HY_WAT | 833 | 1 | Avista | 66.5 | 66.5 | 4.488% | 1 | 336
Cabinet Gorge (2) | HY_WAT | 833 | 2 | Avista | 79.8 | 79.8 | 4.488% | 1 | 336
Cabinet Gorge (3) | HY_WAT | 833 | 3 | Avista | 80.2 | 80.2 | 4.488% | 1 | 336
Cabinet Gorge (4) | HY_WAT | 833 | 4 | Avista | 68.3 | 68.3 | 4.488% | 1 | 336
CAISO_Hydro_AZPS_Aggregate_CPUC | HY_WAT |  |  | AZPublicService | 40 | 40 | 0% | 0 | 0
CAISO_Hydro_BANC_Aggregate_CPUC | HY_WAT |  |  | BANC | 15 | 15 | 0% | 0 | 0
CAISO_Hydro_BPAT_Aggregate_CPUC | HY_WAT |  |  | BPA | 125 | 125 | 0% | 0 | 0
CAISO_Hydro_CISC_Aggregate_CPUC | HY_WAT |  |  | SCE | 29.5 | 29.5 | 0% | 0 | 0
CAISO_Hydro_PGE_Bay_Aggregate_CPUC | HY_WAT |  |  | PGAE | 4.01 | 4.01 | 0% | 0 | 0
CAISO_Hydro_PGE_Valley_Aggregate_CPUC | HY_WAT |  |  | PGAE | 44.5 | 44.5 | 0% | 0 | 0
CAISO_Hydro_SCE_Aggregate_CPUC | HY_WAT |  |  | SCE | 1 | 1 | 0% | 0 | 0
CAISO_Hydro_WALC_Aggregate_CPUC | HY_WAT |  |  | WAPA_LwrCO | 287.01 | 287.01 | 0% | 0 | 0
CAISO_Small_Hydro_PGE_Bay_Aggregate_CPUC | HY_WAT |  |  | PGAE | 3.59 | 3.59 | 0% | 0 | 0
CAISO_Small_Hydro_PGE_Valley_Aggregate_CPUC | HY_WAT |  |  | PGAE | 10.32 | 10.32 | 0% | 0 | 0
CAISO_Small_Hydro_SCE_Aggregate_CPUC | HY_WAT |  |  | SCE | 14.72 | 14.72 | 0% | 0 | 0
CAISO_Solar_CISC_Aggregate_CPUC | PV_SUN |  |  | SCE | 418.52 | 418.52 | 0% | 0 | 0
CAISO_Solar_IID_Aggregate_CPUC | PV_SUN |  |  | IID | 45 | 45 | 0% | 0 | 0
CAISO_Solar_LADWP_Aggregate_CPUC | PV_SUN |  |  | LDWP | 3 | 3 | 0% | 0 | 0
CAISO_Solar_PGE_Valley_Aggregate_CPUC | PV_SUN |  |  | PGAE | 569 | 569 | 0% | 0 | 0
CAISO_Solar_SCE_Aggregate_CPUC | PV_SUN |  |  | SCE | 753.35 | 753.35 | 0% | 0 | 0
CAISO_Solar_SDGE_Aggregate_CPUC | PV_SUN |  |  | SDGE | 4 | 4 | 0% | 0 | 0
CAISO_Wind_BPAT_Aggregate_CPUC | WT_WND |  |  | BPA | 150 | 150 | 0% | 0 | 0
CAISO_Wind_CISC_Aggregate_CPUC | WT_WND |  |  | SCE | 160 | 160 | 0% | 0 | 0
CAISO_Wind_LDWP_Aggregate_CPUC | WT_WND |  |  | LDWP | 5 | 5 | 0% | 0 | 0
CAISO_Wind_PGE_Bay_Aggregate_CPUC | WT_WND |  |  | PGAE | 58 | 58 | 0% | 0 | 0
CAISO_Wind_PGE_Valley_Aggregate_CPUC | WT_WND |  |  | PGAE | 50.31 | 50.31 | 0% | 0 | 0
CAISO_Wind_SCE_Aggregate_CPUC | WT_WND |  |  | SCE | 346.08 | 346.08 | 0% | 0 | 0
CAISO_Wind_SDG&E_Aggregate_CPUC | WT_WND |  |  | SDGE | 448 | 448 | 0% | 0 | 0
CAISO_Wind_SDGE_Aggregate_CPUC | WT_WND |  |  | SDGE | 498 | 498 | 0% | 0 | 0
Cal State Univ San Bernardino FC01 | OtherTech_NG | 57544 | FC01 | SCE | 1.4 | 1.4 | 14.83% | 1 | 168
Calabasas Gas to Energy Facility (GEN1) | SCCT_OT | 57163 | GEN1 | SCE | 3.31 | 3.31 | 35.78% | 1 | 168
Calabasas Gas to Energy Facility (GEN3) | SCCT_OT | 57163 | GEN3 | SCE | 3.31 | 3.31 | 35.78% | 1 | 168
CalCity Solar 1 | PV_SUN | 63054 | CALTR | SCE | 3 | 3 | 0% | 0 | 0
Calgary Energy Centre | CCCT_NG | CA-10128 | 1,2 | Alberta | 326.53 | 326.53 | 3.641% | 1 | 72
California Institute of Technology (GEN6) | CCCT_NG | 10262 | GEN6 | SCE | 1.84 | 1.84 | 3.641% | 1 | 288
California Institute of Technology (GEN7) | CCCT_NG | 10262 | GEN7 | SCE | 0.37 | 0.37 | 3.641% | 1 | 288
California PV Energy at ISD WWTP | PV_SUN | 59283 | W4236 | PGAE | 1 | 1 | 0% | 0 | 0
California State University San Bernardi | OtherTech_NG |  |  | SCE | 1.4 | 1.4 | 14.83% | 1 | 168
California Valley Solar Ranch (HPR2) | PV_SUN | 57439 | HPR2 | PGAE | 32.3 | 32.3 | 0% | 0 | 0
California Valley Solar Ranch (HPR2A) | PV_SUN | 57439 | HPR2A | PGAE | 21 | 21 | 0% | 0 | 0
California Valley Solar Ranch (HPR2B) | PV_SUN | 57439 | HPR2B | PGAE | 86.5 | 86.5 | 0% | 0 | 0
California Valley Solar Ranch (HPR2C) | PV_SUN | 57439 | HPR2C | PGAE | 70 | 70 | 0% | 0 | 0
California Valley Solar Ranch (HPR2D) | PV_SUN | 57439 | HPR2D | PGAE | 40 | 40 | 0% | 0 | 0
Calipatria Solar Farm | PV_SUN | 59088 | GEN 1 | IID | 20 | 20 | 0% | 0 | 0
Calistoga Power Plant (UNT1) | ST_GST | 50066 | UNT1 | PGAE | 55 | 55 | 14.83% | 1 | 168
Calistoga Power Plant (UNT2) | ST_GST | 50066 | UNT2 | PGAE | 55 | 55 | 14.83% | 1 | 168
Calligan Creek Hydroelectric Project | HY_WAT | 60418 | CC6MW | PugetSound | 6 | 6 | 4.488% | 1 | 336
CalPeak Power Border Peaker Plant | SCCT_NG | 55510 | CPP4 | SDGE | 49.15 | 48.22 | 35.78% | 1 | 168
CalPeak Power Enterprise Peaker Plant | SCCT_NG | 55513 | CPP7 | SDGE | 48.1 | 48.1 | 35.78% | 1 | 168
CalPeak Power Panoche Peaker Plant | SCCT_NG | 55508 | CPP2 | PGAE | 47.84 | 47.84 | 35.78% | 1 | 168
CalPeak Power Vaca Dixon Peaker Plant | SCCT_NG | 55499 | CPP1 | PGAE | 48.07 | 48.07 | 35.78% | 1 | 168
CalRenew-1 | PV_SUN | 56768 | CR1 | PGAE | 5 | 5 | 0% | 0 | 0
Caltech Central (CL00) | OtherTech_OT | 57460 | CL00 | SCE | 0.1 | 0 | 14.83% | 0 | 0
Caltech Central (CL01) | OtherTech_OT | 57460 | CL01 | SCE | 0.1 | 0 | 14.83% | 0 | 0
Caltech Central (CL02) | OtherTech_OT | 57460 | CL02 | SCE | 0.1 | 0 | 14.83% | 0 | 0
Caltech Central (CL03) | OtherTech_OT | 57460 | CL03 | SCE | 0.1 | 0 | 14.83% | 0 | 0
Caltech Central (CL04) | OtherTech_OT | 57460 | CL04 | SCE | 0.1 | 0 | 14.83% | 0 | 0
Caltech Central (CL05) | OtherTech_OT | 57460 | CL05 | SCE | 0.1 | 0 | 14.83% | 0 | 0
Caltech Central (CL06) | OtherTech_OT | 57460 | CL06 | SCE | 0.1 | 0 | 14.83% | 0 | 0
Caltech Central (CL07) | OtherTech_OT | 57460 | CL07 | SCE | 0.1 | 0 | 14.83% | 0 | 0
Caltech Central (CL08) | OtherTech_OT | 57460 | CL08 | SCE | 0.1 | 0 | 14.83% | 0 | 0
Caltech Central (CL09) | OtherTech_OT | 57460 | CL09 | SCE | 0.1 | 0 | 14.83% | 0 | 0
Caltech Central (CL10) | OtherTech_OT | 57460 | CL10 | SCE | 0.1 | 0 | 14.83% | 0 | 0
Camanche (1) | HY_WAT | 537 | 1 | PGAE | 3.5 | 3.5 | 4.488% | 1 | 336
Camanche (2) | HY_WAT | 537 | 2 | PGAE | 3.5 | 3.5 | 4.488% | 1 | 336
Camanche (3) | HY_WAT | 537 | 3 | PGAE | 3.5 | 3.5 | 4.488% | 1 | 336
Cameron Ridge LLC | WT_WND | 10586 | EXIS | SCE | 59.6 | 59.6 | 0% | 0 | 0
Camino (H1) | HY_WAT | 430 | H1 | BANC | 78.9 | 78.9 | 4.488% | 1 | 336
Camino (H2) | HY_WAT | 430 | H2 | BANC | 77 | 77 | 4.488% | 1 | 336
Camp Far West | HY_WAT | 531 | 1 | PGAE | 7.2 | 7.2 | 4.488% | 1 | 336
Camp Reed | WT_WND | 57125 | CRWP | IdahoPower | 22.5 | 22.5 | 0% | 0 | 0
Campbell Hill Windpower | WT_WND | 57090 | CHWF | PacificorpEast | 99 | 99 | 0% | 0 | 0
Campo Verde Solar | PV_SUN | 58467 | CVS1 | SDGE | 139 | 139 | 0% | 0 | 0
Cancarb #1 (Medicine Hat) | SCCT_NG | CA-10104 | 1 | Alberta | 42.86 | 42.86 | 35.78% | 1 | 168
Cantua Solar Station | PV_SUN | 57522 | 1 | PGAE | 20 | 20 | 0% | 0 | 0
Canyon Del Oro High School Solar (CDO1) | PV_SUN | 60685 | CDO1 | TucsonElectric | 1 | 1 | 0% | 0 | 0
Canyon Del Oro High School Solar (CDO2) | PV_SUN | 60685 | CDO2 | TucsonElectric | 0.1 | 0.1 | 0% | 0 | 0
Canyon Del Oro High School Solar (CDO3) | PV_SUN | 60685 | CDO3 | TucsonElectric | 0.2 | 0.2 | 0% | 0 | 0
Canyon Del Oro High School Solar (CDO4) | PV_SUN | 60685 | CDO4 | TucsonElectric | 0.2 | 0.2 | 0% | 0 | 0
Canyon Ferry (1) | HY_WAT | 6400 | 1 | NWMT | 19.2 | 19.2 | 4.488% | 1 | 336
Canyon Ferry (2) | HY_WAT | 6400 | 2 | NWMT | 19.2 | 19.2 | 4.488% | 1 | 336
Canyon Ferry (3) | HY_WAT | 6400 | 3 | NWMT | 19.2 | 19.2 | 4.488% | 1 | 336
Canyon Power Plant (CPP1) | SCCT_NG | 57027 | CPP1 | SCE | 49.4 | 49.4 | 35.78% | 1 | 168
Canyon Power Plant (CPP2) | SCCT_NG | 57027 | CPP2 | SCE | 48 | 48 | 35.78% | 1 | 168
Canyon Power Plant (CPP3) | SCCT_NG | 57027 | CPP3 | SCE | 48 | 48 | 35.78% | 1 | 168
Canyon Power Plant (CPP4) | SCCT_NG | 57027 | CPP4 | SCE | 49.4 | 49.4 | 35.78% | 1 | 168
Cape Scott Wind | WT_WND |  |  | BritishColumbia | 99 | 99 | 0% | 0 | 0
Cargill B6 Biofactory (1) | IC_OT | 57343 | 1 | IdahoPower | 1.1 | 1.1 | 14.83% | 1 | 168
Cargill B6 Biofactory (2) | IC_OT | 57343 | 2 | IdahoPower | 1.1 | 1.1 | 14.83% | 1 | 168
Cargill Camrose CT1 | SCCT_NG |  |  | Alberta | 6.12 | 6.12 | 35.78% | 1 | 168
Cargill Dry Creek Biofactory (GS1) | IC_OT | 57344 | GS1 | IdahoPower | 0.8 | 0.8 | 14.83% | 1 | 168
Cargill Dry Creek Biofactory (GS2) | IC_OT | 57344 | GS2 | IdahoPower | 0.8 | 0.8 | 14.83% | 1 | 168
Cargill Dry Creek Biofactory (GS3) | IC_OT | 57344 | GS3 | IdahoPower | 0.8 | 0.8 | 14.83% | 1 | 168
Cariboo Pulp & Paper 1 | ST_OT |  |  | BritishColumbia | 30.65 | 30.65 | 14.83% | 1 | 192
Cariboo Pulp & Paper 2 | ST_OT |  |  | BritishColumbia | 30.65 | 30.65 | 14.83% | 1 | 192
Caribou 1 (1) | HY_WAT | 222 | 1 | PGAE | 25 | 25 | 4.488% | 1 | 336
Caribou 1 (2) | HY_WAT | 222 | 2 | PGAE | 25 | 25 | 4.488% | 1 | 336
Caribou 1 (3) | HY_WAT | 222 | 3 | PGAE | 25 | 25 | 4.488% | 1 | 336
Caribou 2 (4) | HY_WAT | 223 | 4 | PGAE | 60 | 60 | 4.488% | 1 | 336
Caribou 2 (5) | HY_WAT | 223 | 5 | PGAE | 60 | 60 | 4.488% | 1 | 336
Carlsbad Energy Center (CEC 6) | SCCT_NG | 59002 | CEC 6 | SDGE | 105.5 | 105.5 | 35.78% | 1 | 168
Carlsbad Energy Center (CEC 7) | SCCT_NG | 59002 | CEC 7 | SDGE | 105.5 | 105.5 | 35.78% | 1 | 168
Carlsbad Energy Center (CEC 8) | SCCT_NG | 59002 | CEC 8 | SDGE | 105.5 | 105.5 | 35.78% | 1 | 168
Carlsbad Energy Center (CEC 9) | SCCT_NG | 59002 | CEC 9 | SDGE | 105.5 | 105.5 | 35.78% | 1 | 168
Carlsbad Energy Center (CEC10) | SCCT_NG | 59002 | CEC10 | SDGE | 105.5 | 105.5 | 35.78% | 1 | 168
Carmen Smith (1) | HY_WAT | 3067 | 1 | BPA | 50 | 50 | 4.488% | 1 | 336
Carmen Smith (2) | HY_WAT | 3067 | 2 | BPA | 50 | 50 | 4.488% | 1 | 336
Carmen Smith (3) | HY_WAT | 3067 | 3 | BPA | 6.5 | 6.5 | 4.488% | 1 | 336
Caroline (SHCG)* | ST_NG |  | 1 | Alberta | 11 | 11 | 3.641% | 1 | 369.3423
Carousel Wind Farm LLC | WT_WND | 59975 | CW1 | WAPA_CO | 150 | 150 | 0% | 0 | 0
Carrizo_Wind | WT_WND |  |  | PGAE | 139 | 267 | 0% | 0 | 0
Carrizozo Solar | PV_SUN | 61662 | PV1 | PublicServiceNM | 3 | 3 | 0% | 0 | 0
Carseland | SCCT_NG | CA-10096 | 1,2 | Alberta | 73.47 | 73.47 | 35.78% | 1 | 168
Carson Creek (GEN5) | SCCT_NG |  | 1 | Alberta | 15 | 15 | 35.78% | 1 | 174.1725
Carson Ice-Gen Project (1) | SCCT_NG | 7527 | 1 | BANC | 41.2 | 41.2 | 35.78% | 1 | 168
Carson Ice-Gen Project (2) | CCCT_NG | 7527 | 2 | BANC | 16.6 | 16.6 | 3.641% | 1 | 288
Carson Ice-Gen Project (CCCT) | CCCT_NG | 7527 | CCCT | BANC | 51.2 | 51.2 | 3.641% | 1 | 288
Carson Solar I | PV_SUN | 57509 | 1 | PublicServiceCO | 1.4 | 1.4 | 0% | 0 | 0
Carter Hydro (1) | HY_WAT | 58622 | 1 | WAPA_CO | 0.4 | 0.4 | 4.488% | 1 | 336
Carter Hydro (2) | HY_WAT | 58622 | 2 | WAPA_CO | 0.4 | 0.4 | 4.488% | 1 | 336
Carty Generating Station (GEN1) | CCCT_NG | 58503 | GEN1 | PortlandGeneral | 279 | 279 | 3.641% | 1 | 312
Carty Generating Station (GEN2) | CCCT_NG | 58503 | GEN2 | PortlandGeneral | 188 | 188 | 3.641% | 1 | 288
Cascade Dam (1) | HY_WAT | 813 | 1 | IdahoPower | 4.6 | 4.6 | 4.488% | 1 | 336
Cascade Dam (2) | HY_WAT | 813 | 2 | IdahoPower | 4.6 | 4.6 | 4.488% | 1 | 336
Cascade Solar | PV_SUN | 58590 | 1 | SCE | 18.5 | 18.5 | 0% | 0 | 0
Case Creek Solar | PV_SUN | 63207 | CCPV1 | BPA | 2.2 | 2.2 | 0% | 0 | 0
Casper Wind Farm | WT_WND | 57093 | CWGT | PacificorpEast | 17 | 17 | 0% | 0 | 0
Cassia Gulch | WT_WND | 56935 | 1 | IdahoPower | 18.9 | 18.9 | 0% | 0 | 0
Cassia Wind | WT_WND | 56934 | 1 | IdahoPower | 10.5 | 10.5 | 0% | 0 | 0
Castaic (1) | STO_WAT | 392 | 1 | LDWP | 270.5 | 270.5 | 4.488% | 0 | 0
Castaic (2) | STO_WAT | 392 | 2 | LDWP | 270.5 | 270.5 | 4.488% | 0 | 0
Castaic (3) | STO_WAT | 392 | 3 | LDWP | 270.5 | 270.5 | 4.488% | 0 | 0
Castaic (4) | STO_WAT | 392 | 4 | LDWP | 270.5 | 270.5 | 4.488% | 0 | 0
Castaic (5) | STO_WAT | 392 | 5 | LDWP | 270.5 | 270.5 | 4.488% | 0 | 0
Castaic (6) | STO_WAT | 392 | 6 | LDWP | 270.5 | 270.5 | 4.488% | 0 | 0
Castaic (7) | HY_WAT | 392 | 7 | LDWP | 51.5 | 51.5 | 4.488% | 1 | 336
Castaic Lake Phase II | PV_SUN | 63385 | CA135 | SCE | 3.5 | 3.5 | 0% | 0 | 0
Castle River (Pincher Creek A) | WT_WND | CA-10106 | 3 | Alberta | 39 | 39 | 0% | 0 | 0
Castle River (Pincher Creek B) | WT_WND | CA-10106 | 4 | Alberta | 44 | 44 | 0% | 0 | 0
Castle Rock Ridge 2 (CRR2)* | WT_WND |  | 1 | Alberta | 29 | 29 | 0% | 0 | 0
Castle Rock Vineyards | PV_SUN | 57870 | SOLAR | PGAE | 0.8 | 0.8 | 0% | 0 | 0
Castlerock G1-1 | WT_WND |  |  | Alberta | 77 | 77 | 0% | 0 | 0
Castor Solar | PV_SUN | 60277 | CASTR | PGAE | 1.5 | 1.5 | 0% | 0 | 0
Catalina Solar 2, LLC | PV_SUN | 59334 | INV-1 | SCE | 18 | 18 | 0% | 0 | 0
Catalina Solar LLC | PV_SUN | 57708 | INV | SCE | 110 | 110 | 0% | 0 | 0
Causey (1) | HY_WAT | 7548 | 1 | PacificorpEast | 1.5 | 1.5 | 4.488% | 1 | 336
Causey (2) | HY_WAT | 7548 | 2 | PacificorpEast | 0.6 | 0.6 | 4.488% | 1 | 336
Cavalier Power Station GEN1-3 | CCCT_NG | CA-10084 | 1,2,3 | Alberta | 122.45 | 122.45 | 3.641% | 1 | 288
CBS Studio Center (9560) | OtherTech_NG | 58440 | 9560 | LDWP | 0.2 | 0.2 | 14.83% | 1 | 168
CBS Studio Center (9580) | OtherTech_NG | 58440 | 9580 | LDWP | 0.2 | 0.2 | 14.83% | 1 | 168
CBS Studio Center (9581) | OtherTech_NG | 58440 | 9581 | LDWP | 0.2 | 0.2 | 14.83% | 1 | 168
CBS Studio Center (9583) | OtherTech_NG | 58440 | 9583 | LDWP | 0.2 | 0.2 | 14.83% | 1 | 168
CBS Studio Center (9585) | OtherTech_NG | 58440 | 9585 | LDWP | 0.2 | 0.2 | 14.83% | 1 | 168
CBS Studio Center (9587) | OtherTech_NG | 58440 | 9587 | LDWP | 0.2 | 0.2 | 14.83% | 1 | 168
CBS Television City | PV_SUN | 58253 | GEN1 | LDWP | 1.6 | 1.6 | 0% | 0 | 0
CC Creek 1 | HY_WAT |  |  | BritishColumbia | 5 | 5 | 4.488% | 1 | 336
CC Landfill Energy, LLC (GT1) | SCCT_OT | 60792 | GT1 | Nevada | 3.31 | 3.31 | 35.78% | 1 | 168
CC Landfill Energy, LLC (GT2) | SCCT_OT | 60792 | GT2 | Nevada | 3.31 | 3.31 | 35.78% | 1 | 168
CCCSD Wastewater Treatment Plnt | SCCT_NG | 57573 | S188 | PGAE | 0.6 | 0.6 | 35.78% | 1 | 168
CDCR (CA) - Corcoran State Prison | PV_SUN | 61620 | CORSP | PGAE | 5 | 5 | 0% | 0 | 0
CDCR (CA) - Pleasant Valley State Prison | PV_SUN | 59748 | 1 | PGAE | 1.2 | 1.2 | 0% | 0 | 0
CDCR (CA) - Solano State Prison | PV_SUN | 61619 | SOLSP | PGAE | 1.1 | 1.1 | 0% | 0 | 0
CDCR (CA) - Wasco State Prison | PV_SUN | 61621 | WASCO | SCE | 1.5 | 1.5 | 0% | 0 | 0
C-Drop Hydro | HY_WAT | 58470 | GEN1 | PACWSouth | 1.1 | 1.1 | 4.488% | 1 | 336
CE Leathers | ST_GST | 10631 | GEN1 | IID | 43.2 | 43.2 | 14.83% | 1 | 168
CE Turbo LLC | ST_GST | 55984 | TG21 | IID | 10.9 | 10.9 | 14.83% | 1 | 168
CEC Solar #1117, LLC | PV_SUN | 60801 | PUEB2 | PublicServiceCO | 1.5 | 1.5 | 0% | 0 | 0
CED Avenal | PV_SUN | 60077 | AVCA | SCE | 15.8 | 15.8 | 0% | 0 | 0
CED Ducor 1 | PV_SUN | 60078 | DU1CA | SCE | 20 | 20 | 0% | 0 | 0
CED Ducor 2 | PV_SUN | 60079 | DU2CA | SCE | 20 | 20 | 0% | 0 | 0
CED Ducor 3 | PV_SUN | 60080 | DU3CA | SCE | 15 | 15 | 0% | 0 | 0
CED Ducor 4 | PV_SUN | 60081 | DU4CA | SCE | 20 | 20 | 0% | 0 | 0
Cedar Creek II | WT_WND | 57210 | 1 | PublicServiceCO | 248.3 | 248.3 | 0% | 0 | 0
Cedar Creek Wind (1) | WT_WND | 56371 | 1 | PublicServiceCO | 221 | 221 | 0% | 0 | 0
Cedar Creek Wind (2) | WT_WND | 56371 | 2 | PublicServiceCO | 79.5 | 79.5 | 0% | 0 | 0
Cedar Falls (WA) (5) | HY_WAT | 6430 | 5 | PugetSound | 15 | 15 | 4.488% | 1 | 336
Cedar Falls (WA) (6) | HY_WAT | 6430 | 6 | PugetSound | 15 | 15 | 4.488% | 1 | 336
Cedar Hills (1) | IC_OT | 57298 | 1 | PugetSound | 0.1 | 0.1 | 14.83% | 1 | 168
Cedar Hills (10) | IC_OT | 57298 | 10 | PugetSound | 0.1 | 0.1 | 14.83% | 1 | 168
Cedar Hills (11) | IC_OT | 57298 | 11 | PugetSound | 0.1 | 0.1 | 14.83% | 1 | 168
Cedar Hills (12) | IC_OT | 57298 | 12 | PugetSound | 0.1 | 0.1 | 14.83% | 1 | 168
Cedar Hills (13) | IC_OT | 57298 | 13 | PugetSound | 0.1 | 0.1 | 14.83% | 1 | 168
Cedar Hills (14) | IC_OT | 57298 | 14 | PugetSound | 0.1 | 0.1 | 14.83% | 1 | 168
Cedar Hills (15) | IC_OT | 57298 | 15 | PugetSound | 0.1 | 0.1 | 14.83% | 1 | 168
Cedar Hills (16) | IC_OT | 57298 | 16 | PugetSound | 0.1 | 0.1 | 14.83% | 1 | 168
Cedar Hills (17) | IC_OT | 57298 | 17 | PugetSound | 0.1 | 0.1 | 14.83% | 1 | 168
Cedar Hills (18) | IC_OT | 57298 | 18 | PugetSound | 0.1 | 0.1 | 14.83% | 1 | 168
Cedar Hills (2) | IC_OT | 57298 | 2 | PugetSound | 0.1 | 0.1 | 14.83% | 1 | 168
Cedar Hills (3) | IC_OT | 57298 | 3 | PugetSound | 0.1 | 0.1 | 14.83% | 1 | 168
Cedar Hills (4) | IC_OT | 57298 | 4 | PugetSound | 0.1 | 0.1 | 14.83% | 1 | 168
Cedar Hills (5) | IC_OT | 57298 | 5 | PugetSound | 0.1 | 0.1 | 14.83% | 1 | 168
Cedar Hills (6) | IC_OT | 57298 | 6 | PugetSound | 0.1 | 0.1 | 14.83% | 1 | 168
Cedar Hills (7) | IC_OT | 57298 | 7 | PugetSound | 0.1 | 0.1 | 14.83% | 1 | 168
Cedar Hills (8) | IC_OT | 57298 | 8 | PugetSound | 0.1 | 0.1 | 14.83% | 1 | 168
Cedar Hills (9) | IC_OT | 57298 | 9 | PugetSound | 0.1 | 0.1 | 14.83% | 1 | 168
Cedar Point Wind | WT_WND | 57315 | 1-139 | PublicServiceCO | 252 | 252 | 0% | 0 | 0
Cedar Valley Solar Plant | PV_SUN | 58599 | CVSP1 | PacificorpEast | 3 | 3 | 0% | 0 | 0
Celgar Mill Biomass | ST_OT |  |  | BritishColumbia | 40 | 40 | 14.83% | 1 | 192
Center (3) | IC_DFO | 491 | 3 | WAPA_CO | 0.5 | 0.5 | 20.5% | 1 | 168
Center (5) | IC_DFO | 491 | 5 | WAPA_CO | 1 | 1 | 20.5% | 1 | 168
Center Hybrid (1) | SCCT_NG | 56475 | 1 | SCE | 47 | 47 | 35.78% | 1 | 168
Center Peaker (1) | SCCT_NG |  |  | SCE | 47 | 47 | 35.78% | 1 | 174.1725
Centerville PH (1) | HY_WAT | 224 | 1 | PGAE | 5.5 | 5.5 | 4.488% | 1 | 336
Centerville PH (2) | HY_WAT | 224 | 2 | PGAE | 0.9 | 0.9 | 4.488% | 1 | 336
Centinela Solar Energy (CSE1) | PV_SUN | 58430 | CSE1 | IID | 33.4 | 33.4 | 0% | 0 | 0
Centinela Solar Energy (CSE2) | PV_SUN | 58430 | CSE2 | IID | 25.6 | 25.6 | 0% | 0 | 0
Centinela Solar Energy (CSE3) | PV_SUN | 58430 | CSE3 | IID | 33.4 | 33.4 | 0% | 0 | 0
Centinela Solar Energy (CSE4) | PV_SUN | 58430 | CSE4 | IID | 33.4 | 33.4 | 0% | 0 | 0
Centinela Solar Energy (CSE5) | PV_SUN | 58430 | CSE5 | IID | 18.6 | 18.6 | 0% | 0 | 0
Centinela Solar Energy (CSE6) | PV_SUN | 58430 | CSE6 | IID | 25.6 | 25.6 | 0% | 0 | 0
Central Antelope Dry Ranch B LLC | PV_SUN | 60281 | CADRB | SCE | 3 | 3 | 0% | 0 | 0
Central Antelope Dry Ranch C | PV_SUN | 59963 | CADRC | SCE | 16 | 16 | 0% | 0 | 0
Central Energy Plant USU | SCCT_NG | 58139 | TURBI | PacificorpEast | 3.94 | 3.94 | 35.78% | 1 | 168
Central Utilities Plant LAX 2 (GEN1) | SCCT_NG | 58258 | GEN1 | LDWP | 4.2 | 4.2 | 35.78% | 1 | 168
Central Utilities Plant LAX 2 (GEN2) | SCCT_NG | 58258 | GEN2 | LDWP | 4.2 | 4.2 | 35.78% | 1 | 168
Central Valley Ag Power | IC_OT | 58978 | CVAP | TIDC | 1.5 | 1.5 | 14.83% | 1 | 168
Central_Valley_North_Los_Banos_Wind | WT_WND |  |  | PGAE | 173 | 173 | 0% | 0 | 0
Century Generating Facility (C1) | SCCT_NG | 55934 | C1 | SCE | 9.46 | 9.46 | 35.78% | 1 | 168
Century Generating Facility (C2) | SCCT_NG | 55934 | C2 | SCE | 9.46 | 9.46 | 35.78% | 1 | 168
Century Generating Facility (C3) | SCCT_NG | 55934 | C3 | SCE | 9.46 | 9.46 | 35.78% | 1 | 168
Century Generating Facility (C4) | SCCT_NG | 55934 | C4 | SCE | 9.46 | 9.46 | 35.78% | 1 | 168
Cerro Prieto II U1 | ST_GST |  |  | N_BajaCA | 105.1 | 0 | 14.83% | 1 | 168
Cerro Prieto II U2 | ST_GST |  |  | N_BajaCA | 110 | 110 | 14.83% | 1 | 168
Cerro Prieto III U1 | ST_GST |  |  | N_BajaCA | 110 | 110 | 14.83% | 1 | 168
Cerro Prieto III U2 | ST_GST |  |  | N_BajaCA | 110 | 110 | 14.83% | 1 | 168
Cerro Prieto IV U1 | ST_GST |  |  | N_BajaCA | 23.5 | 23.5 | 14.83% | 1 | 168
Cerro Prieto IV U2 | ST_GST |  |  | N_BajaCA | 23.6 | 23.6 | 14.83% | 1 | 168
Cerro Prieto IV U3 | ST_GST |  |  | N_BajaCA | 23.6 | 23.6 | 14.83% | 1 | 168
Cerro Prieto IV U4 | ST_GST |  |  | N_BajaCA | 23.6 | 23.6 | 14.83% | 1 | 168
Cerro Prieto_Fotovoltaica | OtherTech_SUN |  |  | N_BajaCA | 5 | 5 | 14.83% | 0 | 0
CES Placerita Power Plant (UNT2) | CCCT_NG | 10677 | UNT2 | SCE | 46 | 46 | 3.641% | 1 | 288
CES Placerita Power Plant (UNT3) | CCCT_NG | 10677 | UNT3 | SCE | 23 | 23 | 3.641% | 1 | 288
CFW Solar X LLC - Vaughn | PV_SUN | 62378 | VSCFW | SCE | 1.6 | 1.6 | 0% | 0 | 0
CG&E Cogen 1 (Grande Prairie AB) | ST_OT |  |  | Alberta | 27 | 27 | 14.83% | 1 | 192
Chaffey College Rancho Cucamonga Campus | PV_SUN | 62150 | SOLAR | SCE | 4 | 4 | 0% | 0 | 0
Chalk Cliff Limited | SCCT_NG | 50003 | GEN1 | PGAE | 46.08 | 46.08 | 35.78% | 1 | 168
Chandler (1) | HY_WAT | 6406 | 1 | BPA | 6 | 6 | 4.488% | 1 | 336
Chandler (2) | HY_WAT | 6406 | 2 | BPA | 6 | 6 | 4.488% | 1 | 336
Cheakamus 1-2 | HY_WAT | CA-22 | 1,2 | BritishColumbia | 157 | 157 | 4.488% | 1 | 336
Chehalis Generating Facility (CA) | CCCT_NG | 55662 | CA | PACWSouth | 167 | 167 | 3.641% | 1 | 240
Chehalis Generating Facility (CT1) | CCCT_NG | 55662 | CT1 | PACWSouth | 170 | 170 | 3.641% | 1 | 240
Chehalis Generating Facility (CT2) | CCCT_NG | 55662 | CT2 | PACWSouth | 170 | 170 | 3.641% | 1 | 240
Chelan (A-1) | HY_WAT | 6424 | A-1 | ChelanCountyPUD | 31.4 | 31.4 | 4.488% | 1 | 336
Chelan (A-2) | HY_WAT | 6424 | A-2 | ChelanCountyPUD | 30.7 | 30.7 | 4.488% | 1 | 336
Cherokee (4) | ST_NG | 469 | 4 | PublicServiceCO | 310 | 0 | 3.641% | 1 | 696
Cherokee (5) | CCCT_NG | 469 | 5 | PublicServiceCO | 168.96 | 168.96 | 3.641% | 1 | 744
Cherokee (6) | CCCT_NG | 469 | 6 | PublicServiceCO | 168.96 | 168.96 | 3.641% | 1 | 744
Cherokee (7) | CCCT_NG | 469 | 7 | PublicServiceCO | 238.08 | 238.08 | 3.641% | 1 | 744
Chester Diversion Hydroelectric Project (1) | HY_WAT | 56893 | 1 | PacificorpEast | 1.2 | 1.2 | 4.488% | 1 | 336
Chester Diversion Hydroelectric Project (2) | HY_WAT | 56893 | 2 | PacificorpEast | 1.2 | 1.2 | 4.488% | 1 | 336
Chester Diversion Hydroelectric Project (3) | HY_WAT | 56893 | 3 | PacificorpEast | 1.2 | 1.2 | 4.488% | 1 | 336
Cheyenne Prairie Generating Station (01A) | CCCT_NG | 57703 | 01A | WAPA_CO | 37 | 37 | 3.641% | 1 | 744
Cheyenne Prairie Generating Station (01B) | CCCT_NG | 57703 | 01B | WAPA_CO | 37 | 37 | 3.641% | 1 | 744
Cheyenne Prairie Generating Station (01C) | CCCT_NG | 57703 | 01C | WAPA_CO | 20 | 20 | 3.641% | 1 | 744
Cheyenne Prairie Generating Station (02A) | SCCT_NG | 57703 | 02A | WAPA_CO | 37 | 37 | 35.78% | 1 | 744
Chicago Park | HY_WAT | 412 | 2P | PGAE | 44 | 44 | 4.488% | 1 | 336
Chickwat 1 | HY_WAT |  |  | BritishColumbia | 19 | 19 | 4.488% | 1 | 336
Chief Joseph (1) | HY_WAT | 3921 | 1 | BPA | 88.2 | 88.2 | 4.488% | 1 | 336
Chief Joseph (10) | HY_WAT | 3921 | 10 | BPA | 88.2 | 88.2 | 4.488% | 1 | 336
Chief Joseph (11) | HY_WAT | 3921 | 11 | BPA | 88.2 | 88.2 | 4.488% | 1 | 336
Chief Joseph (12) | HY_WAT | 3921 | 12 | BPA | 88.2 | 88.2 | 4.488% | 1 | 336
Chief Joseph (13) | HY_WAT | 3921 | 13 | BPA | 65 | 65 | 4.488% | 1 | 336
Chief Joseph (14) | HY_WAT | 3921 | 14 | BPA | 88.2 | 88.2 | 4.488% | 1 | 336
Chief Joseph (15) | HY_WAT | 3921 | 15 | BPA | 88.2 | 88.2 | 4.488% | 1 | 336
Chief Joseph (16) | HY_WAT | 3921 | 16 | BPA | 65 | 65 | 4.488% | 1 | 336
Chief Joseph (17) | HY_WAT | 3921 | 17 | BPA | 95 | 95 | 4.488% | 1 | 336
Chief Joseph (18) | HY_WAT | 3921 | 18 | BPA | 95 | 95 | 4.488% | 1 | 336
Chief Joseph (19) | HY_WAT | 3921 | 19 | BPA | 95 | 95 | 4.488% | 1 | 336
Chief Joseph (2) | HY_WAT | 3921 | 2 | BPA | 88.2 | 88.2 | 4.488% | 1 | 336
Chief Joseph (20) | HY_WAT | 3921 | 20 | BPA | 95 | 95 | 4.488% | 1 | 336
Chief Joseph (21) | HY_WAT | 3921 | 21 | BPA | 95 | 95 | 4.488% | 1 | 336
Chief Joseph (22) | HY_WAT | 3921 | 22 | BPA | 95 | 95 | 4.488% | 1 | 336
Chief Joseph (23) | HY_WAT | 3921 | 23 | BPA | 95 | 95 | 4.488% | 1 | 336
Chief Joseph (24) | HY_WAT | 3921 | 24 | BPA | 95 | 95 | 4.488% | 1 | 336
Chief Joseph (25) | HY_WAT | 3921 | 25 | BPA | 95 | 95 | 4.488% | 1 | 336
Chief Joseph (26) | HY_WAT | 3921 | 26 | BPA | 95 | 95 | 4.488% | 1 | 336
Chief Joseph (27) | HY_WAT | 3921 | 27 | BPA | 95 | 95 | 4.488% | 1 | 336
Chief Joseph (3) | HY_WAT | 3921 | 3 | BPA | 88.2 | 88.2 | 4.488% | 1 | 336
Chief Joseph (4) | HY_WAT | 3921 | 4 | BPA | 88.2 | 88.2 | 4.488% | 1 | 336
Chief Joseph (5) | HY_WAT | 3921 | 5 | BPA | 88.2 | 88.2 | 4.488% | 1 | 336
Chief Joseph (6) | HY_WAT | 3921 | 6 | BPA | 88.2 | 88.2 | 4.488% | 1 | 336
Chief Joseph (7) | HY_WAT | 3921 | 7 | BPA | 88.2 | 88.2 | 4.488% | 1 | 336
Chief Joseph (8) | HY_WAT | 3921 | 8 | BPA | 88.2 | 88.2 | 4.488% | 1 | 336
Chief Joseph (9) | HY_WAT | 3921 | 9 | BPA | 88.2 | 88.2 | 4.488% | 1 | 336
Childrens Hospital (0799) | IC_DFO | 10175 | 799 | SDGE | 1.4 | 1.4 | 20.5% | 1 | 168
Childrens Hospital (1711) | SCCT_NG | 10175 | 1711 | SDGE | 2.4 | 2.4 | 35.78% | 1 | 168
Childrens Hospital (5083) | IC_DFO | 10175 | 5083 | SDGE | 1 | 1 | 20.5% | 1 | 168
Childrens Hospital (5084) | IC_DFO | 10175 | 5084 | SDGE | 1 | 1 | 20.5% | 1 | 168
Childrens Hospital (5085) | IC_DFO | 10175 | 5085 | SDGE | 1 | 1 | 20.5% | 1 | 168
Chili Bar | HY_WAT | 225 | 1 | PGAE | 7 | 7 | 4.488% | 1 | 336
Chiloquin Solar, LLC | PV_SUN | 61631 | CHILO | BPA | 9.9 | 9.9 | 0% | 0 | 0
Chin Chute | HY_WAT | CA-10107 | 1 | Alberta | 15 | 15 | 4.488% | 1 | 336
Chin Chute Wind | WT_WND |  |  | Alberta | 30 | 30 | 0% | 0 | 0
Chin Chute Wind Power Project | WT_WND |  |  | Alberta | 30 | 30 | 0% | 0 | 0
China Creek | HY_WAT |  |  | BritishColumbia | 6.5 | 6.5 | 4.488% | 1 | 336
Chino Solar Valley | PV_SUN | 57560 | PV1 | AZPublicService | 19 | 19 | 0% | 0 | 0
Chokecherry and Sierra Madre Wind | WT_WND | 58987 | I-A | PacificorpEast | 500 | 500 | 0% | 0 | 0
Cholla (1) | ST_Coal | 113 | 1 | AZPublicService | 116 | 116 | 9.169% | 1 | 480
Cholla (3) | ST_Coal | 113 | 3 | AZPublicService | 271 | 271 | 9.169% | 1 | 696
Cholla (4) | ST_Coal | 113 | 4 | AZPublicService | 380 | 380 | 9.169% | 1 | 696
Chopin Wind LLC | WT_WND | 59076 | WT1 | BPA | 10 | 10 | 0% | 0 | 0
Chowchilla II (IC1) | IC_NG | 56185 | IC1 | PGAE | 3.1 | 3.1 | 14.83% | 1 | 192
Chowchilla II (IC10) | IC_NG | 56185 | IC10 | PGAE | 3.1 | 3.1 | 14.83% | 1 | 192
Chowchilla II (IC11) | IC_NG | 56185 | IC11 | PGAE | 3.1 | 3.1 | 14.83% | 1 | 192
Chowchilla II (IC12) | IC_NG | 56185 | IC12 | PGAE | 3.1 | 3.1 | 14.83% | 1 | 192
Chowchilla II (IC13) | IC_NG | 56185 | IC13 | PGAE | 3.1 | 3.1 | 14.83% | 1 | 192
Chowchilla II (IC14) | IC_NG | 56185 | IC14 | PGAE | 3.1 | 3.1 | 14.83% | 1 | 192
Chowchilla II (IC15) | IC_NG | 56185 | IC15 | PGAE | 3.1 | 3.1 | 14.83% | 1 | 192
Chowchilla II (IC16) | IC_NG | 56185 | IC16 | PGAE | 3.1 | 3.1 | 14.83% | 1 | 192
Chowchilla II (IC2) | IC_NG | 56185 | IC2 | PGAE | 3.1 | 3.1 | 14.83% | 1 | 192
Chowchilla II (IC3) | IC_NG | 56185 | IC3 | PGAE | 3.1 | 3.1 | 14.83% | 1 | 192
Chowchilla II (IC4) | IC_NG | 56185 | IC4 | PGAE | 3.1 | 3.1 | 14.83% | 1 | 192
Chowchilla II (IC5) | IC_NG | 56185 | IC5 | PGAE | 3.1 | 3.1 | 14.83% | 1 | 192
Chowchilla II (IC6) | IC_NG | 56185 | IC6 | PGAE | 3.1 | 3.1 | 14.83% | 1 | 192
Chowchilla II (IC7) | IC_NG | 56185 | IC7 | PGAE | 3.1 | 3.1 | 14.83% | 1 | 192
Chowchilla II (IC8) | IC_NG | 56185 | IC8 | PGAE | 3.1 | 3.1 | 14.83% | 1 | 192
Chowchilla II (IC9) | IC_NG | 56185 | IC9 | PGAE | 3.1 | 3.1 | 14.83% | 1 | 192
Christina Lake (CL01) | ST_NG |  | 1 | Alberta | 83 | 83 | 3.641% | 1 | 369.3423
Christina Lake Oil Sands Cogen | SCCT_NG |  |  | Alberta | 123.47 | 123.47 | 35.78% | 1 | 168
Chuck Lenzie Generating Station (CTG1) | CCCT_NG | 55322 | CTG1 | Nevada | 162.96 | 162.96 | 3.641% | 1 | 240
Chuck Lenzie Generating Station (CTG2) | CCCT_NG | 55322 | CTG2 | Nevada | 162.96 | 162.96 | 3.641% | 1 | 240
Chuck Lenzie Generating Station (CTG3) | CCCT_NG | 55322 | CTG3 | Nevada | 162.96 | 162.96 | 3.641% | 1 | 240
Chuck Lenzie Generating Station (CTG4) | CCCT_NG | 55322 | CTG4 | Nevada | 162.96 | 162.96 | 3.641% | 1 | 240
Chuck Lenzie Generating Station (ST1) | CCCT_NG | 55322 | ST1 | Nevada | 257.05 | 257.05 | 3.641% | 1 | 240
Chuck Lenzie Generating Station (ST2) | CCCT_NG | 55322 | ST2 | Nevada | 257.05 | 257.05 | 3.641% | 1 | 240
Chuckawalla Solar | PV_SUN | 58506 | 937 | SCE | 4 | 4 | 0% | 0 | 0
Chuckawalla Valley State Prison | PV_SUN | 57011 | 1 | SCE | 0.9 | 0.9 | 0% | 0 | 0
Chula Vista Energy Center | SCCT_NG | 55540 | GEN1 | SDGE | 33.87 | 33.56 | 35.78% | 1 | 168
Cibola | PV_SUN | 59619 | CBLA | PublicServiceNM | 7.6 | 7.6 | 0% | 0 | 0
CID Solar (CA) | PV_SUN | 63204 | HLS | PGAE | 2 | 2 | 0% | 0 | 0
CID Solar, LLC | PV_SUN | 59183 | PV1 | PGAE | 20 | 20 | 0% | 0 | 0
Cimarron Solar Facility | PV_SUN | 57243 | CIM1 | PublicServiceNM | 30 | 30 | 0% | 0 | 0
Cipres_TG | SCCT_DFO | 81 | 1 | N_BajaCA | 26.02 | 0 | 20.5% | 1 | 168
Citizen B | PV_SUN | 59738 | CSB | PGAE | 5 | 5 | 0% | 0 | 0
Citizens Imperial Solar | PV_SUN | 62052 | CIS1 | IID | 30 | 30 | 0% | 0 | 0
City & County of Denver at Denver Int'l | PV_SUN | 57645 | PV1 | PublicServiceCO | 3.4 | 3.4 | 0% | 0 | 0
City of Boulder WWTP | PV_SUN | 57681 | 1 | PublicServiceCO | 0.9 | 0.9 | 0% | 0 | 0
City of Gallup Solar | PV_SUN | 62406 | X0022 | PublicServiceNM | 8 | 8 | 0% | 0 | 0
City of Hayward WWTP (1) | PV_SUN | 58525 | 1 | PGAE | 0.7 | 0.7 | 0% | 0 | 0
City of Madera WWTP | PV_SUN | 57682 | 1 | PGAE | 1 | 1 | 0% | 0 | 0
City of Palo Alto (GEN1) | IC_NG | 57714 | GEN1 | PGAE | 1.1 | 1.1 | 14.83% | 1 | 192
City of Palo Alto (GEN2) | IC_NG | 57714 | GEN2 | PGAE | 1.1 | 1.1 | 14.83% | 1 | 192
City of Palo Alto (GEN3) | IC_NG | 57714 | GEN3 | PGAE | 1.1 | 1.1 | 14.83% | 1 | 192
City of Palo Alto (GEN4) | IC_NG | 57714 | GEN4 | PGAE | 1.1 | 1.1 | 14.83% | 1 | 192
City of Rio Rancho WWTP | PV_SUN | 63391 | CORR | PublicServiceNM | 0.8 | 0.8 | 0% | 0 | 0
City of Soledad Water Reclamation | WT_WND | 59329 | SOL1 | PGAE | 1 | 1 | 0% | 0 | 0
City of Truth or Consequences PV | PV_SUN | 59653 | COTC | PublicServiceNM | 1.9 | 1.9 | 0% | 0 | 0
City Power Plant | HY_WAT | 841 | 3 | PacificorpEast | 8 | 8 | 4.488% | 1 | 336
CityCenter Central Plant Cogen Units (UNITA) | SCCT_NG | 57348 | UNITA | Nevada | 0.3 | 0.3 | 35.78% | 1 | 168
CityCenter Central Plant Cogen Units (UNITB) | SCCT_NG | 57348 | UNITB | Nevada | 0.3 | 0.3 | 35.78% | 1 | 168
Civic Center (GEN1) | CCCT_NG | 10623 | GEN1 | LDWP | 22.1 | 22.1 | 3.641% | 1 | 288
Civic Center (GEN2) | CCCT_NG | 10623 | GEN2 | LDWP | 0.5 | 0.5 | 3.641% | 1 | 288
Claresholm Solar | PV_SUN |  | 1 | Alberta | 130 | 130 | 0% | 0 | 0
Clark (NVE) (10) | CCCT_NG | 2322 | 10 | Nevada | 80.96 | 80.96 | 3.641% | 1 | 72
Clark (NVE) (11) | SCCT_NG | 2322 | 11 | Nevada | 51.87 | 51.87 | 35.78% | 1 | 168
Clark (NVE) (12) | SCCT_NG | 2322 | 12 | Nevada | 51.87 | 51.87 | 35.78% | 1 | 168
Clark (NVE) (13) | SCCT_NG | 2322 | 13 | Nevada | 51.87 | 51.87 | 35.78% | 1 | 168
Clark (NVE) (14) | SCCT_NG | 2322 | 14 | Nevada | 51.87 | 51.87 | 35.78% | 1 | 168
Clark (NVE) (15) | SCCT_NG | 2322 | 15 | Nevada | 51.87 | 51.87 | 35.78% | 1 | 168
Clark (NVE) (16) | SCCT_NG | 2322 | 16 | Nevada | 51.87 | 51.87 | 35.78% | 1 | 168
Clark (NVE) (17) | SCCT_NG | 2322 | 17 | Nevada | 51.87 | 51.87 | 35.78% | 1 | 168
Clark (NVE) (18) | SCCT_NG | 2322 | 18 | Nevada | 51.87 | 51.87 | 35.78% | 1 | 168
Clark (NVE) (19) | SCCT_NG | 2322 | 19 | Nevada | 51.87 | 51.87 | 35.78% | 1 | 168
Clark (NVE) (20) | SCCT_NG | 2322 | 20 | Nevada | 51.87 | 51.87 | 35.78% | 1 | 168
Clark (NVE) (21) | SCCT_NG | 2322 | 21 | Nevada | 51.87 | 51.87 | 35.78% | 1 | 168
Clark (NVE) (22) | SCCT_NG | 2322 | 22 | Nevada | 51.87 | 51.87 | 35.78% | 1 | 168
Clark (NVE) (9) | CCCT_NG | 2322 | 9 | Nevada | 80.96 | 80.96 | 3.641% | 1 | 72
Clark (NVE) (GT4) | SCCT_NG | 2322 | GT4 | Nevada | 54.87 | 54.87 | 35.78% | 1 | 72
Clark (NVE) (GT5) | CCCT_NG | 2322 | GT5 | Nevada | 74.52 | 74.52 | 3.641% | 1 | 72
Clark (NVE) (GT6) | CCCT_NG | 2322 | GT6 | Nevada | 74.52 | 74.52 | 3.641% | 1 | 72
Clark (NVE) (GT7) | CCCT_NG | 2322 | GT7 | Nevada | 74.52 | 74.52 | 3.641% | 1 | 72
Clark (NVE) (GT8) | CCCT_NG | 2322 | GT8 | Nevada | 74.52 | 74.52 | 3.641% | 1 | 72
Clear Lake | HY_WAT | 814 | 1 | IdahoPower | 2.2 | 2.2 | 4.488% | 1 | 336
Clear Lake Hydro Project | HY_WAT | 50128 | 3381 | PGAE | 2.3 | 2.3 | 4.488% | 1 | 336
Clear Spring Ranch PV Project | PV_SUN | 60511 | PV1 | PublicServiceCO | 10 | 10 | 0% | 0 | 0
Clearwater 1 | HY_WAT | 3020 | 1 | PACWSouth | 17.9 | 17.9 | 4.488% | 1 | 336
Clearwater 2 | HY_WAT | 3021 | 1 | PACWSouth | 31 | 31 | 4.488% | 1 | 336
Clearwater Power Plant (CT1) | CCCT_NG | 56356 | CT1 | SCE | 21 | 21 | 3.641% | 1 | 288
Clearwater Power Plant (ST1) | CCCT_NG | 56356 | ST1 | SCE | 7 | 7 | 3.641% | 1 | 288
Clif Bar Bakery of Twin Falls | PV_SUN | 62151 | PV1 | IdahoPower | 2 | 2 | 0% | 0 | 0
Clover Bar Energy Centre (CE) 1 | SCCT_NG | CA-7 | 1 | Alberta | 48.98 | 48.98 | 35.78% | 1 | 168
Clover Bar Energy Centre (CE) 2 | SCCT_NG | CA-7 | 2 | Alberta | 103.06 | 103.06 | 35.78% | 1 | 168
Clover Bar Energy Centre (CE) 3 | SCCT_NG | CA-7 | 3 | Alberta | 103.06 | 103.06 | 35.78% | 1 | 168
Clover Creek Solar_PV1 | PV_SUN |  |  | PacificorpEast | 80 | 80 | 0% | 0 | 0
Cloverdale Solar Center | PV_SUN | 60813 | ECA02 | PGAE | 1 | 1 | 0% | 0 | 0
Cloverdale Solar I | PV_SUN | 58949 | TBD | PGAE | 1.5 | 1.5 | 0% | 0 | 0
Clowhom 1 | HY_WAT | CA-23 | 1 | BritishColumbia | 45 | 45 | 4.488% | 1 | 336
CM10 | PV_SUN | 56944 | PV01 | Nevada | 10 | 10 | 0% | 0 | 0
CM48 (PV02) | PV_SUN | 57205 | PV02 | Nevada | 8 | 8 | 0% | 0 | 0
CM48 (PV03) | PV_SUN | 57205 | PV03 | Nevada | 10 | 10 | 0% | 0 | 0
CM48 (PV04) | PV_SUN | 57205 | PV04 | Nevada | 10 | 10 | 0% | 0 | 0
CM48 (PV05) | PV_SUN | 57205 | PV05 | Nevada | 10 | 10 | 0% | 0 | 0
CM48 (PV06) | PV_SUN | 57205 | PV06 | Nevada | 10 | 10 | 0% | 0 | 0
CNMEC Solar Energy Center | PV_SUN | 62191 | CNMEC | PublicServiceNM | 2 | 2 | 0% | 0 | 0
CO LI CSG 1 - Kamerra | PV_SUN | 63278 | X0056 | PublicServiceCO | 1.5 | 1.5 | 0% | 0 | 0
Coachella (1) | SCCT_NG | 6060 | 1 | IID | 20.1 | 20.1 | 35.78% | 1 | 168
Coachella (2) | SCCT_NG | 6060 | 2 | IID | 20 | 20 | 35.78% | 1 | 168
Coachella (3) | SCCT_NG | 6060 | 3 | IID | 20.7 | 20.7 | 35.78% | 1 | 168
Coachella (4) | SCCT_NG | 6060 | 4 | IID | 20.8 | 20.8 | 35.78% | 1 | 168
Coachella Hills Wind_WT1 | WT_WND |  |  | SCE | 46.8 | 46.8 | 0% | 0 | 0
Coaldale 1-6 | SCCT_OT |  | 1 | Alberta | 3 | 3 | 35.78% | 1 | 168
Coalinga 25D Cogen (TG1) | SCCT_NG | 52086 | TG1 | PGAE | 1.21 | 1.21 | 35.78% | 1 | 168
Coalinga 25D Cogen (TG2) | SCCT_NG | 52086 | TG2 | PGAE | 1.21 | 1.21 | 35.78% | 1 | 168
Coalinga 25D Cogen (TG3) | SCCT_NG | 52086 | TG3 | PGAE | 1.21 | 1.21 | 35.78% | 1 | 168
Coalinga 25D Cogen (TG4) | SCCT_NG | 52086 | TG4 | PGAE | 1.21 | 1.21 | 35.78% | 1 | 168
Coalinga 6C Cogen (TG1) | SCCT_NG | 52083 | TG1 | PGAE | 2.7 | 2.7 | 35.78% | 1 | 168
Coalinga 6C Cogen (TG2) | SCCT_NG | 52083 | TG2 | PGAE | 2.7 | 2.7 | 35.78% | 1 | 168
Coalinga Cogeneration | SCCT_NG | 50131 | K100 | PGAE | 36.1 | 36.1 | 35.78% | 1 | 168
Coalinga Cogeneration Facility (GEN1) | SCCT_NG | 50750 | GEN1 | PGAE | 0.68 | 0.68 | 35.78% | 1 | 168
Coalinga Cogeneration Facility (GEN2) | SCCT_NG | 50750 | GEN2 | PGAE | 0.68 | 0.68 | 35.78% | 1 | 168
Coastal Energy Project | WT_WND | 57756 | 1 | BPA | 6 | 6 | 0% | 0 | 0
Coca Cola American Canyon | OtherTech_NG | 57807 | COK01 | PGAE | 1 | 1 | 14.83% | 1 | 168
Cochrane (COC1) | HY_WAT | 2182 | COC1 | NWMT | 31 | 31 | 4.488% | 1 | 336
Cochrane (COC2) | HY_WAT | 2182 | COC2 | NWMT | 31 | 31 | 4.488% | 1 | 336
Coffin Butte (1) | IC_OT | 7725 | 1 | BPA | 0.8 | 0.8 | 14.83% | 1 | 168
Coffin Butte (2) | IC_OT | 7725 | 2 | BPA | 0.8 | 0.8 | 14.83% | 1 | 168
Coffin Butte (3) | IC_OT | 7725 | 3 | BPA | 0.8 | 0.8 | 14.83% | 1 | 168
Coffin Butte (4) | IC_OT | 7725 | 4 | BPA | 1.6 | 1.6 | 14.83% | 1 | 168
Coffin Butte (5) | IC_OT | 7725 | 5 | BPA | 1.6 | 1.6 | 14.83% | 1 | 168
Co-Gen II LLC | ST_OT | 50993 | GEN1 | PACWSouth | 7.3 | 7.3 | 14.83% | 1 | 192
Co-Gen LLC | ST_OT | 50921 | GEN1 | IdahoPower | 7.5 | 7.5 | 14.83% | 1 | 192
Cogenra - TEP | PV_SUN | 58832 | CTEP | TucsonElectric | 0.7 | 0.7 | 0% | 0 | 0
Cogentrix of Alamosa | PV_SUN | 57368 | 1 | PublicServiceCO | 30 | 30 | 0% | 0 | 0
Cold Canyon 1 | IC_OT | 58379 | W3998 | PGAE | 1.5 | 1.5 | 14.83% | 1 | 168
Cold Lake Nabiye GT1 | SCCT_NG |  |  | Alberta | 85 | 85 | 0% | 1 | 216
Cold Lake Nabiye GT2 | SCCT_NG |  |  | Alberta | 85 | 85 | 0% | 1 | 216
Cold Springs Windfarm | WT_WND | 57431 | 1 | IdahoPower | 23 | 23 | 0% | 0 | 0
Coleman PH | HY_WAT | 227 | 1 | PGAE | 13 | 13 | 4.488% | 1 | 336
Colgate (1) | HY_WAT | 454 | 1 | PGAE | 157.5 | 157.5 | 4.488% | 1 | 336
Colgate (2) | HY_WAT | 454 | 2 | PGAE | 157.5 | 157.5 | 4.488% | 1 | 336
Colgreen North Shore Solar Farm | PV_SUN | 60825 | CNS1 | IID | 74.8 | 74.8 | 0% | 0 | 0
Collierville Powerhouse (GEN1) | HY_WAT | 54555 | GEN1 | PGAE | 126.5 | 126.5 | 4.488% | 1 | 336
Collierville Powerhouse (GEN2) | HY_WAT | 54555 | GEN2 | PGAE | 126.5 | 126.5 | 4.488% | 1 | 336
Collins Pine Project | ST_OT | 10661 | GEN4 | PGAE | 10.2 | 10.2 | 14.83% | 1 | 192
Colon PV | PV_SUN | 59798 | W4172 | LDWP | 1.4 | 1.4 | 0% | 0 | 0
Colorado Energy Nations Company (GEN1) | ST_NG | 10003 | GEN1 | PublicServiceCO | 10 | 10 | 3.641% | 1 | 216
Colorado Energy Nations Company (GEN2) | ST_NG | 10003 | GEN2 | PublicServiceCO | 10 | 10 | 3.641% | 1 | 216
Colorado Energy Nations Company (GEN3) | ST_NG | 10003 | GEN3 | PublicServiceCO | 20 | 20 | 3.641% | 1 | 216
Colorado Green Holdings LLC | WT_WND | 56173 | CG | PublicServiceCO | 162 | 162 | 0% | 0 | 0
Colorado Highlands Wind (CHW1) | WT_WND | 57174 | CHW1 | WAPA_CO | 71 | 71 | 0% | 0 | 0
Colorado Highlands Wind (CHW2) | WT_WND | 57174 | CHW2 | WAPA_CO | 25.1 | 25.1 | 0% | 0 | 0
Colstrip (3) | ST_Coal | 6076 | 3 | NWMT | 740 | 740 | 9.169% | 1 | 480
Colstrip (4) | ST_Coal | 6076 | 4 | NWMT | 740 | 740 | 9.169% | 1 | 504
Colstrip Energy LP | ST_OT | 10784 | GEN1 | NWMT | 40.5 | 40.5 | 14.83% | 1 | 192
Colton Solar | PV_SUN | 61831 | PGRC2 | BritishColumbia | 2.2 | 2.2 | 0% | 0 | 0
Colton Solar One, LLC | PV_SUN | 59597 | CS001 | SCE | 2.5 | 2.5 | 0% | 0 | 0
Colton Solar Two, LLC | PV_SUN | 59598 | CS002 | SCE | 1 | 1 | 0% | 0 | 0
Columbia 3 | PV_SUN | 58502 | COL3 | SCE | 10 | 10 | 0% | 0 | 0
Columbia Generating Station | ST_NUC | 371 | 2 | BPA | 1163 | 1163 | 2.223% | 1 | 792
Columbia Solar Energy, LLC | PV_SUN | 59979 | GEN1 | PGAE | 19.2 | 19.2 | 0% | 0 | 0
Columbus Solar Project | PV_SUN | 61165 | 88029 | PublicServiceNM | 1.9 | 1.9 | 0% | 0 | 0
Colusa Generating Station (A) | CCCT_NG | 56532 | A | PGAE | 173.76 | 173.76 | 3.641% | 1 | 288
Colusa Generating Station (B) | CCCT_NG | 56532 | B | PGAE | 173.76 | 173.76 | 3.641% | 1 | 288
Colusa Generating Station (C) | CCCT_NG | 56532 | C | PGAE | 293.76 | 293.76 | 3.641% | 1 | 288
Comanche (CO) (3) | ST_Coal | 470 | 3 | PublicServiceCO | 750.68 | 750.68 | 9.169% | 1 | 696
Comanche Solar | PV_SUN | 59656 | COMCH | PublicServiceCO | 120 | 120 | 0% | 0 | 0
Combie South (1) | HY_WAT | 846 | 1 | PGAE | 0.5 | 0.5 | 4.488% | 1 | 336
Combie South (2) | HY_WAT | 846 | 2 | PGAE | 0.5 | 0.5 | 4.488% | 1 | 336
Combie South (3) | HY_WAT | 846 | 3 | PGAE | 0.5 | 0.5 | 4.488% | 1 | 336
Combine Hills I | WT_WND | 56195 | 1 | BPA | 43 | 43 | 0% | 0 | 0
Combustion Turbine Project No 2 | SCCT_NG | 7449 | NA1 | PGAE | 49.4 | 49.4 | 35.78% | 1 | 168
Comision Estatal de Servicios Publicos de Mex | IC_DFO |  |  | N_BajaCA | 0.95 | 0.95 | 20.5% | 1 | 168
Community Solar 1 | PV_SUN | 58545 | 1 | IID | 5.7 | 5.7 | 0% | 0 | 0
Condon Windpower LLC (GEN1) | WT_WND | 55739 | GEN1 | BPA | 24.6 | 24.6 | 0% | 0 | 0
Condon Windpower LLC (GEN2) | WT_WND | 55739 | GEN2 | BPA | 25.2 | 25.2 | 0% | 0 | 0
Conejos 1 Community Solar Array | PV_SUN | 60723 | CONEJ | WAPA_CO | 1.5 | 1.5 | 0% | 0 | 0
Conifex Green Energy 1 | ST_OT |  |  | BritishColumbia | 36 | 0 | 14.83% | 1 | 192
Conklin | SCCT_NG |  |  | Alberta | 92 | 92 | 35.78% | 1 | 168
Control Gorge | HY_WAT | 393 | 1 | LDWP | 37.5 | 37.5 | 4.488% | 1 | 336
Coolidge Generation Station (1) | SCCT_NG | 56948 | 1 | SaltRiverProject | 43.41 | 43.41 | 35.78% | 1 | 168
Coolidge Generation Station (10) | SCCT_NG | 56948 | 10 | SaltRiverProject | 43.41 | 43.41 | 35.78% | 1 | 168
Coolidge Generation Station (11) | SCCT_NG | 56948 | 11 | SaltRiverProject | 43.41 | 43.41 | 35.78% | 1 | 168
Coolidge Generation Station (12) | SCCT_NG | 56948 | 12 | SaltRiverProject | 43.41 | 43.41 | 35.78% | 1 | 168
Coolidge Generation Station (2) | SCCT_NG | 56948 | 2 | SaltRiverProject | 43.41 | 43.41 | 35.78% | 1 | 168
Coolidge Generation Station (3) | SCCT_NG | 56948 | 3 | SaltRiverProject | 43.41 | 43.41 | 35.78% | 1 | 168
Coolidge Generation Station (4) | SCCT_NG | 56948 | 4 | SaltRiverProject | 43.41 | 43.41 | 35.78% | 1 | 168
Coolidge Generation Station (5) | SCCT_NG | 56948 | 5 | SaltRiverProject | 43.41 | 43.41 | 35.78% | 1 | 168
Coolidge Generation Station (6) | SCCT_NG | 56948 | 6 | SaltRiverProject | 43.41 | 43.41 | 35.78% | 1 | 168
Coolidge Generation Station (7) | SCCT_NG | 56948 | 7 | SaltRiverProject | 43.41 | 43.41 | 35.78% | 1 | 168
Coolidge Generation Station (8) | SCCT_NG | 56948 | 8 | SaltRiverProject | 43.41 | 43.41 | 35.78% | 1 | 168
Coolidge Generation Station (9) | SCCT_NG | 56948 | 9 | SaltRiverProject | 43.41 | 43.41 | 35.78% | 1 | 168
Copco 1 (1) | HY_WAT | 294 | 1 | PACWSouth | 14 | 14 | 4.488% | 1 | 336
Copco 1 (2) | HY_WAT | 294 | 2 | PACWSouth | 14 | 14 | 4.488% | 1 | 336
Copco 2 (1) | HY_WAT | 295 | 1 | PACWSouth | 17 | 17 | 4.488% | 1 | 336
Copco 2 (2) | HY_WAT | 295 | 2 | PACWSouth | 17 | 17 | 4.488% | 1 | 336
Copper | SCCT_NG | 9 | 1 | ElPasoElectric | 64 | 64 | 35.78% | 1 | 168
Copper Crossing Solar LLC | PV_SUN |  |  | SaltRiverProject | 20 | 20 | 0% | 0 | 0
Copper Dam Plant (TURGO) | HY_WAT | 10323 | TURGO | BPA | 2.6 | 2.6 | 4.488% | 1 | 336
Copper Mountain Solar 2 (PV01) | PV_SUN | 58017 | PV01 | Nevada | 30 | 30 | 0% | 0 | 0
Copper Mountain Solar 2 (PV02) | PV_SUN | 58017 | PV02 | Nevada | 30 | 30 | 0% | 0 | 0
Copper Mountain Solar 2 (PV03) | PV_SUN | 58017 | PV03 | Nevada | 34 | 34 | 0% | 0 | 0
Copper Mountain Solar 2 (PV04) | PV_SUN | 58017 | PV04 | SCE | 30 | 30 | 0% | 0 | 0
Copper Mountain Solar 2 (PV05) | PV_SUN | 58017 | PV05 | Nevada | 30 | 30 | 0% | 0 | 0
Copper Mountain Solar 3 (1) | PV_SUN | 58915 | 1 | LDWP | 26 | 26 | 0% | 0 | 0
Copper Mountain Solar 3 (10) | PV_SUN | 58915 | 10 | Nevada | 21 | 21 | 0% | 0 | 0
Copper Mountain Solar 3 (2) | PV_SUN | 58915 | 2 | LDWP | 27 | 27 | 0% | 0 | 0
Copper Mountain Solar 3 (3) | PV_SUN | 58915 | 3 | LDWP | 26 | 26 | 0% | 0 | 0
Copper Mountain Solar 3 (4) | PV_SUN | 58915 | 4 | Nevada | 28 | 28 | 0% | 0 | 0
Copper Mountain Solar 3 (5) | PV_SUN | 58915 | 5 | Nevada | 25 | 25 | 0% | 0 | 0
Copper Mountain Solar 3 (6) | PV_SUN | 58915 | 6 | Nevada | 26 | 26 | 0% | 0 | 0
Copper Mountain Solar 3 (7) | PV_SUN | 58915 | 7 | Nevada | 26 | 26 | 0% | 0 | 0
Copper Mountain Solar 3 (8) | PV_SUN | 58915 | 8 | Nevada | 26 | 26 | 0% | 0 | 0
Copper Mountain Solar 3 (9) | PV_SUN | 58915 | 9 | Nevada | 24 | 24 | 0% | 0 | 0
Copper Mountain Solar 4, LLC (PV01) | PV_SUN | 59814 | PV01 | Nevada | 51.8 | 51.8 | 0% | 0 | 0
Copper Mountain Solar 4, LLC (PV02) | PV_SUN | 59814 | PV02 | Nevada | 41.8 | 41.8 | 0% | 0 | 0
Coram Energy LLC | WT_WND | 54299 | GEWE | SCE | 3 | 3 | 0% | 0 | 0
Coram Energy LLC (ECT) | WT_WND | 54298 | GEWE | SDGE | 7.5 | 7.5 | 0% | 0 | 0
Coram Tehachapi | WT_WND | 54750 | VW1 | SCE | 6.5 | 6.5 | 0% | 0 | 0
Corcoran | PV_SUN | 60450 | PVCR | PGAE | 1.1 | 1.1 | 0% | 0 | 0
Corcoran Solar | PV_SUN | 58374 | CSCA | PGAE | 20 | 20 | 0% | 0 | 0
Corcoran Solar 2 | PV_SUN | 59413 | C2CA | PGAE | 19.8 | 19.8 | 0% | 0 | 0
Corcoran Solar 3 | PV_SUN | 59900 | C3CA | PGAE | 20 | 20 | 0% | 0 | 0
CoreSite Real Estate 1656 McCarthy, L.P. (G-1) | IC_DFO | 61475 | G-1 | PGAE | 1 | 1 | 20.5% | 1 | 168
CoreSite Real Estate 1656 McCarthy, L.P. (G-2) | IC_DFO | 61475 | G-2 | PGAE | 1 | 1 | 20.5% | 1 | 168
CoreSite Real Estate 1656 McCarthy, L.P. (G-3) | IC_DFO | 61475 | G-3 | PGAE | 1 | 1 | 20.5% | 1 | 168
CoreSite Real Estate 1656 McCarthy, L.P. (G-4) | IC_DFO | 61475 | G-4 | PGAE | 1 | 1 | 20.5% | 1 | 168
CoreSite Real Estate 1656 McCarthy, L.P. (G-5) | IC_DFO | 61475 | G-5 | PGAE | 1 | 1 | 20.5% | 1 | 168
CoreSite Real Estate 2901 Coronado, L.P. (G-1) | IC_DFO | 61476 | G-1 | PGAE | 2 | 2 | 20.5% | 1 | 168
CoreSite Real Estate 2901 Coronado, L.P. (G-2) | IC_DFO | 61476 | G-2 | PGAE | 2 | 2 | 20.5% | 1 | 168
CoreSite Real Estate 2901 Coronado, L.P. (G-3) | IC_DFO | 61476 | G-3 | PGAE | 2 | 2 | 20.5% | 1 | 168
CoreSite Real Estate 2901 Coronado, L.P. (G-4) | IC_DFO | 61476 | G-4 | PGAE | 2 | 2 | 20.5% | 1 | 168
CoreSite Real Estate 2901 Coronado, L.P. (G-5) | IC_DFO | 61476 | G-5 | PGAE | 2 | 2 | 20.5% | 1 | 168
CoreSite Real Estate 2972 Stender, L.P. (G-1) | IC_DFO | 61464 | G-1 | PGAE | 2 | 2 | 20.5% | 1 | 168
CoreSite Real Estate 2972 Stender, L.P. (G-2) | IC_DFO | 61464 | G-2 | PGAE | 2 | 2 | 20.5% | 1 | 168
CoreSite Real Estate 2972 Stender, L.P. (G-3) | IC_DFO | 61464 | G-3 | PGAE | 2 | 2 | 20.5% | 1 | 168
CoreSite Real Estate 2972 Stender, L.P. (G-4) | IC_DFO | 61464 | G-4 | PGAE | 2 | 2 | 20.5% | 1 | 168
CoreSite Real Estate 2972 Stender, L.P. (G-5) | IC_DFO | 61464 | G-5 | PGAE | 2 | 2 | 20.5% | 1 | 168
CoreSite Real Estate 2972 Stender, L.P. (G-6) | IC_DFO | 61464 | G-6 | PGAE | 2 | 2 | 20.5% | 1 | 168
CoreSite Real Estate 3032 Coronado, L.P. (G-1) | IC_DFO | 61482 | G-1 | PGAE | 3 | 3 | 20.5% | 1 | 168
CoreSite Real Estate 3032 Coronado, L.P. (G-10) | IC_DFO | 61482 | G-10 | PGAE | 3 | 3 | 20.5% | 1 | 168
CoreSite Real Estate 3032 Coronado, L.P. (G-2) | IC_DFO | 61482 | G-2 | PGAE | 3 | 3 | 20.5% | 1 | 168
CoreSite Real Estate 3032 Coronado, L.P. (G-3) | IC_DFO | 61482 | G-3 | PGAE | 3 | 3 | 20.5% | 1 | 168
CoreSite Real Estate 3032 Coronado, L.P. (G-4) | IC_DFO | 61482 | G-4 | PGAE | 3 | 3 | 20.5% | 1 | 168
CoreSite Real Estate 3032 Coronado, L.P. (G-5) | IC_DFO | 61482 | G-5 | PGAE | 3 | 3 | 20.5% | 1 | 168
CoreSite Real Estate 3032 Coronado, L.P. (G-6) | IC_DFO | 61482 | G-6 | PGAE | 3 | 3 | 20.5% | 1 | 168
CoreSite Real Estate 3032 Coronado, L.P. (G-7) | IC_DFO | 61482 | G-7 | PGAE | 3 | 3 | 20.5% | 1 | 168
CoreSite Real Estate 3032 Coronado, L.P. (G-8) | IC_DFO | 61482 | G-8 | PGAE | 3 | 3 | 20.5% | 1 | 168
CoreSite Real Estate 3032 Coronado, L.P. (G-9) | IC_DFO | 61482 | G-9 | PGAE | 3 | 3 | 20.5% | 1 | 168
CoreSite Real Estate 55 S. Market Street (G-1) | IC_DFO | 61474 | G-1 | PGAE | 2 | 2 | 20.5% | 1 | 168
CoreSite Real Estate 55 S. Market Street (G-2) | IC_DFO | 61474 | G-2 | PGAE | 2 | 2 | 20.5% | 1 | 168
CoreSite Real Estate 55 S. Market Street (G-3) | IC_DFO | 61474 | G-3 | PGAE | 2 | 2 | 20.5% | 1 | 168
CoreSite Real Estate 55 S. Market Street (G-4) | IC_DFO | 61474 | G-4 | PGAE | 2 | 2 | 20.5% | 1 | 168
Corona | HY_WAT | 480 | 1 | SCE | 2.8 | 2.8 | 4.488% | 1 | 336
Coronado (CO1) | ST_Coal | 6177 | CO1 | SaltRiverProject | 380 | 380 | 9.169% | 1 | 696
Coronado (CO2) | ST_Coal | 6177 | CO2 | SaltRiverProject | 382 | 382 | 9.169% | 1 | 696
Coronal Lost Hills | PV_SUN | 59638 | CLH | SCE | 20 | 20 | 0% | 0 | 0
Coronus Adelanto West 1 | PV_SUN | 59536 | AWI | SCE | 1.5 | 1.5 | 0% | 0 | 0
Coronus Adelanto West 2 | PV_SUN | 59537 | AW2 | SCE | 1.5 | 1.5 | 0% | 0 | 0
Corra Linn 1-3 | HY_WAT | CA-54 | 1,2,3 | BritishColumbia | 51 | 51 | 4.488% | 1 | 336
Coso Energy Developers (GEN7) | ST_GST | 10875 | GEN7 | SCE | 26.1 | 26.1 | 14.83% | 1 | 168
Coso Energy Developers (GEN8) | ST_GST | 10875 | GEN8 | SCE | 28.5 | 28.5 | 14.83% | 1 | 168
Coso Energy Developers (GEN9) | ST_GST | 10875 | GEN9 | SCE | 28.7 | 28.7 | 14.83% | 1 | 168
Coso Finance Partners (GEN1) | ST_GST | 10873 | GEN1 | SCE | 27.5 | 27.5 | 14.83% | 1 | 168
Coso Finance Partners (GEN2) | ST_GST | 10873 | GEN2 | SCE | 27 | 27 | 14.83% | 1 | 168
Coso Finance Partners (GEN3) | ST_GST | 10873 | GEN3 | SCE | 27.2 | 27.2 | 14.83% | 1 | 168
Coso Power Developers (GEN4) | ST_GST | 10874 | GEN4 | SCE | 30 | 30 | 14.83% | 1 | 168
Coso Power Developers (GEN5) | ST_GST | 10874 | GEN5 | SCE | 27 | 27 | 14.83% | 1 | 168
Coso Power Developers (GEN6) | ST_GST | 10874 | GEN6 | SCE | 29 | 29 | 14.83% | 1 | 168
Cosumnes (1) | CCCT_NG | 55970 | 1 | BANC | 167.88 | 167.88 | 3.641% | 1 | 240
Cosumnes (2) | CCCT_NG | 55970 | 2 | BANC | 189.88 | 189.88 | 3.641% | 1 | 240
Cosumnes (3) | CCCT_NG | 55970 | 3 | BANC | 188.94 | 188.94 | 3.641% | 1 | 240
Cotton Center Solar | PV_SUN |  |  | AZPublicService | 17 | 17 | 0% | 0 | 0
Cotton Center Solar Hybrid | PV_SUN | 57561 | PV1 | AZPublicService | 17 | 17 | 0% | 0 | 0
Cottonwood (1) | HY_WAT | 394 | 1 | LDWP | 1.2 | 1.2 | 4.488% | 1 | 336
Cottonwood (2) | HY_WAT | 394 | 2 | LDWP | 1.2 | 1.2 | 4.488% | 1 | 336
Cottonwood Solar, LLC (City of Corcoran) | PV_SUN | 59087 | GEN 1 | PGAE | 12 | 12 | 0% | 0 | 0
Cottonwood Solar, LLC (Goose Lake) | PV_SUN | 59086 | GEN1 | SCE | 12 | 12 | 0% | 0 | 0
Cottonwood Solar, LLC Cottonwood Carport | PV_SUN | 59703 | 1 | PGAE | 1 | 1 | 0% | 0 | 0
Cougar (1) | HY_WAT | 3076 | 1 | BPA | 13 | 13 | 4.488% | 1 | 336
Cougar (2) | HY_WAT | 3076 | 2 | BPA | 13 | 13 | 4.488% | 1 | 336
County of San Diego SBRC | PV_SUN | 62242 | SBRC | SDGE | 1.3 | 1.3 | 0% | 0 | 0
Covalence Specialty Materials Mexico_ S. de R | IC_DFO |  |  | N_BajaCA | 0.95 | 0.95 | 20.5% | 1 | 168
Covanta Delano Energy (GEN1) | ST_OT | 10840 | GEN1 | SCE | 27 | 27 | 14.83% | 1 | 192
Covanta Delano Energy (GEN2) | ST_OT | 10840 | GEN2 | SCE | 22 | 22 | 14.83% | 1 | 192
Covanta Marion Inc | ST_OT | 50630 | GEN1 | PortlandGeneral | 9.8 | 9.8 | 14.83% | 1 | 168
Covanta Mendota | ST_OT | 10837 | GEN1 | PGAE | 25 | 25 | 14.83% | 1 | 192
Covanta Stanislaus Energy | ST_OT | 50632 | GEN1 | PGAE | 19.9 | 19.9 | 14.83% | 1 | 192
Cove Hydroelectric | HY_WAT | 10707 | GEN1 | PGAE | 5 | 5 | 4.488% | 1 | 336
Cove Mountain Solar | PV_SUN | 62469 | GEN01 | PacificorpEast | 58 | 58 | 0% | 0 | 0
Cove Mountain Solar 2 | PV_SUN | 62470 | GEN01 | PacificorpEast | 122 | 122 | 0% | 0 | 0
Cowiche | HY_WAT | 50423 | 983 | BPA | 1.6 | 1.6 | 4.488% | 1 | 336
Cowley Ridge North Wind Farm (Nonutility Wind 6) | WT_WND | CA-10001 | 1 | Alberta | 21.4 | 21.4 | 0% | 0 | 0
Cowley Ridge Wind Farm (Nonutility Wind 6) | WT_WND | CA-10001 | 1 | Alberta | 20 | 20 | 0% | 0 | 0
Cowlitz Falls (U#1) | HY_WAT | 7427 | U#1 | BPA | 35 | 35 | 4.488% | 1 | 336
Cowlitz Falls (U#2) | HY_WAT | 7427 | U#2 | BPA | 35 | 35 | 4.488% | 1 | 336
Coyote Creek | HY_WAT | 483 | 1 | SCE | 3.1 | 3.1 | 4.488% | 1 | 336
Coyote Ridge Community Solar | PV_SUN | 61425 | COYCS | WAPA_CO | 1.5 | 1.5 | 0% | 0 | 0
Coyote Springs (1) | CCCT_NG | 7350 | 1 | PortlandGeneral | 189 | 189 | 3.641% | 1 | 240
Coyote Springs (2) | CCCT_NG | 7350 | 2 | PortlandGeneral | 78 | 78 | 3.641% | 1 | 240
Coyote Springs II (1) | CCCT_NG | 7931 | 1 | Avista | 207 | 207 | 3.641% | 1 | 240
Coyote Springs II (2) | CCCT_NG | 7931 | 2 | Avista | 117 | 117 | 3.641% | 1 | 240
Crafton Hills College Solar Farm | PV_SUN | 58170 | GEN1 | SCE | 0.8 | 0.8 | 0% | 0 | 0
Craig (CO) (2) | ST_Coal | 6021 | 2 | WAPA_CO | 410 | 410 | 9.169% | 1 | 696
Craig (CO) (3) | ST_Coal | 6021 | 3 | WAPA_CO | 448 | 448 | 9.169% | 1 | 696
Creed Energy Center | SCCT_NG | 55625 | CT1 | PGAE | 45 | 45 | 35.78% | 1 | 168
Crescent Dunes Solar Energy | ST_SUN | 57275 | TSE-1 | Nevada | 110 | 110 | 0% | 0 | 0
Crescent Valley Solar_PV1 | PV_SUN |  |  | Nevada | 149 | 149 | 0% | 0 | 0
Cresta (1) | HY_WAT | 231 | 1 | PGAE | 35 | 35 | 4.488% | 1 | 336
Cresta (2) | HY_WAT | 231 | 2 | PGAE | 35 | 35 | 4.488% | 1 | 336
Crestar | OtherTech_NG |  | GEN1 | Alberta | 1.5 | 1.5 | 14.83% | 1 | 168
Crestbrook 1 | ST_OT | CA-62 | GEN1 | BritishColumbia | 10.8 | 10.8 | 14.83% | 1 | 192
Crockett Cogen Project | CCCT_NG | 55084 | GE1 | PGAE | 247.4 | 247.4 | 3.641% | 1 | 240
Crosscut | HY_WAT | 143 | CC5 | SaltRiverProject | 3 | 3 | 4.488% | 1 | 336
Crossfield Energy Centre #2 (CRS2) | SCCT_NG |  | 1 | Alberta | 48 | 48 | 35.78% | 1 | 174.1725
Crossfield Energy Centre #3 (CRS3) | SCCT_NG |  | 1 | Alberta | 48 | 48 | 35.78% | 1 | 174.1725
Crossfield Energy Centre 1-3 | SCCT_NG |  |  | Alberta | 48.98 | 48.98 | 35.78% | 1 | 168
Crown Cooling Facility | PV_SUN | 58527 | 1 | IID | 0.7 | 0.7 | 0% | 0 | 0
Crows Nest Pass Biomass | ST_OT |  |  | BritishColumbia | 7 | 7 | 14.83% | 1 | 192
Crystal | HY_WAT | 6159 | 1 | WAPA_CO | 35 | 35 | 4.488% | 1 | 336
Crystal Mountain | IC_DFO | 3853 | 1 | BPA | 2.5 | 2.5 | 20.5% | 1 | 168
Crystal Springs | HY_WAT | 10806 | GEN1 | IdahoPower | 2 | 2 | 4.488% | 1 | 336
CSD 2 - Heritage High | PV_SUN | 59130 | 57449 | PGAE | 1.3 | 1.3 | 0% | 0 | 0
CSD 2- Freedom High | PV_SUN | 59129 | 57449 | PGAE | 1.1 | 1.1 | 0% | 0 | 0
CSU East Bay | OtherTech_NG | 57042 | 1 | PGAE | 1.4 | 1.4 | 14.83% | 1 | 168
CSU Fresno Solar Project (1) | PV_SUN | 56813 | 1 | PGAE | 0.5 | 0.5 | 0% | 0 | 0
CSU Fresno Solar Project (2) | PV_SUN | 56813 | 2 | PGAE | 0.5 | 0.5 | 0% | 0 | 0
CSU Long Beach Lots 7 & 14 | PV_SUN | 62028 | CSULB | SCE | 1.8 | 1.8 | 0% | 0 | 0
CSU Pueblo | PV_SUN | 58481 | CSU1 | PublicServiceCO | 0.8 | 0.8 | 0% | 0 | 0
CSUCI Site Authority (GEN1) | CCCT_NG | 50851 | GEN1 | SCE | 21.66 | 21.66 | 3.641% | 1 | 288
CSUCI Site Authority (GEN2) | CCCT_NG | 50851 | GEN2 | SCE | 6.76 | 6.76 | 3.641% | 1 | 288
CSUF Nutwood Solar | PV_SUN | 60979 | PV1 | SCE | 1.9 | 1.9 | 0% | 0 | 0
CSUF State College | PV_SUN | 60978 | PV1 | SCE | 1 | 1 | 0% | 0 | 0
CTV Power Purchase Contract Trust (GEWE) | WT_WND | 54300 | GEWE | SCE | 4.5 | 4.5 | 0% | 0 | 0
CTV Power Purchase Contract Trust (SX1S) | WT_WND | 54300 | SX1S | SCE | 0.1 | 0.1 | 0% | 0 | 0
Culliton Creek Hydro | HY_WAT |  |  | BritishColumbia | 15 | 15 | 4.488% | 1 | 336
Currant Creek (CT1A) | CCCT_NG | 56102 | CT1A | PacificorpEast | 134.42 | 134.42 | 3.641% | 1 | 240
Currant Creek (CT1B) | CCCT_NG | 56102 | CT1B | PacificorpEast | 134.42 | 134.42 | 3.641% | 1 | 240
Currant Creek (ST1) | CCCT_NG | 56102 | ST1 | PacificorpEast | 252.86 | 252.86 | 3.641% | 1 | 240
Cushman 1 (21) | HY_WAT | 3914 | 21 | TacomaPower | 19 | 19 | 4.488% | 1 | 336
Cushman 1 (22) | HY_WAT | 3914 | 22 | TacomaPower | 19 | 19 | 4.488% | 1 | 336
Cushman 2 (31) | HY_WAT | 3915 | 31 | TacomaPower | 30 | 30 | 4.488% | 1 | 336
Cushman 2 (32) | HY_WAT | 3915 | 32 | TacomaPower | 30 | 30 | 4.488% | 1 | 336
Cushman 2 (33) | HY_WAT | 3915 | 33 | TacomaPower | 30 | 30 | 4.488% | 1 | 336
Cushman 2 (34) | HY_WAT | 3915 | 34 | BPA | 1.8 | 1.8 | 4.488% | 1 | 336
Cushman 2 (35) | HY_WAT | 3915 | 35 | BPA | 1.8 | 1.8 | 4.488% | 1 | 336
Cutler Hydro (1) | HY_WAT | 3646 | 1 | PacificorpEast | 15 | 15 | 4.488% | 1 | 336
Cutler Hydro (2) | HY_WAT | 3646 | 2 | PacificorpEast | 15 | 15 | 4.488% | 1 | 336
Cuyama Solar, LLC | PV_SUN | 60043 | GEN01 | PGAE | 40 | 40 | 0% | 0 | 0
Cuyamaca Peak Energy Plant | SCCT_NG | 55512 | CPP6 | SDGE | 48.7 | 48.7 | 35.78% | 1 | 168
Cymric 31X Cogen (TG1) | SCCT_NG | 52081 | TG1 | PGAE | 1.02 | 1.02 | 35.78% | 1 | 168
Cymric 31X Cogen (TG2) | SCCT_NG | 52081 | TG2 | PGAE | 1.02 | 1.02 | 35.78% | 1 | 168
Cymric 36W Cogen (GEN1) | SCCT_NG | 52104 | GEN1 | PGAE | 1.21 | 1.21 | 35.78% | 1 | 168
Cymric 36W Cogen (GEN2) | SCCT_NG | 52104 | GEN2 | PGAE | 1.21 | 1.21 | 35.78% | 1 | 168
Cymric 36W Cogen (GEN3) | SCCT_NG | 52104 | GEN3 | PGAE | 1.21 | 1.21 | 35.78% | 1 | 168
Cymric 36W Cogen (GEN4) | SCCT_NG | 52104 | GEN4 | PGAE | 1.21 | 1.21 | 35.78% | 1 | 168
Cymric 6Z Cogen (TG1) | SCCT_NG | 52082 | TG1 | PGAE | 1.02 | 1.02 | 35.78% | 1 | 168
Cymric 6Z Cogen (TG2) | SCCT_NG | 52082 | TG2 | PGAE | 1.02 | 1.02 | 35.78% | 1 | 168
DADS Gas Recovery (GEN1) | IC_OT | 56530 | GEN1 | PublicServiceCO | 0.8 | 0.8 | 14.83% | 1 | 168
DADS Gas Recovery (GEN2) | IC_OT | 56530 | GEN2 | PublicServiceCO | 0.8 | 0.8 | 14.83% | 1 | 168
DADS Gas Recovery (GEN3) | IC_OT | 56530 | GEN3 | PublicServiceCO | 0.8 | 0.8 | 14.83% | 1 | 168
DADS Gas Recovery (GEN4) | IC_OT | 56530 | GEN4 | PublicServiceCO | 0.8 | 0.8 | 14.83% | 1 | 168
Dafmex_ S. de R. L. de C. V. | IC_DFO |  |  | N_BajaCA | 0.95 | 0.95 | 20.5% | 1 | 168
Daishowa (DMI) I | SCCT_NG |  |  | Alberta | 53.06 | 53.06 | 35.78% | 1 | 168
Daishowa (DMI) II | SCCT_OT |  |  | Alberta | 20 | 20 | 35.78% | 1 | 168
Dalles Dam North Fishway Project | HY_WAT | 7431 | 1 | BPA | 5 | 5 | 4.488% | 1 | 336
Dapp/Westlock DVP | ST_OT |  | 1 | Alberta | 18 | 18 | 14.83% | 1 | 192
Darrington | ST_OT | 57969 | GEN1 | PugetSound | 4.5 | 4.5 | 14.83% | 1 | 192
Dave Gates Generating Station (1) | SCCT_NG | 56908 | 1 | NWMT | 48.1 | 48.1 | 35.78% | 1 | 168
Dave Gates Generating Station (2) | SCCT_NG | 56908 | 2 | NWMT | 48.1 | 48.1 | 35.78% | 1 | 168
Dave Gates Generating Station (3) | SCCT_NG | 56908 | 3 | NWMT | 48.1 | 48.1 | 35.78% | 1 | 168
Dave Johnston (1) | ST_Coal | 4158 | 1 | PacificorpEast | 104.94 | 104.94 | 9.169% | 1 | 336
Dave Johnston (2) | ST_Coal | 4158 | 2 | PacificorpEast | 104.94 | 104.94 | 9.169% | 1 | 336
Dave Johnston (3) | ST_Coal | 4158 | 3 | PacificorpEast | 220 | 220 | 9.169% | 1 | 384
Dave Johnston (4) | ST_Coal | 4158 | 4 | PacificorpEast | 330 | 330 | 9.169% | 1 | 504
Davis Dam (1) | HY_WAT | 152 | 1 | WAPA_LwrCO | 51.7 | 51.7 | 4.488% | 1 | 336
Davis Dam (2) | HY_WAT | 152 | 2 | WAPA_LwrCO | 51.7 | 51.7 | 4.488% | 1 | 336
Davis Dam (3) | HY_WAT | 152 | 3 | WAPA_LwrCO | 48 | 48 | 4.488% | 1 | 336
Davis Dam (4) | HY_WAT | 152 | 4 | WAPA_LwrCO | 51.7 | 51.7 | 4.488% | 1 | 336
Davis Dam (5) | HY_WAT | 152 | 5 | WAPA_LwrCO | 51.7 | 51.7 | 4.488% | 1 | 336
Davis Monthan AFB (AZ) West Airfield | PV_SUN | 59779 | 1 | TucsonElectric | 12.6 | 12.6 | 0% | 0 | 0
Dayton Cutoff Solar | PV_SUN | 61827 | PGRC3 | PortlandGeneral | 2.2 | 2.2 | 0% | 0 | 0
De Sabla | HY_WAT | 232 | 1 | PGAE | 18.5 | 18.5 | 4.488% | 1 | 336
Deadwood Creek | HY_WAT | 7507 | 1 | PGAE | 2 | 2 | 4.488% | 1 | 336
Deer Creek (UT) (1) | HY_WAT | 6404 | 1 | PGAE | 2.7 | 2.7 | 4.488% | 1 | 336
Deer Creek (UT) (2) | HY_WAT | 6404 | 2 | PGAE | 2.7 | 2.7 | 4.488% | 1 | 336
Deer Creek PH | HY_WAT | 233 | 1 | PGAE | 5.7 | 5.7 | 4.488% | 1 | 336
Del Ranch Company | ST_GST | 10632 | GEN1 | IID | 43.2 | 43.2 | 14.83% | 1 | 168
Delano Energy Center | SCCT_NG | 58122 | GEN1 | SCE | 34.92 | 34.92 | 35.78% | 1 | 168
Delano Land 1 | PV_SUN | 61116 | DELA1 | SCE | 1 | 1 | 0% | 0 | 0
Delta Energy Center (CTG1) | CCCT_NG | 55333 | CTG1 | PGAE | 175.72 | 175.72 | 3.641% | 1 | 240
Delta Energy Center (CTG2) | CCCT_NG | 55333 | CTG2 | PGAE | 165.6 | 165.6 | 3.641% | 1 | 240
Delta Energy Center (CTG3) | CCCT_NG | 55333 | CTG3 | PGAE | 165.6 | 165.6 | 3.641% | 1 | 240
Delta Energy Center (STG1) | CCCT_NG | 55333 | STG1 | PGAE | 264.59 | 264.59 | 3.641% | 1 | 240
Delta LF Cogen 1 | IC_OT | CA-77 | 1 | BritishColumbia | 2.16 | 2.16 | 14.83% | 1 | 168
Deming Solar Energy Center (DSEC) | PV_SUN | 57575 | DSEC | PublicServiceNM | 5 | 5 | 0% | 0 | 0
Deming Solar Energy Center (HON2) | PV_SUN | 57575 | HON2 | PublicServiceNM | 4 | 4 | 0% | 0 | 0
Demoss Petrie (GT2) | SCCT_NG | 124 | GT2 | TucsonElectric | 75.77 | 75.77 | 35.78% | 1 | 168
Denver Int Airport | PV_SUN | 56815 | 1 | PublicServiceCO | 1.8 | 1.8 | 0% | 0 | 0
Denver Intl Airport IV Solar | PV_SUN | 59462 | DIA4 | PublicServiceCO | 0.6 | 0.6 | 0% | 0 | 0
Denver Metro Solar | PV_SUN | 61563 | 53962 | PublicServiceCO | 1.6 | 1.6 | 0% | 0 | 0
Depot Park Solar System | PV_SUN | 58119 | DPSS | BANC | 3 | 3 | 0% | 0 | 0
Dept of General Services -FTB | PV_SUN | 60861 | PV1 | BANC | 2.7 | 2.7 | 0% | 0 | 0
Desert Basin (CTG1) | CCCT_NG | 55129 | CTG1 | SaltRiverProject | 163.76 | 163.76 | 3.641% | 1 | 240
Desert Basin (CTG2) | CCCT_NG | 55129 | CTG2 | SaltRiverProject | 163.76 | 163.76 | 3.641% | 1 | 240
Desert Basin (STG) | CCCT_NG | 55129 | STG | SaltRiverProject | 247.48 | 247.48 | 3.641% | 1 | 240
Desert Green Solar Farm LLC | PV_SUN | 57959 | 1 | SDGE | 6.3 | 6.3 | 0% | 0 | 0
Desert Hot Springs Solar | PV_SUN | 58514 | DHCA | SCE | 2.2 | 2.2 | 0% | 0 | 0
Desert Meadow Windfarm | WT_WND | 57430 | 1 | IdahoPower | 23 | 23 | 0% | 0 | 0
Desert Peak Power Plant (GEN2) | ST_GST | 10018 | GEN2 | Nevada | 15 | 15 | 14.83% | 1 | 168
Desert Peak Power Plant (OEC2) | ST_GST | 10018 | OEC2 | Nevada | 11 | 11 | 14.83% | 1 | 168
Desert Star | PV_SUN | 59444 | PV1 | SCE | 10 | 10 | 0% | 0 | 0
Desert Star Energy Center (ED01) | CCCT_NG | 55077 | ED01 | Nevada | 147.2 | 147.2 | 3.641% | 1 | 240
Desert Star Energy Center (ED02) | CCCT_NG | 55077 | ED02 | Nevada | 147.2 | 147.2 | 3.641% | 1 | 240
Desert Star Energy Center (ED03) | CCCT_NG | 55077 | ED03 | Nevada | 156.4 | 156.4 | 3.641% | 1 | 240
Desert Star Hybrid | PV_SUN | 62965 | DSPV | AZPublicService | 10 | 10 | 0% | 0 | 0
Desert Sunlight 250, LLC (DSL12) | PV_SUN | 58542 | DSL12 | SCE | 39.1 | 39.1 | 0% | 0 | 0
Desert Sunlight 250, LLC (DSL13) | PV_SUN | 58542 | DSL13 | SCE | 39.1 | 39.1 | 0% | 0 | 0
Desert Sunlight 250, LLC (DSL14) | PV_SUN | 58542 | DSL14 | SCE | 26.5 | 26.5 | 0% | 0 | 0
Desert Sunlight 250, LLC (DSL15) | PV_SUN | 58542 | DSL15 | SCE | 13.9 | 13.9 | 0% | 0 | 0
Desert Sunlight 250, LLC (DSL16) | PV_SUN | 58542 | DSL16 | SCE | 22.7 | 22.7 | 0% | 0 | 0
Desert Sunlight 250, LLC (DSL17) | PV_SUN | 58542 | DSL17 | SCE | 29 | 29 | 0% | 0 | 0
Desert Sunlight 250, LLC (DSL18) | PV_SUN | 58542 | DSL18 | SCE | 29 | 29 | 0% | 0 | 0
Desert Sunlight 250, LLC (DSL19) | PV_SUN | 58542 | DSL19 | SCE | 25.2 | 25.2 | 0% | 0 | 0
Desert Sunlight 250, LLC (DSL20) | PV_SUN | 58542 | DSL20 | SCE | 25.2 | 25.2 | 0% | 0 | 0
Desert Sunlight 300, LLC (DSL1) | PV_SUN | 57993 | DSL1 | SCE | 40.3 | 40.3 | 0% | 0 | 0
Desert Sunlight 300, LLC (DSL10) | PV_SUN | 57993 | DSL10 | SCE | 30.2 | 30.2 | 0% | 0 | 0
Desert Sunlight 300, LLC (DSL11) | PV_SUN | 57993 | DSL11 | SCE | 20.2 | 20.2 | 0% | 0 | 0
Desert Sunlight 300, LLC (DSL2) | PV_SUN | 57993 | DSL2 | SCE | 40.3 | 40.3 | 0% | 0 | 0
Desert Sunlight 300, LLC (DSL3) | PV_SUN | 57993 | DSL3 | SCE | 40.3 | 40.3 | 0% | 0 | 0
Desert Sunlight 300, LLC (DSL4) | PV_SUN | 57993 | DSL4 | SCE | 30.2 | 30.2 | 0% | 0 | 0
Desert Sunlight 300, LLC (DSL5) | PV_SUN | 57993 | DSL5 | SCE | 25.2 | 25.2 | 0% | 0 | 0
Desert Sunlight 300, LLC (DSL6) | PV_SUN | 57993 | DSL6 | SCE | 25.2 | 25.2 | 0% | 0 | 0
Desert Sunlight 300, LLC (DSL7) | PV_SUN | 57993 | DSL7 | SCE | 20.2 | 20.2 | 0% | 0 | 0
Desert Sunlight 300, LLC (DSL8) | PV_SUN | 57993 | DSL8 | SCE | 18.9 | 18.9 | 0% | 0 | 0
Desert Sunlight 300, LLC (DSL9) | PV_SUN | 57993 | DSL9 | SCE | 22.7 | 22.7 | 0% | 0 | 0
Desert View Power | ST_OT | 10300 | GEN1 | IID | 47 | 47 | 14.83% | 1 | 192
Detroit (1) | HY_WAT | 3077 | 1 | BPA | 50 | 50 | 4.488% | 1 | 336
Detroit (2) | HY_WAT | 3077 | 2 | BPA | 50 | 50 | 4.488% | 1 | 336
Devil Canyon (1) | HY_WAT | 436 | 1 | SCE | 57 | 57 | 4.488% | 1 | 336
Devil Canyon (2) | HY_WAT | 436 | 2 | SCE | 57 | 57 | 4.488% | 1 | 336
Devil Canyon (3) | HY_WAT | 436 | 3 | SCE | 74 | 74 | 4.488% | 1 | 336
Devil Canyon (4) | HY_WAT | 436 | 4 | SCE | 74 | 74 | 4.488% | 1 | 336
Dexter | HY_WAT | 3078 | 1 | BPA | 15 | 15 | 4.488% | 1 | 336
DGS Central California Womens Facility | PV_SUN | 63419 | 1122 | PGAE | 2 | 2 | 0% | 0 | 0
DGS Central Utility Plant (BS1) | IC_DFO | 58593 | BS1 | BANC | 0.4 | 0.4 | 20.5% | 1 | 168
DGS Central Utility Plant (EM1) | IC_DFO | 58593 | EM1 | BANC | 0.3 | 0.3 | 20.5% | 1 | 168
DGS Central Utility Plant (STG) | ST_NG | 58593 | STG | BANC | 1.8 | 1.8 | 3.641% | 1 | 216
DGS Wasco State Prison | PV_SUN | 63418 | 1122 | SCE | 2.3 | 2.3 | 0% | 0 | 0
Diablo (31) | HY_WAT | 6432 | 31 | SeattleCL | 90 | 90 | 4.488% | 1 | 336
Diablo (32) | HY_WAT | 6432 | 32 | SeattleCL | 90 | 90 | 4.488% | 1 | 336
Diablo (35) | HY_WAT | 6432 | 35 | PugetSound | 1.2 | 1.2 | 4.488% | 1 | 336
Diablo (36) | HY_WAT | 6432 | 36 | PugetSound | 1.2 | 1.2 | 4.488% | 1 | 336
Diablo Winds LLC | WT_WND | 56271 | VEST | SCE | 18 | 18 | 0% | 0 | 0
Diamond Valley Lake (10) | HY_WAT | 7942 | 10 | SCE | 3.3 | 3.3 | 4.488% | 1 | 336
Diamond Valley Lake (11) | HY_WAT | 7942 | 11 | SCE | 3.3 | 3.3 | 4.488% | 1 | 336
Diamond Valley Lake (12) | HY_WAT | 7942 | 12 | SCE | 3.3 | 3.3 | 4.488% | 1 | 336
Diamond Valley Lake (2) | HY_WAT | 7942 | 2 | SCE | 3.3 | 3.3 | 4.488% | 1 | 336
Diamond Valley Lake (3) | HY_WAT | 7942 | 3 | SCE | 3.3 | 3.3 | 4.488% | 1 | 336
Diamond Valley Lake (4) | HY_WAT | 7942 | 4 | SCE | 3.3 | 3.3 | 4.488% | 1 | 336
Diamond Valley Lake (6) | HY_WAT | 7942 | 6 | SCE | 3.3 | 3.3 | 4.488% | 1 | 336
Diamond Valley Lake (7) | HY_WAT | 7942 | 7 | SCE | 3.3 | 3.3 | 4.488% | 1 | 336
Diamond Valley Lake (8) | HY_WAT | 7942 | 8 | SCE | 3.3 | 3.3 | 4.488% | 1 | 336
Diamond Valley Solar Project | PV_SUN | 59405 | PV11 | SCE | 1.3 | 1.3 | 0% | 0 | 0
Dickson Dam #1-3 | HY_WAT | CA-21 | 1,2,3 | Alberta | 15 | 15 | 4.488% | 1 | 336
Dietrich Drop | HY_WAT | 10807 | GEN1 | IdahoPower | 4.8 | 4.8 | 4.488% | 1 | 336
Difwind Farms Ltd VI | WT_WND | 54686 | EXIS | SCE | 25.3 | 25.3 | 0% | 0 | 0
Dignity - San Martin | PV_SUN | 61862 | PV1 | Nevada | 1.7 | 1.7 | 0% | 0 | 0
Dignity - Siena Campus | PV_SUN | 61825 | PV1 | Nevada | 1.4 | 1.4 | 0% | 0 | 0
Dillard Complex (GEN1) | ST_OT | 50396 | GEN1 | PACWSouth | 3.2 | 3.2 | 14.83% | 1 | 192
Dillard Complex (GEN2) | ST_OT | 50396 | GEN2 | PACWSouth | 3.2 | 3.2 | 14.83% | 1 | 192
Dillard Complex (GEN3) | ST_OT | 50396 | GEN3 | PACWSouth | 4.5 | 4.5 | 14.83% | 1 | 192
Dillard Complex (GEN4) | ST_OT | 50396 | GEN4 | PACWSouth | 7.4 | 7.4 | 14.83% | 1 | 192
Dillard Complex (GEN5) | ST_OT | 50396 | GEN5 | PACWSouth | 7.4 | 7.4 | 14.83% | 1 | 192
Dillard Complex (GEN6) | ST_OT | 50396 | GEN6 | PACWSouth | 7.4 | 7.4 | 14.83% | 1 | 192
Dillon Hydro Plant | HY_WAT | 10421 | GEN1 | PublicServiceCO | 1.8 | 1.8 | 4.488% | 1 | 336
Dillon Wind LLC | WT_WND | 56791 | 1 | SCE | 45 | 45 | 0% | 0 | 0
Dinosaur Point | WT_WND | 10005 | WTGS | PGAE | 16 | 16 | 0% | 0 | 0
Dinuba Energy | ST_OT | 60100 | G-1 | SCE | 11.5 | 11.5 | 14.83% | 1 | 192
Dinuba Wastewater Treatment Plant | PV_SUN | 57827 | DSPV | PGAE | 0.8 | 0.8 | 0% | 0 | 0
Dion R Holm (1) | HY_WAT | 380 | 1 | PGAE | 78.4 | 78.4 | 4.488% | 1 | 336
Dion R Holm (2) | HY_WAT | 380 | 2 | PGAE | 78.4 | 78.4 | 4.488% | 1 | 336
Disney Prospect | OtherTech_NG | 62571 | DSY01 | SCE | 1 | 1 | 14.83% | 1 | 168
Division 1 | PV_SUN | 59094 | GEN 1 | LDWP | 1.5 | 1.5 | 0% | 0 | 0
Division 2 | PV_SUN | 59095 | GEN 1 | SCE | 1 | 1 | 0% | 0 | 0
Division 3 | PV_SUN | 59096 | GEN1 | SCE | 1 | 1 | 0% | 0 | 0
DOE Golden NWTC Building Side | PV_SUN | 57692 | SEPV | PublicServiceCO | 0.8 | 0.8 | 0% | 0 | 0
DOE Golden NWTC Research Side (AESPV) | PV_SUN | 57693 | AESPV | PublicServiceCO | 0.2 | 0.2 | 0% | 0 | 0
DOE Golden NWTC Research Side (FSOLR) | PV_SUN | 57693 | FSOLR | PublicServiceCO | 0.5 | 0.5 | 0% | 0 | 0
DOE Golden NWTC Research Side (GAMES) | WT_WND | 57693 | GAMES | PublicServiceCO | 2 | 2 | 0% | 0 | 0
DOE Golden NWTC Research Side (GEDOE) | WT_WND | 57693 | GEDOE | PublicServiceCO | 1.5 | 1.5 | 0% | 0 | 0
DOE Golden NWTC Research Side (SIEM) | WT_WND | 57693 | SIEM | PublicServiceCO | 2.3 | 2.3 | 0% | 0 | 0
Dokie Wind Project | WT_WND |  |  | BritishColumbia | 144 | 144 | 0% | 0 | 0
Dome Project (T1) | SCCT_NG | 54449 | T1 | SCE | 0.56 | 0.56 | 35.78% | 1 | 168
Dome Project (T2) | SCCT_NG | 54449 | T2 | SCE | 0.56 | 0.56 | 35.78% | 1 | 168
Dominguez Plant | ST_OT | 52064 | GEN1 | LDWP | 3.5 | 3.5 | 14.83% | 1 | 192
Don A Campbell 1 Geothermal | ST_GST | 58533 | 1 | Nevada | 22.5 | 22.5 | 14.83% | 1 | 168
Don A Campbell 2 Geothermal | ST_GST | 60419 | DAC2G | Nevada | 22.5 | 22.5 | 14.83% | 1 | 168
Don Pedro (1) | HY_WAT | 439 | 1 | TIDC | 55 | 55 | 4.488% | 1 | 336
Don Pedro (2) | HY_WAT | 439 | 2 | TIDC | 55 | 55 | 4.488% | 1 | 336
Don Pedro (3) | HY_WAT | 439 | 3 | BANC | 55 | 55 | 4.488% | 1 | 336
Don Pedro (4) | HY_WAT | 439 | 4 | TIDC | 38.2 | 38.2 | 4.488% | 1 | 336
Donald Von Raesfeld Power Plant (CTG1) | CCCT_NG | 56026 | CTG1 | PGAE | 50 | 50 | 3.641% | 1 | 288
Donald Von Raesfeld Power Plant (CTG2) | CCCT_NG | 56026 | CTG2 | PGAE | 50 | 50 | 3.641% | 1 | 288
Donald Von Raesfeld Power Plant (STG) | CCCT_NG | 56026 | STG | PGAE | 47.8 | 47.8 | 3.641% | 1 | 288
Donnells | HY_WAT | 415 | H1 | PGAE | 61.2 | 61.2 | 4.488% | 1 | 336
Dorena Hydro-Electric Facility (FRNCS) | HY_WAT | 59357 | FRNCS | BPA | 1.4 | 1.4 | 4.488% | 1 | 336
Dorena Hydro-Electric Facility (KAPLN) | HY_WAT | 59357 | KAPLN | BPA | 6.1 | 6.1 | 4.488% | 1 | 336
Double C Generation Limited Partnership (DC1) | SCCT_NG | 50493 | DC1 | PGAE | 23.04 | 23.04 | 35.78% | 1 | 168
Double C Generation Limited Partnership (DC2) | SCCT_NG | 50493 | DC2 | PGAE | 23.04 | 23.04 | 35.78% | 1 | 168
Douglas | SCCT_DFO | 114 | 1 | BritishColumbia | 19 | 19 | 20.5% | 1 | 168
Douglas County Forest Products | ST_OT | 61761 | GEN-1 | PACWSouth | 6.3 | 6.3 | 14.83% | 1 | 192
Dow Chemical- Fort Saskatchewan | SCCT_NG | CA-10081 | 1,2 | Alberta | 129.5 | 129.5 | 35.78% | 1 | 168
Dow Hydrocarbons Gen 1-2 | SCCT_NG | CA-15 | 1,2 | Alberta | 200 | 200 | 35.78% | 1 | 216
Drayton Valley power plant | ST_OT |  | 1 | Alberta | 12 | 12 | 14.83% | 1 | 192
Drew Solar_PV1 | PV_SUN |  |  | IID | 100 | 100 | 0% | 0 | 0
Drews Generating Facility (D1) | SCCT_NG | 55935 | D1 | SCE | 9.46 | 9.46 | 35.78% | 1 | 168
Drews Generating Facility (D2) | SCCT_NG | 55935 | D2 | SCE | 9.46 | 9.46 | 35.78% | 1 | 168
Drews Generating Facility (D3) | SCCT_NG | 55935 | D3 | SCE | 9.46 | 9.46 | 35.78% | 1 | 168
Drews Generating Facility (D4) | SCCT_NG | 55935 | D4 | SCE | 9.46 | 9.46 | 35.78% | 1 | 168
Drop 1 (1) | HY_WAT | 585 | 1 | IID | 1.5 | 1.5 | 4.488% | 1 | 336
Drop 1 (2) | HY_WAT | 585 | 2 | IID | 1.1 | 1.1 | 4.488% | 1 | 336
Drop 1 (3) | HY_WAT | 585 | 3 | IID | 1.1 | 1.1 | 4.488% | 1 | 336
Drop 2 (CA) (1) | HY_WAT | 385 | 1 | IID | 2.5 | 2.5 | 4.488% | 1 | 336
Drop 2 (CA) (2) | HY_WAT | 385 | 2 | IID | 2.5 | 2.5 | 4.488% | 1 | 336
Drop 2 (WA) | HY_WAT | 6507 | 1 | BPA | 2.1 | 2.1 | 4.488% | 1 | 336
Drop 3 (CA) (1) | HY_WAT | 386 | 1 | IID | 2.7 | 2.7 | 4.488% | 1 | 336
Drop 3 (CA) (2) | HY_WAT | 386 | 2 | IID | 4.6 | 4.6 | 4.488% | 1 | 336
Drop 3 (WA) (1) | HY_WAT | 6508 | 1 | BPA | 0.5 | 0.5 | 4.488% | 1 | 336
Drop 3 (WA) (2) | HY_WAT | 6508 | 2 | BPA | 0.5 | 0.5 | 4.488% | 1 | 336
Drop 4 (1) | HY_WAT | 387 | 1 | IID | 10.8 | 10.8 | 4.488% | 1 | 336
Drop 4 (2) | HY_WAT | 387 | 2 | IID | 10 | 10 | 4.488% | 1 | 336
Drop 5 (1) | HY_WAT | 314 | 1 | IID | 0.9 | 0.9 | 4.488% | 1 | 336
Drop 5 (2) | HY_WAT | 314 | 2 | IID | 0.9 | 0.9 | 4.488% | 1 | 336
Drop 5 (GEN1) | HY_WAT | 61191 | GEN1 | IID | 2.4 | 2.4 | 4.488% | 1 | 336
Drum 1 (1) | HY_WAT | 235 | 1 | PGAE | 13.2 | 13.2 | 4.488% | 1 | 336
Drum 1 (2) | HY_WAT | 235 | 2 | PGAE | 13.2 | 13.2 | 4.488% | 1 | 336
Drum 1 (3) | HY_WAT | 235 | 3 | PGAE | 13.2 | 13.2 | 4.488% | 1 | 336
Drum 1 (4) | HY_WAT | 235 | 4 | PGAE | 14.4 | 14.4 | 4.488% | 1 | 336
Drum 2 | HY_WAT | 236 | 5 | PGAE | 49.5 | 49.5 | 4.488% | 1 | 336
Dry Creek LFG to Energy Project (DC1) | IC_OT | 56461 | DC1 | PACWSouth | 1.5 | 1.5 | 14.83% | 1 | 168
Dry Creek LFG to Energy Project (DC2) | IC_OT | 56461 | DC2 | PACWSouth | 1.5 | 1.5 | 14.83% | 1 | 168
Dry Creek Project | HY_WAT | 54394 | GEN1 | PacificorpEast | 1.5 | 1.5 | 4.488% | 1 | 336
Dry Fork Station | ST_Coal | 56609 | 1 | WAPA_CO | 405 | 405 | 9.169% | 1 | 558.0274
Dry Lake Wind II LLC | WT_WND |  |  | SaltRiverProject | 65.1 | 65.1 | 0% | 0 | 0
Dry Lake Wind LLC | WT_WND | 57098 | 1 | AZPublicService | 63 | 63 | 0% | 0 | 0
Drywood 1-2 | IC_NG | CA-10077 | 1,2 | Alberta | 6.12 | 6.12 | 14.83% | 1 | 192
DSH (CA) - Coalinga State Hospital | PV_SUN | 59746 | 1 | PGAE | 2.6 | 2.6 | 0% | 0 | 0
DSM_PGAE | DSM |  |  | PGAE | 727 | 738 | 0% | 0 | 0
DSM_SCE | DSM |  |  | SCE | 1652 | 1642 | 0% | 0 | 0
DSM_SDGE | DSM |  |  | SDGE | 38 | 38 | 0% | 0 | 0
DSM_WECC_AZPublicService | DSM |  |  | AZPublicService | 202 | 215 | 0% | 0 | 0
DSM_WECC_CA_IID | DSM |  |  | IID | 12 | 13 | 0% | 0 | 0
DSM_WECC_CA_LDWP | DSM |  |  | LDWP | 510 | 545 | 0% | 0 | 0
DSM_WECC_CA_PGandE_BayArea | DSM |  |  | PGAE | 315 | 336 | 0% | 0 | 0
DSM_WECC_CA_PGandE_North | DSM |  |  | PGAE | 480 | 513 | 0% | 0 | 0
DSM_WECC_CA_PGandE_ZP26 | DSM |  |  | PGAE | 67 | 71 | 0% | 0 | 0
DSM_WECC_CA_SCE | DSM |  |  | SCE | 941 | 1004 | 0% | 0 | 0
DSM_WECC_CA_SDGE | DSM |  |  | SDGE | 179 | 191 | 0% | 0 | 0
DSM_WECC_ElPasoElectric | DSM |  |  | ElPasoElectric | 52 | 56 | 0% | 0 | 0
DSM_WECC_NevadaNorth | DSM |  |  | Nevada | 75 | 80 | 0% | 0 | 0
DSM_WECC_NevadaSouth | DSM |  |  | Nevada | 208 | 222 | 0% | 0 | 0
DSM_WECC_PNW_Bonneville_IDMT | DSM |  |  | BPA | 4 | 4 | 0% | 0 | 0
DSM_WECC_PNW_Bonneville_OR | DSM |  |  | BPA | 19 | 20 | 0% | 0 | 0
DSM_WECC_PNW_Bonneville_WA | DSM |  |  | BPA | 32 | 34 | 0% | 0 | 0
DSM_WECC_PNW_ChelanCountyPUD | DSM |  |  | ChelanCountyPUD | 20 | 22 | 0% | 0 | 0
DSM_WECC_PNW_IdahoPowerFE | DSM |  |  | IdahoPower | 47 | 51 | 0% | 0 | 0
DSM_WECC_PNW_IdahoPowerMV | DSM |  |  | IdahoPower | 119 | 127 | 0% | 0 | 0
DSM_WECC_PNW_IdahoPowerTV | DSM |  |  | IdahoPower | 227 | 243 | 0% | 0 | 0
DSM_WECC_PNW_PacificorpEastID | DSM |  |  | PacificorpEast | 56 | 60 | 0% | 0 | 0
DSM_WECC_PNW_PacificorpEastUT | DSM |  |  | PacificorpEast | 337 | 360 | 0% | 0 | 0
DSM_WECC_PNW_PacificorpEastWY | DSM |  |  | PacificorpEast | 91 | 97 | 0% | 0 | 0
DSM_WECC_PNW_PACWSouth | DSM |  |  | PACWSouth | 26 | 28 | 0% | 0 | 0
DSM_WECC_PNW_PugetSoundCentral | DSM |  |  | PugetSound | 80 | 86 | 0% | 0 | 0
DSM_WECC_PNW_PugetSoundNorth | DSM |  |  | PugetSound | 52 | 55 | 0% | 0 | 0
DSM_WECC_PublicServiceCO | DSM |  |  | PublicServiceCO | 613 | 654 | 0% | 0 | 0
DSM_WECC_PublicServiceNM | DSM |  |  | PublicServiceNM | 60 | 65 | 0% | 0 | 0
DSM_WECC_SaltRiverProject | DSM |  |  | SaltRiverProject | 34 | 37 | 0% | 0 | 0
DSM_WECC_TucsonElectric | DSM |  |  | TucsonElectric | 45 | 48 | 0% | 0 | 0
DSM_WECC_WAPA_CO | DSM |  |  | WAPA_CO | 3 | 3 | 0% | 0 | 0
DSM_WECC_WAPA_LwrCO | DSM |  |  | WAPA_LwrCO | 2 | 2 | 0% | 0 | 0
DSM_WECC_WAPA_WY | DSM |  |  | WAPA_WY | 1 | 1 | 0% | 0 | 0
Dulles | PV_SUN | 60182 | DULLE | SCE | 2 | 2 | 0% | 0 | 0
Dunlap | WT_WND | 57299 | 1 | PacificorpEast | 111 | 111 | 0% | 0 | 0
Durbin Creek Windfarm (Burnt River) | WT_WND | 59492 | DCW | IdahoPower | 10 | 10 | 0% | 0 | 0
Durham AWTF (GEN1) | IC_OT | 60263 | GEN1 | PortlandGeneral | 0.8 | 0.8 | 14.83% | 1 | 168
Durham AWTF (GEN2) | IC_OT | 60263 | GEN2 | PortlandGeneral | 0.8 | 0.8 | 14.83% | 1 | 168
Dutch Flat | HY_WAT | 237 | 1 | PGAE | 22 | 22 | 4.488% | 1 | 336
Dutch Flat 2 | HY_WAT | 413 | 3P | PGAE | 27.3 | 27.3 | 4.488% | 1 | 336
Duus Solar, LLC | PV_SUN | 63330 | ORDUS | PortlandGeneral | 10 | 10 | 0% | 0 | 0
Dworshak (1) | HY_WAT | 840 | 1 | BPA | 90 | 90 | 4.488% | 1 | 336
Dworshak (2) | HY_WAT | 840 | 2 | BPA | 90 | 90 | 4.488% | 1 | 336
Dworshak (3) | HY_WAT | 840 | 3 | BPA | 220 | 220 | 4.488% | 1 | 336
Dynegy Moss Landing Power Plant (CT1A) | CCCT_NG | 260 | CT1A | PGAE | 165 | 165 | 3.641% | 1 | 240
Dynegy Moss Landing Power Plant (CT1B) | CCCT_NG | 260 | CT1B | PGAE | 165 | 165 | 3.641% | 1 | 240
Dynegy Moss Landing Power Plant (CT2A) | CCCT_NG | 260 | CT2A | PGAE | 165 | 165 | 3.641% | 1 | 240
Dynegy Moss Landing Power Plant (CT2B) | CCCT_NG | 260 | CT2B | PGAE | 165 | 165 | 3.641% | 1 | 240
Dynegy Moss Landing Power Plant (ST1) | CCCT_NG | 260 | ST1 | PGAE | 180 | 180 | 3.641% | 1 | 240
Dynegy Moss Landing Power Plant (ST2) | CCCT_NG | 260 | ST2 | PGAE | 180 | 180 | 3.641% | 1 | 240
Dynegy Oakland Power Plant (GEN1) | SCCT_DFO | 6211 | GEN1 | PGAE | 55 | 55 | 20.5% | 1 | 168
Dynegy Oakland Power Plant (GEN2) | SCCT_DFO | 6211 | GEN2 | PGAE | 55 | 55 | 20.5% | 1 | 168
Dynegy Oakland Power Plant (GEN3) | SCCT_DFO | 6211 | GEN3 | PGAE | 55 | 55 | 20.5% | 1 | 168
E F Oxnard Energy Facility | SCCT_NG | 10776 | GTG | SCE | 48.5 | 48.5 | 35.78% | 1 | 168
E&B Resources | PV_SUN | 60446 | PVEB | PGAE | 1 | 1 | 0% | 0 | 0
EAFB - North Base | PV_SUN | 59132 | 57449 | SCE | 1.1 | 1.1 | 0% | 0 | 0
EAFB - South Base | PV_SUN | 59133 | 57449 | SCE | 1.1 | 1.1 | 0% | 0 | 0
Eagle Creek | PV_SUN | 63078 | EGCRK | SCE | 3 | 3 | 0% | 0 | 0
Eagle Point | HY_WAT | 3024 | 1 | PACWSouth | 2.8 | 2.8 | 4.488% | 1 | 336
Eagle Point Solar | PV_SUN | 61560 | PGRD4 | PACWSouth | 9.9 | 9.9 | 0% | 0 | 0
Eagle Springs Solar LLC | PV_SUN | 59239 | ESS01 | WAPA_CO | 0.8 | 0.8 | 0% | 0 | 0
Eagle Valley Clean Energy LLC Biomass | ST_OT | 58574 | 1 | PublicServiceCO | 12.6 | 12.6 | 14.83% | 1 | 192
East Highline | HY_WAT | 586 | 1 | IID | 0.8 | 0.8 | 4.488% | 1 | 336
East Portal Generator | HY_WAT | 50375 | GEN1 | SCE | 1.2 | 1.2 | 4.488% | 1 | 336
East Side | HY_WAT | 3025 | 1 | PACWSouth | 3 | 3 | 4.488% | 1 | 336
East Toba Hydroelectric Project | HY_WAT |  |  | BritishColumbia | 147 | 147 | 4.488% | 1 | 336
East Winds Project | WT_WND | 50820 | GEN1 | SCE | 3 | 3 | 0% | 0 | 0
eBay - South Jordan (EBY00) | OtherTech_NG | 59281 | EBY00 | PacificorpEast | 3.9 | 3.9 | 14.83% | 1 | 168
Echo Dam (3) | HY_WAT | 4263 | 3 | PacificorpEast | 0.9 | 0.9 | 4.488% | 1 | 336
Echo Dam (NA1) | HY_WAT | 4263 | NA1 | PacificorpEast | 1.7 | 1.7 | 4.488% | 1 | 336
Echo Dam (NA2) | HY_WAT | 4263 | NA2 | PacificorpEast | 1.7 | 1.7 | 4.488% | 1 | 336
EDF Renewable Windfarm V Inc | WT_WND | 54453 | GEN2 | PGAE | 15.5 | 15.5 | 0% | 0 | 0
Edmonton 95S Cogen | ST_NG |  | 1 | Alberta | 21.5 | 21.5 | 3.641% | 1 | 369.3423
Edom Hills Project 1 LLC | WT_WND | 50553 | 1 | SCE | 20 | 20 | 0% | 0 | 0
Edson (TLM2) | ST_NG |  | 1 | Alberta | 9 | 9 | 3.641% | 1 | 369.3423
Edward C Hyatt (1) | HY_WAT | 437 | 1 | PGAE | 131.3 | 131.3 | 4.488% | 1 | 336
Edward C Hyatt (2) | STO_WAT | 437 | 2 | PGAE | 122.6 | 122.6 | 4.488% | 0 | 0
Edward C Hyatt (3) | HY_WAT | 437 | 3 | PGAE | 131.3 | 131.3 | 4.488% | 1 | 336
Edward C Hyatt (4) | STO_WAT | 437 | 4 | PGAE | 122.6 | 122.6 | 4.488% | 0 | 0
Edward C Hyatt (5) | HY_WAT | 437 | 5 | PGAE | 131.3 | 131.3 | 4.488% | 1 | 336
Edward C Hyatt (6) | STO_WAT | 437 | 6 | PGAE | 122.6 | 122.6 | 4.488% | 0 | 0
Edwards Air Force Base (1) | PV_SUN | 58076 | 1 | SCE | 1 | 1 | 0% | 0 | 0
Edwards Air Force Base (2) | PV_SUN | 58076 | 2 | SCE | 1 | 1 | 0% | 0 | 0
Edwards Air Force Base (3) | PV_SUN | 58076 | 3 | SCE | 1 | 1 | 0% | 0 | 0
EGP Stillwater Solar PV II, LLC | PV_SUN | 61809 | STWII | Nevada | 20 | 20 | 0% | 0 | 0
El Cabo Wind | WT_WND | 58098 | 1 | PublicServiceNM | 298 | 298 | 0% | 0 | 0
El Cajon Energy Center | SCCT_NG | 57001 | GEN1 | SDGE | 45.13 | 43.52 | 35.78% | 1 | 168
El Centro Hybrid (2) | CCCT_NG | 389 | 2 | IID | 31.53 | 31.53 | 3.641% | 1 | 288
El Centro Hybrid (2A) | CCCT_NG | 389 | 2A | IID | 70.81 | 70.81 | 3.641% | 1 | 288
El Centro Hybrid (30) | CCCT_NG | 389 | 30 | IID | 51.94 | 51.94 | 3.641% | 1 | 288
El Centro Hybrid (31) | CCCT_NG | 389 | 31 | IID | 45.08 | 45.08 | 3.641% | 1 | 288
El Centro Hybrid (32) | CCCT_NG | 389 | 32 | IID | 45.08 | 45.08 | 3.641% | 1 | 288
El Dorado (1) | HY_WAT | 238 | 1 | PGAE | 10.6 | 10.6 | 4.488% | 1 | 336
El Dorado (2) | HY_WAT | 238 | 2 | PGAE | 10.5 | 10.5 | 4.488% | 1 | 336
El Dorado Hydro Elk Creek | HY_WAT | 50891 | GEN1 | BPA | 2.3 | 2.3 | 4.488% | 1 | 336
El Nido Facility | ST_OT | 56707 | AMPC | PGAE | 8.9 | 8.9 | 14.83% | 1 | 192
El Segundo Energy Center LLC (5) | CCCT_NG | 57901 | 5 | SCE | 195 | 195 | 3.641% | 1 | 288
El Segundo Energy Center LLC (6) | CCCT_NG | 57901 | 6 | SCE | 60 | 60 | 3.641% | 1 | 288
El Segundo Energy Center LLC (7) | CCCT_NG | 57901 | 7 | SCE | 195 | 195 | 3.641% | 1 | 288
El Segundo Energy Center LLC (8) | CCCT_NG | 57901 | 8 | SCE | 60 | 60 | 3.641% | 1 | 288
El Vado Dam | HY_WAT | 7593 | 1 | PublicServiceNM | 8 | 8 | 4.488% | 1 | 336
ELACC Photovoltaic Power Facility (PV1) | PV_SUN | 56814 | PV1 | SCE | 0.3 | 0.3 | 0% | 0 | 0
ELACC Photovoltaic Power Facility (PV2) | PV_SUN | 56814 | PV2 | SCE | 0.3 | 0.3 | 0% | 0 | 0
Elbe Solar Center | PV_SUN | 61497 | ELBE | PortlandGeneral | 10 | 10 | 0% | 0 | 0
Electra (1) | HY_WAT | 239 | 1 | PGAE | 30.7 | 30.7 | 4.488% | 1 | 336
Electra (2) | HY_WAT | 239 | 2 | PGAE | 30.7 | 30.7 | 4.488% | 1 | 336
Electra (3) | HY_WAT | 239 | 3 | PGAE | 36.6 | 36.6 | 4.488% | 1 | 336
Electron (1) | HY_WAT | 3854 | 1 | PugetSound | 5.7 | 5.7 | 4.488% | 1 | 336
Electron (2) | HY_WAT | 3854 | 2 | PugetSound | 5.9 | 5.9 | 4.488% | 1 | 336
Electron (3) | HY_WAT | 3854 | 3 | PugetSound | 6.3 | 6.3 | 4.488% | 1 | 336
Electron (4) | HY_WAT | 3854 | 4 | PugetSound | 7.9 | 7.9 | 4.488% | 1 | 336
Elephant Butte (1) | HY_WAT | 6402 | 1 | PublicServiceNM | 9.3 | 9.3 | 4.488% | 1 | 336
Elephant Butte (2) | HY_WAT | 6402 | 2 | PublicServiceNM | 9.3 | 9.3 | 4.488% | 1 | 336
Elephant Butte (3) | HY_WAT | 6402 | 3 | PublicServiceNM | 9.3 | 9.3 | 4.488% | 1 | 336
Elevation Solar C | PV_SUN | 59964 | ELVSC | SCE | 37 | 37 | 0% | 0 | 0
Elk Basin Gasoline Plant (GEN1) | ST_OT | 52127 | GEN1 | WAPA_WY | 0.2 | 0.2 | 14.83% | 1 | 192
Elk Basin Gasoline Plant (GEN2) | ST_OT | 52127 | GEN2 | WAPA_WY | 0.2 | 0.2 | 14.83% | 1 | 192
Elk Hills Power LLC (CTG1) | CCCT_NG | 55400 | CTG1 | PGAE | 122.59 | 122.59 | 3.641% | 1 | 240
Elk Hills Power LLC (CTG2) | CCCT_NG | 55400 | CTG2 | PGAE | 122.59 | 122.59 | 3.641% | 1 | 240
Elk Hills Power LLC (STG) | CCCT_NG | 55400 | STG | PGAE | 162.82 | 162.82 | 3.641% | 1 | 240
Elkhorn Valley Wind Farm | WT_WND | 56623 | EH1 | IdahoPower | 100.7 | 100.7 | 0% | 0 | 0
Elko 1-2 | HY_WAT | CA-24 | 1,2 | BritishColumbia | 12 | 12 | 4.488% | 1 | 336
Elmore Company | ST_GST | 10634 | GEN1 | IID | 51.1 | 51.1 | 14.83% | 1 | 168
Elmworth 1 - Northstone Power | IC_OT |  | 1 | Alberta | 0.33 | 0.33 | 14.83% | 1 | 168
Eltopia Branch Canal 4.6 | HY_WAT | 56696 | 1 | BPA | 2.2 | 2.2 | 4.488% | 1 | 336
Encina Water Pollution Control (EG10) | IC_OT | 10026 | EG10 | SDGE | 0.3 | 0.3 | 14.83% | 1 | 168
Encina Water Pollution Control (EG20) | IC_OT | 10026 | EG20 | SDGE | 0.3 | 0.3 | 14.83% | 1 | 168
Encina Water Pollution Control (EG30) | IC_OT | 10026 | EG30 | SDGE | 0.3 | 0.3 | 14.83% | 1 | 168
Encina Water Pollution Control (EG40) | IC_OT | 10026 | EG40 | SDGE | 0.3 | 0.3 | 14.83% | 1 | 168
Encogen (CTG1) | CCCT_NG | 7870 | CTG1 | PugetSound | 42.2 | 42.2 | 3.641% | 1 | 288
Encogen (CTG2) | CCCT_NG | 7870 | CTG2 | PugetSound | 42.2 | 42.2 | 3.641% | 1 | 288
Encogen (CTG3) | CCCT_NG | 7870 | CTG3 | PugetSound | 42.2 | 42.2 | 3.641% | 1 | 288
Encogen (STG) | CCCT_NG | 7870 | STG | PugetSound | 55.9 | 55.9 | 3.641% | 1 | 288
Enel Cove Fort (1-G1A) | ST_GST | 58570 | 1-G1A | PacificorpEast | 12.5 | 12.5 | 14.83% | 1 | 168
Enel Cove Fort (2-GIA) | ST_GST | 58570 | 2-GIA | PacificorpEast | 12.5 | 12.5 | 14.83% | 1 | 168
ENEL Salt Wells LLC (101) | ST_GST | 57213 | 101 | Nevada | 14.3 | 14.3 | 14.83% | 1 | 168
ENEL Salt Wells LLC (201) | ST_GST | 57213 | 201 | Nevada | 14.3 | 14.3 | 14.83% | 1 | 168
Energy Center (TURB1) | IC_NG | 58168 | TURB1 | SCE | 0.3 | 0.3 | 14.83% | 1 | 192
Energy Center (TURB2) | IC_NG | 58168 | TURB2 | SCE | 0.3 | 0.3 | 14.83% | 1 | 192
Energy Center (TURB3) | IC_NG | 58168 | TURB3 | SCE | 0.3 | 0.3 | 14.83% | 1 | 192
Enerparc CA1 LLC | PV_SUN | 59122 | ECA11 | PGAE | 1.5 | 1.5 | 0% | 0 | 0
Enerparc CA2, LLC | PV_SUN | 59978 | ECA22 | PGAE | 1.5 | 1.5 | 0% | 0 | 0
ENSAMBLES HYSON_ S. A. DE C. V. | IC_DFO |  |  | N_BajaCA | 1.9 | 1.9 | 20.5% | 1 | 168
Enterprise Solar, LLC | PV_SUN | 59386 | ENTS1 | PacificorpEast | 80 | 80 | 0% | 0 | 0
Equilon Los Angeles Refining (GEN1) | SCCT_OT | 50530 | GEN1 | LDWP | 1.9 | 1.9 | 35.78% | 1 | 168
Equilon Los Angeles Refining (GEN2) | SCCT_OT | 50530 | GEN2 | LDWP | 1.9 | 1.9 | 35.78% | 1 | 168
Equilon Los Angeles Refining (GEN3) | ST_OT | 50530 | GEN3 | LDWP | 1.2 | 1.2 | 14.83% | 1 | 192
Equinix Caspian Dr. Fuel Cell (EQX1A) | OtherTech_NG | 62671 | EQX1A | PGAE | 2 | 2 | 14.83% | 1 | 168
Equinix Caspian Dr. Fuel Cell (EQX1B) | OtherTech_NG | 62671 | EQX1B | PGAE | 2.8 | 2.8 | 14.83% | 1 | 168
Equinix Douglas St. Fuel Cell | OtherTech_NG | 62704 | EQX09 | SCE | 1.5 | 1.5 | 14.83% | 1 | 168
Equinix Great Oaks Blvd. Fuel Cell (EQ14A) | OtherTech_NG | 62702 | EQ14A | PGAE | 2.4 | 2.4 | 14.83% | 1 | 168
Equinix Great Oaks Blvd. Fuel Cell (EQ14B) | OtherTech_NG | 62702 | EQ14B | PGAE | 2.1 | 2.1 | 14.83% | 1 | 168
Equinix Lundy Ave. Fuel Cell (EQ13A) | OtherTech_NG | 62703 | EQ13A | PGAE | 1.8 | 1.8 | 14.83% | 1 | 168
Equinix Lundy Ave. Fuel Cell (EQ13B) | OtherTech_NG | 62703 | EQ13B | PGAE | 2 | 2 | 14.83% | 1 | 168
Equinix Maple Ave. Fuel Cell | OtherTech_NG | 62705 | EQX08 | SCE | 2 | 2 | 14.83% | 1 | 168
Equinix San Jose | OtherTech_NG | 60223 | EQXOO | PGAE | 1 | 1 | 14.83% | 1 | 168
Escalante | ST_Coal | 87 | 1 | PublicServiceNM | 253 | 253 | 9.169% | 1 | 696
Escalante Solar I, LLC | PV_SUN | 59387 | ESCS1 | PacificorpEast | 80 | 80 | 0% | 0 | 0
Escalante Solar II, LLC | PV_SUN | 59388 | ESCS2 | PacificorpEast | 80 | 80 | 0% | 0 | 0
Escalante Solar III, LLC | PV_SUN | 59389 | ESCS3 | PacificorpEast | 80 | 80 | 0% | 0 | 0
Escondido Energy Center (CTG1) | SCCT_NG | 55538 | CTG1 | SDGE | 46.41 | 44.91 | 35.78% | 1 | 168
Estes (1) | HY_WAT | 513 | 1 | WAPA_CO | 17.2 | 17.2 | 4.488% | 1 | 336
Estes (2) | HY_WAT | 513 | 2 | WAPA_CO | 17.2 | 17.2 | 4.488% | 1 | 336
Estes (3) | HY_WAT | 513 | 3 | WAPA_CO | 17.2 | 17.2 | 4.488% | 1 | 336
Estrella Mountain PV | PV_SUN | 60230 | PV1 | AZPublicService | 1.8 | 1.8 | 0% | 0 | 0
Etiwanda | HY_WAT | 745 | 1 | SCE | 23.9 | 23.9 | 4.488% | 1 | 336
Eubank Landfill Solar Array | PV_SUN | 59393 | ESNM1 | PublicServiceNM | 2 | 2 | 0% | 0 | 0
Eurus Combine Hills Turbine Ranch 2 | WT_WND | 57137 | 1 | BPA | 66.1 | 66.1 | 0% | 0 | 0
Evander Andrews Power Complex (1) | SCCT_NG | 7953 | 1 | IdahoPower | 170.15 | 170.15 | 35.78% | 1 | 174.1725
Evander Andrews Power Complex (2) | SCCT_NG | 7953 | 2 | IdahoPower | 41.41 | 41.41 | 35.78% | 1 | 168
Evander Andrews Power Complex (3) | SCCT_NG | 7953 | 3 | IdahoPower | 38.98 | 38.98 | 35.78% | 1 | 168
Evergreen BioPower LLC | ST_OT | 56781 | 1 | BPA | 10 | 10 | 14.83% | 1 | 192
EVI Power 1 (Red Earth Creek Area) | SCCT_NG | CA-10102 | GEN1 | Alberta | 4 | 4 | 35.78% | 1 | 168
Exchequer | HY_WAT | 409 | 1 | PGAE | 94.5 | 94.5 | 4.488% | 1 | 336
Excluded_Hydro_AESO_Aggregate_CPUC | HY_WAT |  |  | Alberta | 304 | 304 | 0% | 0 | 0
Excluded_Hydro_BCHA_Aggregate_CPUC | HY_WAT |  |  | BritishColumbia | 982.38 | 912.95 | 0% | 0 | 0
Excluded_Hydro_PSCO_Aggregate_CPUC | HY_WAT |  |  | PublicServiceCO | 86.19 | 84.67 | 0% | 0 | 0
Excluded_Hydro_WACM_Aggregate_CPUC | HY_WAT |  |  | WAPA_CO | 12 | 12 | 0% | 0 | 0
Excluded_Solar_BCHA_Aggregate_CPUC | PV_SUN |  |  | BritishColumbia | 72.4 | 72.4 | 0% | 0 | 0
Excluded_Solar_CFE_Aggregate_CPUC | PV_SUN |  |  | N_BajaCA | 41 | 41 | 0% | 0 | 0
Excluded_Solar_PSCO_Aggregate_CPUC | PV_SUN |  |  | PublicServiceCO | 739.7 | 739.7 | 0% | 0 | 0
Excluded_Wind_AESO_Aggregate_CPUC | WT_WND |  |  | Alberta | 375 | 220 | 0% | 0 | 0
Excluded_Wind_BCHA_Aggregate_CPUC | WT_WND |  |  | BritishColumbia | 454.01 | 454.01 | 0% | 0 | 0
Excluded_Wind_PSCO_Aggregate_CPUC | WT_WND |  |  | PublicServiceCO | 1549.9 | 1549.9 | 0% | 0 | 0
Exeter Solar (1) | PV_SUN | 58306 | 1 | PGAE | 1 | 1 | 0% | 0 | 0
Exeter Solar (2) | PV_SUN | 58306 | 2 | PGAE | 1 | 1 | 0% | 0 | 0
Exeter Solar (3) | PV_SUN | 58306 | 3 | PGAE | 1.5 | 1.5 | 0% | 0 | 0
Expressway Solar A | PV_SUN | 58761 | EXSA | SCE | 2 | 2 | 0% | 0 | 0
Expressway Solar B | PV_SUN | 58762 | EXSB | SCE | 2 | 2 | 0% | 0 | 0
Expressway Solar C2 | PV_SUN | 58763 | EXSC2 | SCE | 1.5 | 1.5 | 0% | 0 | 0
FAA NorCal TRACON | PV_SUN | 58261 | 1 | BANC | 1 | 1 | 0% | 0 | 0
Facebook 1 Solar Energy Center | PV_SUN | 61556 | FB1 | PublicServiceNM | 8.2 | 8.2 | 0% | 0 | 0
Facebook 2 Solar Energy Center | PV_SUN | 61557 | FB2 | PublicServiceNM | 8.2 | 8.2 | 0% | 0 | 0
Facebook 3 Solar Energy Center | PV_SUN | 61558 | FB3 | PublicServiceNM | 8.2 | 8.2 | 0% | 0 | 0
Fairfield Wind | WT_WND | 58966 | T 1-6 | NWMT | 10 | 10 | 0% | 0 | 0
Fairhaven Power | ST_OT | 10052 | GEN1 | PGAE | 16 | 16 | 14.83% | 1 | 192
Fall Creek (1) | HY_WAT | 296 | 1 | PACWSouth | 0.4 | 0.4 | 4.488% | 1 | 336
Fall Creek (2) | HY_WAT | 296 | 2 | PACWSouth | 0.4 | 0.4 | 4.488% | 1 | 336
Fall Creek (3) | HY_WAT | 296 | 3 | PACWSouth | 1.1 | 1.1 | 4.488% | 1 | 336
Falls Creek | HY_WAT | 52187 | GE-1 | BPA | 4.8 | 4.8 | 4.488% | 1 | 336
Falls River 1-2 | HY_WAT | CA-25 | 1,2 | BritishColumbia | 7 | 7 | 4.488% | 1 | 336
Falls River Hydro (1) | HY_WAT | 54668 | 1 | PacificorpEast | 4.5 | 4.5 | 4.488% | 1 | 336
Falls River Hydro (2) | HY_WAT | 54668 | 2 | PacificorpEast | 4.5 | 4.5 | 4.488% | 1 | 336
Faraday (6) | HY_WAT | 3045 | 6 | PortlandGeneral | 23.9 | 23.9 | 4.488% | 1 | 336
Faraday (7) | HY_WAT | 3045 | 7 | PortlandGeneral | 9 | 9 | 4.488% | 1 | 336
Faraday (8) | HY_WAT | 3045 | 8 | PortlandGeneral | 9 | 9 | 4.488% | 1 | 336
Fargo Drop | HY_WAT | 58384 | GEN1 | IdahoPower | 1.1 | 1.1 | 4.488% | 1 | 336
Farmersville (PV1) | PV_SUN | 59203 | PV1 | PGAE | 1.5 | 1.5 | 0% | 0 | 0
Farmersville (PV2) | PV_SUN | 59203 | PV2 | PGAE | 1.5 | 1.5 | 0% | 0 | 0
Farmersville (PV3) | PV_SUN | 59203 | PV3 | PGAE | 1.5 | 1.5 | 0% | 0 | 0
Feather River Energy Center | SCCT_NG | 55847 | CTG1 | PGAE | 45 | 45 | 35.78% | 1 | 168
Felt (1) | HY_WAT | 6359 | 1 | PacificorpEast | 2.3 | 2.3 | 4.488% | 1 | 336
Felt (2) | HY_WAT | 6359 | 2 | PacificorpEast | 2.3 | 2.3 | 4.488% | 1 | 336
Felt (4) | HY_WAT | 6359 | 4 | PacificorpEast | 0.5 | 0.5 | 4.488% | 1 | 336
Felt (5) | HY_WAT | 6359 | 5 | PacificorpEast | 0.8 | 0.8 | 4.488% | 1 | 336
Ferndale Generating Station (CT1A) | CCCT_NG | 54537 | CT1A | PugetSound | 94 | 94 | 3.641% | 1 | 240
Ferndale Generating Station (CT1B) | CCCT_NG | 54537 | CT1B | PugetSound | 94 | 94 | 3.641% | 1 | 240
Ferndale Generating Station (ST1) | CCCT_NG | 54537 | ST1 | PugetSound | 98 | 98 | 3.641% | 1 | 240
Fiddler's Canyon #1 | PV_SUN | 59787 | FID1 | PacificorpEast | 3 | 3 | 0% | 0 | 0
Fiddler's Canyon #2 | PV_SUN | 59786 | FID2 | PacificorpEast | 3 | 3 | 0% | 0 | 0
Fiddler's Canyon 3 | PV_SUN | 59932 | FID3 | PacificorpEast | 3 | 3 | 0% | 0 | 0
Fighting Creek LFGTE Plant (G-123) | IC_OT | 57902 | G-123 | Avista | 1.6 | 1.6 | 14.83% | 1 | 168
Fighting Creek LFGTE Plant (G-162) | IC_OT | 57902 | G-162 | Avista | 1.6 | 1.6 | 14.83% | 1 | 168
Finley Buttes Landfill Gas (GEN1) | IC_OT | 58687 | GEN1 | BPA | 1.6 | 1.6 | 14.83% | 1 | 168
Finley Buttes Landfill Gas (GEN2) | IC_OT | 58687 | GEN2 | BPA | 1.6 | 1.6 | 14.83% | 1 | 168
Finley Buttes Landfill Gas (GEN3) | IC_OT | 58687 | GEN3 | BPA | 1.6 | 1.6 | 14.83% | 1 | 168
Firebag 7 (91TG-5720-1) | SCCT_NG |  |  | Alberta | 96 | 96 | 35.78% | 1 | 168
Firebag Oil Sands Cogen (Phases 1-4) | SCCT_NG |  |  | Alberta | 336.73 | 336.73 | 35.78% | 1 | 174.1725
Firwood Solar, LLC | PV_SUN | 63331 | ORFWD | PortlandGeneral | 10 | 10 | 0% | 0 | 0
Fish Creek | HY_WAT | 3026 | 1 | PACWSouth | 10.4 | 10.4 | 4.488% | 1 | 336
Five Points Solar Park | PV_SUN | 59523 | FRFSP | PGAE | 50 | 50 | 0% | 0 | 0
Five Points Solar Station | PV_SUN | 57498 | 1 | PGAE | 15 | 15 | 0% | 0 | 0
Flaming Gorge (1) | HY_WAT | 6405 | 1 | WAPA_CO | 50.6 | 50.6 | 4.488% | 1 | 336
Flaming Gorge (2) | HY_WAT | 6405 | 2 | WAPA_CO | 50.6 | 50.6 | 4.488% | 1 | 336
Flaming Gorge (3) | HY_WAT | 6405 | 3 | WAPA_CO | 50.6 | 50.6 | 4.488% | 1 | 336
Flatiron (1) | HY_WAT | 518 | 1 | WAPA_CO | 43 | 43 | 4.488% | 1 | 336
Flatiron (2) | HY_WAT | 518 | 2 | WAPA_CO | 43 | 43 | 4.488% | 1 | 336
Flatiron (3) | STO_WAT | 518 | 3 | WAPA_CO | 8.5 | 8.5 | 4.488% | 0 | 0
Fleish | HY_WAT | 6513 | 1 | Nevada | 2.2 | 2.2 | 4.488% | 1 | 336
FLEX Gibraltar | OtherTech_NG | 62575 | FLX01 | PGAE | 1 | 1 | 14.83% | 1 | 168
Flint Creek Hydroelectric LLC | HY_WAT | 58392 | GEN1 | NWMT | 2 | 2 | 4.488% | 1 | 336
Folsom (1) | HY_WAT | 441 | 1 | PGAE | 71.7 | 71.7 | 4.488% | 1 | 336
Folsom (2) | HY_WAT | 441 | 2 | PGAE | 71.7 | 71.7 | 4.488% | 1 | 336
Folsom (3) | HY_WAT | 441 | 3 | PGAE | 71.7 | 71.7 | 4.488% | 1 | 336
Folsom SP and CSP Sacramento | PV_SUN | 61698 | FOLSM | BANC | 1.3 | 1.3 | 0% | 0 | 0
Fontana (1) | HY_WAT | 332 | 1 | SCE | 1.5 | 1.5 | 4.488% | 1 | 336
Fontana (2) | HY_WAT | 332 | 2 | SCE | 1.5 | 1.5 | 4.488% | 1 | 336
Fontenelle | HY_WAT | 4185 | 1 | WAPA_CO | 11.2 | 11.2 | 4.488% | 1 | 336
Foote Creek I | WT_WND | 55607 | GEN1 | PacificorpEast | 41.4 | 41.4 | 0% | 0 | 0
Foote Creek II | WT_WND | 55608 | GEN1 | PacificorpEast | 1.8 | 1.8 | 0% | 0 | 0
Foote Creek III | WT_WND | 55609 | GEN1 | PacificorpEast | 24.8 | 24.8 | 0% | 0 | 0
Foote Creek IV | WT_WND | 55610 | GEN1 | PacificorpEast | 16.8 | 16.8 | 0% | 0 | 0
Foothill | HY_WAT | 396 | 1 | AZPublicService | 8.6 | 8.6 | 4.488% | 1 | 336
Foothill Feeder (1) | HY_WAT | 6645 | 1 | LDWP | 6.7 | 6.7 | 4.488% | 1 | 336
Foothill Feeder (2) | HY_WAT | 6645 | 2 | LDWP | 4.5 | 4.5 | 4.488% | 1 | 336
Foothills Hydro Plant | HY_WAT | 10070 | GEN1 | PublicServiceCO | 2.7 | 2.7 | 4.488% | 1 | 336
Foothills Solar Plant Hybrid (PV1) | PV_SUN | 57997 | PV1 | SaltRiverProject | 17 | 17 | 0% | 0 | 0
Foothills Solar Plant Hybrid (PV2) | PV_SUN | 57997 | PV2 | SaltRiverProject | 18 | 18 | 0% | 0 | 0
Forbestown | HY_WAT | 417 | 1 | PGAE | 37.5 | 37.5 | 4.488% | 1 | 336
Ford Hydro LP (GEN1) | HY_WAT | 54674 | GEN1 | BPA | 0.5 | 0.5 | 4.488% | 1 | 336
Ford Hydro LP (GEN2) | HY_WAT | 54674 | GEN2 | BPA | 0.5 | 0.5 | 4.488% | 1 | 336
Ford Hydro LP (GEN3) | HY_WAT | 54674 | GEN3 | BPA | 0.5 | 0.5 | 4.488% | 1 | 336
Forever 21 Retail, Inc. | PV_SUN | 59651 | W4161 | LDWP | 1 | 1 | 0% | 0 | 0
Forks of Butte Hydro Project | HY_WAT | 50350 | GEN1 | PGAE | 14.5 | 14.5 | 4.488% | 1 | 336
Forrest Kerr | HY_WAT |  |  | BritishColumbia | 211.5 | 211.5 | 4.488% | 1 | 336
Fort Bliss (DEA EPIC) | PV_SUN | 61887 | DEPIC | ElPasoElectric | 2 | 2 | 0% | 0 | 0
Fort Huachuca Solar PV Project (FHUA2) | PV_SUN | 58972 | FHUA2 | SaltRiverProject | 4.1 | 4.1 | 0% | 0 | 0
Fort Huachuca Solar PV Project (FHUAC) | PV_SUN | 58972 | FHUAC | SaltRiverProject | 13.6 | 13.6 | 0% | 0 | 0
Fort MacLeod (Alberta Power Project) | IC_NG |  | 1 | Alberta | 4.16 | 4.16 | 14.83% | 1 | 192
Fort Nelson | CCCT_NG | CA-10076 | 1 | Alberta | 74.49 | 74.49 | 3.641% | 1 | 288
Fort Peck (1) | HY_WAT | 6623 | 1 | WAPA_WY | 50 | 50 | 4.488% | 1 | 336
Fort Peck (2) | HY_WAT | 6623 | 2 | WAPA_WY | 20 | 20 | 4.488% | 1 | 336
Fort Peck (3) | HY_WAT | 6623 | 3 | WAPA_WY | 50 | 50 | 4.488% | 1 | 336
Fort St Vrain (1) | CCCT_NG | 6112 | 1 | PublicServiceCO | 288.8 | 288.8 | 3.641% | 1 | 72
Fort St Vrain (2) | CCCT_NG | 6112 | 2 | PublicServiceCO | 127.3 | 127.3 | 3.641% | 1 | 72
Fort St Vrain (3) | CCCT_NG | 6112 | 3 | PublicServiceCO | 132.05 | 132.05 | 3.641% | 1 | 288
Fort St Vrain (4) | CCCT_NG | 6112 | 4 | PublicServiceCO | 132.05 | 132.05 | 3.641% | 1 | 288
Fort St Vrain (5) | SCCT_NG | 6112 | 5 | PublicServiceCO | 144.69 | 144.69 | 35.78% | 1 | 216
Fort St Vrain (6) | SCCT_NG | 6112 | 6 | PublicServiceCO | 144.69 | 144.69 | 35.78% | 1 | 216
Fort St. James Green Energy 1 | ST_OT |  |  | BritishColumbia | 40 | 40 | 14.83% | 1 | 192
Forty Mile Granlea WAGF | WT_WND |  | 1 | Alberta | 200 | 200 | 0% | 0 | 0
Fossil Gulch | WT_WND | 56308 | 1 | IdahoPower | 10.5 | 10.5 | 0% | 0 | 0
Foster (1) | HY_WAT | 6552 | 1 | BPA | 10 | 10 | 4.488% | 1 | 336
Foster (2) | HY_WAT | 6552 | 2 | BPA | 10 | 10 | 4.488% | 1 | 336
Foster Creek | SCCT_NG | CA-10114 | 1,2 | Alberta | 72.45 | 72.45 | 35.78% | 1 | 168
Foster Wheeler Martinez (TG1) | CCCT_NG | 10342 | TG1 | PGAE | 35.52 | 35.52 | 3.641% | 1 | 288
Foster Wheeler Martinez (TG2) | CCCT_NG | 10342 | TG2 | PGAE | 35.52 | 35.52 | 3.641% | 1 | 288
Foster Wheeler Martinez (TG3) | CCCT_NG | 10342 | TG3 | PGAE | 32.16 | 32.16 | 3.641% | 1 | 288
Foundation AB | WT_WND | 57791 | WTG1 | PGAE | 1.5 | 1.5 | 0% | 0 | 0
Foundation California Training Facility | WT_WND | 61442 | WTG1 | PGAE | 1.8 | 1.8 | 0% | 0 | 0
Foundation CDCR LAC | WT_WND | 61066 | WTG1 | SCE | 1.9 | 1.9 | 0% | 0 | 0
Foundation Cemex BMQ (WTG1) | WT_WND | 58102 | WTG1 | SCE | 1.5 | 1.5 | 0% | 0 | 0
Foundation Cemex BMQ (WTG2) | WT_WND | 58102 | WTG2 | SCE | 1.5 | 1.5 | 0% | 0 | 0
Foundation Cemex Madison | WT_WND | 58112 | WTG1 | PGAE | 1 | 1 | 0% | 0 | 0
Foundation Cemex River Plant (WTG1) | WT_WND | 58101 | WTG1 | SCE | 1.6 | 1.6 | 0% | 0 | 0
Foundation Cemex River Plant (WTG2) | WT_WND | 58101 | WTG2 | SCE | 1.6 | 1.6 | 0% | 0 | 0
Foundation Dole Fresh Vegetables (WTG1) | WT_WND | 62654 | WTG1 | PGAE | 2.8 | 2.8 | 0% | 0 | 0
Foundation Dole Fresh Vegetables (WTG2) | WT_WND | 62654 | WTG2 | PGAE | 2.8 | 2.8 | 0% | 0 | 0
Foundation IE | WT_WND | 57792 | WTG1 | SCE | 1 | 1 | 0% | 0 | 0
Foundation Mann Packing | WT_WND | 61443 | WTG1 | PGAE | 1.8 | 1.8 | 0% | 0 | 0
Foundation NWNA (WTG1) | WT_WND | 58114 | WTG1 | SCE | 1.6 | 1.6 | 0% | 0 | 0
Foundation NWNA (WTG2) | WT_WND | 58114 | WTG2 | SCE | 1.6 | 1.6 | 0% | 0 | 0
Foundation NWNA (WTG3) | WT_WND | 58114 | WTG3 | SCE | 1.9 | 1.9 | 0% | 0 | 0
Foundation RRM (WTG1) | WT_WND | 58113 | WTG1 | SCE | 1 | 1 | 0% | 0 | 0
Foundation RRM (WTG2) | WT_WND | 58113 | WTG2 | SCE | 1 | 1 | 0% | 0 | 0
Foundation SaIinas Valley State Prison | WT_WND | 61444 | WTG1 | PGAE | 1.8 | 1.8 | 0% | 0 | 0
Foundation Scheid Vineyards | WT_WND | 61067 | WTG1 | PGAE | 1.9 | 1.9 | 0% | 0 | 0
Foundation ST | WT_WND | 57626 | WTG1 | PGAE | 2 | 2 | 0% | 0 | 0
Foundation Superior Farms | WT_WND | 58104 | WTG1 | PGAE | 1 | 1 | 0% | 0 | 0
Foundation Wal-Mart Red Bluff | WT_WND | 58105 | WTG1 | PGAE | 1 | 1 | 0% | 0 | 0
Fountain Valley Power Facility (S1) | SCCT_NG | 55453 | S1 | PublicServiceCO | 39.06 | 39.06 | 35.78% | 1 | 72
Fountain Valley Power Facility (S2) | SCCT_NG | 55453 | S2 | PublicServiceCO | 39.06 | 39.06 | 35.78% | 1 | 72
Fountain Valley Power Facility (S3) | SCCT_NG | 55453 | S3 | PublicServiceCO | 39.06 | 39.06 | 35.78% | 1 | 72
Fountain Valley Power Facility (S4) | SCCT_NG | 55453 | S4 | PublicServiceCO | 39.06 | 39.06 | 35.78% | 1 | 72
Fountain Valley Power Facility (S5) | SCCT_NG | 55453 | S5 | PublicServiceCO | 39.06 | 39.06 | 35.78% | 1 | 72
Fountain Valley Power Facility (S6) | SCCT_NG | 55453 | S6 | PublicServiceCO | 39.06 | 39.06 | 35.78% | 1 | 72
Four Corners (4) | ST_Coal | 2442 | 4 | AZPublicService | 770 | 770 | 9.169% | 1 | 696
Four Corners (5) | ST_Coal | 2442 | 5 | AZPublicService | 770 | 770 | 9.169% | 1 | 696
Four Corners Windfarm LLC | WT_WND | 56969 | 1 | WAPA_CO | 10 | 10 | 0% | 0 | 0
Four Mile Canyon Windfarm LLC | WT_WND | 56970 | 1 | WAPA_CO | 10 | 10 | 0% | 0 | 0
Four Peaks Camino Real (1) | IC_OT | 60696 | 1 | ElPasoElectric | 1.6 | 1.6 | 14.83% | 1 | 168
Four Peaks Camino Real (2) | IC_OT | 60696 | 2 | ElPasoElectric | 1.6 | 1.6 | 14.83% | 1 | 168
FPL Energy Montezuma Winds LLC | WT_WND | 57201 | S2.3 | SCE | 36.8 | 36.8 | 0% | 0 | 0
FPL Energy Vansycle LLC (OR) | WT_WND | 55989 | V-47 | BPA | 122.8 | 122.8 | 0% | 0 | 0
FPL Energy Vansycle LLC (WA) | WT_WND | 55560 | V-47 | BPA | 176.9 | 176.9 | 0% | 0 | 0
Francisco St. Solar | PV_SUN | 62287 | W7190 | SCE | 1 | 1 | 0% | 0 | 0
Frank Knutson (BR1) | SCCT_NG | 55505 | BR1 | PublicServiceCO | 66.75 | 66.75 | 35.78% | 1 | 168
Frank Knutson (BR2) | SCCT_NG | 55505 | BR2 | PublicServiceCO | 66.75 | 66.75 | 35.78% | 1 | 168
Frankenheimer Power Plant | HY_WAT | 50219 | U1 | PGAE | 4.3 | 4.3 | 4.488% | 1 | 336
Franklin (CA) | HY_WAT | 397 | 1 | LDWP | 2 | 2 | 4.488% | 1 | 336
Franklin Templeton San Mateo | OtherTech_NG | 57809 | FRK00 | PGAE | 0.2 | 0.2 | 14.83% | 1 | 168
Frederickson (1) | SCCT_NG | 99 | 1 | PugetSound | 81.1 | 81.1 | 35.78% | 1 | 168
Frederickson (2) | SCCT_NG | 99 | 2 | PugetSound | 81.1 | 81.1 | 35.78% | 1 | 168
Frederickson Power LP (FICT) | CCCT_NG | 55818 | FICT | BPA | 180 | 180 | 3.641% | 1 | 240
Frederickson Power LP (FIST) | CCCT_NG | 55818 | FIST | BPA | 85 | 85 | 3.641% | 1 | 240
Fredonia (1) | SCCT_NG | 607 | 1 | PugetSound | 114 | 114 | 35.78% | 1 | 168
Fredonia (2) | SCCT_NG | 607 | 2 | PugetSound | 114 | 114 | 35.78% | 1 | 168
Fredonia (3) | SCCT_NG | 607 | 3 | PugetSound | 60 | 60 | 35.78% | 1 | 168
Fredonia (4) | SCCT_NG | 607 | 4 | PugetSound | 60 | 60 | 35.78% | 1 | 168
Freeport McMoRan (1) | IC_DFO | 54734 | 1 | PublicServiceNM | 1 | 1 | 20.5% | 1 | 168
Freeport McMoRan (11) | IC_DFO | 54734 | 11 | PublicServiceNM | 1 | 1 | 20.5% | 1 | 168
Freeport McMoRan (12) | IC_DFO | 54734 | 12 | PublicServiceNM | 1 | 1 | 20.5% | 1 | 168
Freeport McMoRan (13) | IC_DFO | 54734 | 13 | PublicServiceNM | 1 | 1 | 20.5% | 1 | 168
Freeport McMoRan (14) | IC_DFO | 54734 | 14 | PublicServiceNM | 1 | 1 | 20.5% | 1 | 168
Freeport McMoRan (15) | IC_DFO | 54734 | 15 | PublicServiceNM | 1 | 1 | 20.5% | 1 | 168
Freeport McMoRan (3) | IC_DFO | 54734 | 3 | PublicServiceNM | 1 | 1 | 20.5% | 1 | 168
Freeport McMoRan (4) | IC_DFO | 54734 | 4 | PublicServiceNM | 1 | 1 | 20.5% | 1 | 168
Freeport McMoRan (7) | IC_DFO | 54734 | 7 | PublicServiceNM | 1 | 1 | 20.5% | 1 | 168
Freeport McMoRan (8) | IC_DFO | 54734 | 8 | PublicServiceNM | 1 | 1 | 20.5% | 1 | 168
Freeway Springs | PV_SUN | 60183 | FSPRI | SCE | 2 | 2 | 0% | 0 | 0
Fremont Canyon (1) | HY_WAT | 4176 | 1 | WAPA_CO | 33.4 | 33.4 | 4.488% | 1 | 336
Fremont Canyon (2) | HY_WAT | 4176 | 2 | WAPA_CO | 33.4 | 33.4 | 4.488% | 1 | 336
French Meadows | HY_WAT | 424 | 1 | PGAE | 16 | 16 | 4.488% | 1 | 336
Fresno Bullard High School (903) | PV_SUN | 63420 | 903 | PGAE | 1.2 | 1.2 | 0% | 0 | 0
Fresno Cogen Partners (GEN2) | CCCT_NG | 10156 | GEN2 | PGAE | 5.98 | 5.98 | 3.641% | 1 | 288
Fresno Cogen Partners (GEN3) | SCCT_NG | 10156 | GEN3 | PGAE | 20.52 | 20.52 | 35.78% | 1 | 168
Fresno Cogen Partners (GEN4) | CCCT_NG | 10156 | GEN4 | PGAE | 46.28 | 46.28 | 3.641% | 1 | 288
Fresno Hoover High School (291) | PV_SUN | 63421 | 291 | PGAE | 1.2 | 1.2 | 0% | 0 | 0
Fresno Solar (PV-S) | PV_SUN | 60083 | PV-S | PGAE | 1.5 | 1.5 | 0% | 0 | 0
Fresno Solar (PV-W) | PV_SUN | 60083 | PV-W | PGAE | 1.5 | 1.5 | 0% | 0 | 0
Fresno Sunnyside High School (1122) | PV_SUN | 63422 | 1122 | PGAE | 1.6 | 1.6 | 0% | 0 | 0
Friant Hydro Facility (FR1) | HY_WAT | 50393 | FR1 | PGAE | 20 | 20 | 4.488% | 1 | 336
Friant Hydro Facility (M1) | HY_WAT | 50393 | M1 | PGAE | 9.8 | 9.8 | 4.488% | 1 | 336
Friant Hydro Facility (RO1) | HY_WAT | 50393 | RO1 | PGAE | 2.3 | 2.3 | 4.488% | 1 | 336
Friant Hydro Facility (RO2) | HY_WAT | 50393 | RO2 | PGAE | 7.3 | 7.3 | 4.488% | 1 | 336
Frito-Lay Cogen Plant | SCCT_NG | 10110 | GEN1 | PGAE | 2.42 | 2.42 | 35.78% | 1 | 168
Front Range Power Plant (1) | CCCT_NG | 55283 | 1 | WAPA_CO | 140 | 140 | 3.641% | 1 | 240
Front Range Power Plant (2) | CCCT_NG | 55283 | 2 | WAPA_CO | 140 | 140 | 3.641% | 1 | 240
Front Range Power Plant (3) | CCCT_NG | 55283 | 3 | WAPA_CO | 200 | 200 | 3.641% | 1 | 240
Front Range Project | IC_OT | 59143 | FR-1 | WAPA_CO | 3.1 | 3.1 | 14.83% | 1 | 168
Frontier HS Solar Project | PV_SUN | 62275 | FHSSP | SCE | 1.4 | 1.4 | 0% | 0 | 0
Frontier Solar LLC | PV_SUN | 60039 | FTRS | PGAE | 18 | 18 | 0% | 0 | 0
FRV SI Transport Solar LP | PV_SUN | 57506 | SEIM | BANC | 1 | 1 | 0% | 0 | 0
Ft. Churchill PV | PV_SUN | 59472 | NVC7 | Nevada | 6.4 | 6.4 | 0% | 0 | 0
Furry Creek Hydro Project | HY_WAT |  |  | BritishColumbia | 11 | 11 | 4.488% | 1 | 336
G2 Energy Hay Rd | IC_OT | 58320 | 362 | PGAE | 1.5 | 1.5 | 14.83% | 1 | 168
G2 Energy Ostrom Road LLC (359) | IC_OT | 57133 | 359 | PGAE | 1.8 | 1.8 | 14.83% | 1 | 168
G2 Energy Ostrom Road LLC (361) | IC_OT | 57133 | 361 | PGAE | 1.5 | 1.5 | 14.83% | 1 | 168
Gadsby (1) | ST_NG | 3648 | 1 | PacificorpEast | 64 | 64 | 3.641% | 1 | 216
Gadsby (2) | ST_NG | 3648 | 2 | PacificorpEast | 69 | 69 | 3.641% | 1 | 216
Gadsby (3) | ST_NG | 3648 | 3 | PacificorpEast | 104.5 | 104.5 | 3.641% | 1 | 216
Gadsby (4) | SCCT_NG | 3648 | 4 | PacificorpEast | 38.8 | 38.8 | 35.78% | 1 | 168
Gadsby (5) | SCCT_NG | 3648 | 5 | PacificorpEast | 38.8 | 38.8 | 35.78% | 1 | 168
Gadsby (6) | SCCT_NG | 3648 | 6 | PacificorpEast | 38.8 | 38.8 | 35.78% | 1 | 168
Galena 2 Geothermal Power Plant | ST_GST | 56540 | GEN1 | Nevada | 13.5 | 13.5 | 14.83% | 1 | 168
Galena 3 Geothermal Power Plant (GEN1) | ST_GST | 56541 | GEN1 | Nevada | 15 | 15 | 14.83% | 1 | 168
Galena 3 Geothermal Power Plant (GEN2) | ST_GST | 56541 | GEN2 | Nevada | 15 | 15 | 14.83% | 1 | 168
Galesville Project (GV1) | HY_WAT | 50938 | GV1 | PACWSouth | 1 | 1 | 4.488% | 1 | 336
Galesville Project (GV2) | HY_WAT | 50938 | GV2 | PACWSouth | 1 | 1 | 4.488% | 1 | 336
Gallegos Wind Farm, Phase 1 | WT_WND | 59047 | GEN 1 | PGAE | 180 | 180 | 0% | 0 | 0
Gap Pacific Distribution Center (1) | PV_SUN | 56909 | 1 | PGAE | 0.3 | 0.3 | 0% | 0 | 0
Gap Pacific Distribution Center (2) | PV_SUN | 56909 | 2 | PGAE | 0.3 | 0.3 | 0% | 0 | 0
Gap Pacific Distribution Center (3) | PV_SUN | 56909 | 3 | PGAE | 0.3 | 0.3 | 0% | 0 | 0
Gap Pacific Distribution Center (4) | PV_SUN | 56909 | 4 | PGAE | 0.3 | 0.3 | 0% | 0 | 0
Garland Canal Power Plant | HY_WAT | 57551 | MAIN | WAPA_WY | 2 | 2 | 4.488% | 1 | 336
Garnet Solar Generation Station I LLC | PV_SUN | 58528 | WDT44 | SCE | 4 | 4 | 0% | 0 | 0
Garnet Wind Energy Center | WT_WND | 57302 | 1 | SCE | 6.5 | 6.5 | 0% | 0 | 0
Garrett Solar | PV_SUN | 63301 | 1888 | BPA | 10 | 10 | 0% | 0 | 0
Gas Utilization Facility (1) | IC_OT | 50492 | 1 | SDGE | 1.4 | 1.4 | 14.83% | 1 | 168
Gas Utilization Facility (2) | IC_OT | 50492 | 2 | SDGE | 1.4 | 1.4 | 14.83% | 1 | 168
Gas Utilization Facility (3) | HY_WAT | 50492 | 3 | SDGE | 0.9 | 0.9 | 4.488% | 1 | 336
Gates Solar Station | PV_SUN | 57892 | 1 | PGAE | 20 | 20 | 0% | 0 | 0
Gateway (1) | HY_WAT | 3697 | 1 | PacificorpEast | 2 | 2 | 4.488% | 1 | 336
Gateway (2) | HY_WAT | 3697 | 2 | PacificorpEast | 2 | 2 | 4.488% | 1 | 336
Gateway Generating Station (A) | CCCT_NG | 56476 | A | PGAE | 174.14 | 174.14 | 3.641% | 1 | 288
Gateway Generating Station (B) | CCCT_NG | 56476 | B | PGAE | 174.14 | 174.14 | 3.641% | 1 | 288
Gateway Generating Station (C) | CCCT_NG | 56476 | C | PGAE | 214.08 | 214.08 | 3.641% | 1 | 257.504
Gato Montes Solar, LLC | PV_SUN | 58842 | 1 | TucsonElectric | 5 | 5 | 0% | 0 | 0
Gavilan District College Solar Project (GDCPV) | PV_SUN | 61993 | GDCPV | PGAE | 0.4 | 0.4 | 0% | 0 | 0
GE - Tehachapi (1.7SF) | WT_WND | 57566 | 1.7SF | SCE | 1.8 | 1.8 | 0% | 0 | 0
GE - Tehachapi (2.5P2) | WT_WND | 57566 | 2.5P2 | SCE | 2.5 | 2.5 | 0% | 0 | 0
GE - Tehachapi (2.8P3) | WT_WND | 57566 | 2.8P3 | SCE | 2.8 | 2.8 | 0% | 0 | 0
Gem State | HY_WAT | 790 | 1 | PacificorpEast | 23.4 | 23.4 | 4.488% | 1 | 336
Genentech Vacaville Meter #1 (PV1) | PV_SUN | 60844 | PV1 | PGAE | 3.8 | 3.8 | 0% | 0 | 0
Genentech Vacaville Meter #1 (PV2) | PV_SUN | 60844 | PV2 | PGAE | 2.3 | 2.3 | 0% | 0 | 0
Genentech-Oceanside Hybrid (PV1) | PV_SUN | 60231 | PV1 | SDGE | 4.5 | 4.5 | 0% | 0 | 0
General Chemical (TG1) | ST_Coal | 54318 | TG1 | PacificorpEast | 1.4 | 1.4 | 9.169% | 1 | 480
General Chemical (TG2) | ST_Coal | 54318 | TG2 | PacificorpEast | 1.4 | 1.4 | 9.169% | 1 | 480
Genesee 1 | ST_Coal | CA-6 | 1 | Alberta | 400 | 0 | 9.169% | 1 | 384
Genesee 2 | ST_Coal | CA-6 | 2 | Alberta | 400 | 0 | 9.169% | 1 | 336
Genesee 3 | ST_Coal | CA-6 | 3 | Alberta | 466 | 0 | 9.169% | 1 | 696
Genesis Solar Energy Project (GEN01) | ST_SUN | 57394 | GEN01 | SCE | 125 | 125 | 0% | 0 | 0
Genesis Solar Energy Project (GEN02) | ST_SUN | 57394 | GEN02 | SCE | 125 | 125 | 0% | 0 | 0
Geo East Mesa II | ST_GST | 54038 | GEN1 | IID | 21.6 | 21.6 | 14.83% | 1 | 168
Geo East Mesa III (GBU) | ST_GST | 10763 | GBU | IID | 8 | 8 | 14.83% | 1 | 168
Geo East Mesa III (GEN1) | ST_GST | 10763 | GEN1 | IID | 21.6 | 21.6 | 14.83% | 1 | 168
George Birdsall (1) | ST_NG | 493 | 1 | WAPA_CO | 16 | 16 | 3.641% | 1 | 216
George Birdsall (2) | ST_NG | 493 | 2 | WAPA_CO | 16 | 16 | 3.641% | 1 | 216
George Birdsall (3) | ST_NG | 493 | 3 | WAPA_CO | 23 | 23 | 3.641% | 1 | 216
Georgetown Hydro (1) | HY_WAT | 472 | 1 | PublicServiceCO | 0.6 | 0.6 | 4.488% | 1 | 336
Georgetown Hydro (2) | HY_WAT | 472 | 2 | PublicServiceCO | 0.6 | 0.6 | 4.488% | 1 | 336
Geothermal 1 (1) | ST_GST | 7368 | 1 | PGAE | 26 | 26 | 14.83% | 1 | 168
Geothermal 1 (2) | ST_GST | 7368 | 2 | PGAE | 23 | 23 | 14.83% | 1 | 168
Geothermal 2 (3) | ST_GST | 7369 | 3 | PGAE | 25 | 25 | 14.83% | 1 | 168
Geothermal 2 (4) | ST_GST | 7369 | 4 | PGAE | 42 | 42 | 14.83% | 1 | 168
Geysers Unit 5-20 (U11) | ST_GST | 286 | U11 | PGAE | 68 | 68 | 14.83% | 1 | 168
Geysers Unit 5-20 (U12) | ST_GST | 286 | U12 | PGAE | 50 | 50 | 14.83% | 1 | 168
Geysers Unit 5-20 (U13) | ST_GST | 286 | U13 | PGAE | 56 | 56 | 14.83% | 1 | 168
Geysers Unit 5-20 (U14) | ST_GST | 286 | U14 | PGAE | 50 | 50 | 14.83% | 1 | 168
Geysers Unit 5-20 (U16) | ST_GST | 286 | U16 | PGAE | 49 | 49 | 14.83% | 1 | 168
Geysers Unit 5-20 (U17) | ST_GST | 286 | U17 | PGAE | 56 | 56 | 14.83% | 1 | 168
Geysers Unit 5-20 (U18) | ST_GST | 286 | U18 | PGAE | 45 | 45 | 14.83% | 1 | 168
Geysers Unit 5-20 (U20) | ST_GST | 286 | U20 | PGAE | 40 | 40 | 14.83% | 1 | 168
Geysers Unit 5-20 (U5) | ST_GST | 286 | U5 | PGAE | 42 | 42 | 14.83% | 1 | 144
Geysers Unit 5-20 (U6) | ST_GST | 286 | U6 | PGAE | 42 | 42 | 14.83% | 1 | 168
Geysers Unit 5-20 (U7) | ST_GST | 286 | U7 | PGAE | 40 | 40 | 14.83% | 1 | 168
Geysers Unit 5-20 (U8) | ST_GST | 286 | U8 | PGAE | 40 | 40 | 14.83% | 1 | 168
Ghost Pine Wind Energy Center | WT_WND |  |  | Alberta | 82 | 82 | 0% | 0 | 0
Gianera (1) | SCCT_NG | 7231 | 1 | PGAE | 24.8 | 24.8 | 35.78% | 1 | 168
Gianera (2) | SCCT_NG | 7231 | 2 | PGAE | 24.8 | 24.8 | 35.78% | 1 | 168
Giffen | PV_SUN | 57521 | 1 | PGAE | 10 | 10 | 0% | 0 | 0
Giffen Solar Park | PV_SUN | 59522 | FRGSP | PGAE | 18 | 18 | 0% | 0 | 0
Gila Bend Hybrid | PV_SUN | 59020 | PV1 | SaltRiverProject | 32 | 32 | 0% | 0 | 0
Gila River Power Block 1 (CTG1) | CCCT_NG | 59338 | CTG1 | SaltRiverProject | 151.59 | 151.59 | 3.641% | 1 | 240
Gila River Power Block 1 (CTG2) | CCCT_NG | 59338 | CTG2 | SaltRiverProject | 151.59 | 151.59 | 3.641% | 1 | 240
Gila River Power Block 1 (ST9) | CCCT_NG | 59338 | ST9 | AZPublicService | 215.88 | 215.88 | 3.641% | 1 | 240
Gila River Power Block 2 (CTG3) | CCCT_NG | 60768 | CTG3 | SaltRiverProject | 151.59 | 151.59 | 3.641% | 1 | 240
Gila River Power Block 2 (CTG4) | CCCT_NG | 60768 | CTG4 | SaltRiverProject | 151.59 | 151.59 | 3.641% | 1 | 240
Gila River Power Block 2 (ST10) | CCCT_NG | 60768 | ST10 | AZPublicService | 215.88 | 215.88 | 3.641% | 1 | 240
Gila River Power Block 3 (CTG5) | CCCT_NG | 59784 | CTG5 | SaltRiverProject | 151.59 | 151.59 | 3.641% | 1 | 240
Gila River Power Block 3 (CTG6) | CCCT_NG | 59784 | CTG6 | SaltRiverProject | 151.59 | 151.59 | 3.641% | 1 | 240
Gila River Power Block 3 (ST11) | CCCT_NG | 59784 | ST11 | AZPublicService | 215.88 | 215.88 | 3.641% | 1 | 240
Gila River Power Block 4 (CTG7) | CCCT_NG | 55306 | CTG7 | SaltRiverProject | 151.59 | 151.59 | 3.641% | 1 | 240
Gila River Power Block 4 (CTG8) | CCCT_NG | 55306 | CTG8 | SaltRiverProject | 151.59 | 151.59 | 3.641% | 1 | 240
Gila River Power Block 4 (ST12) | CCCT_NG | 55306 | ST12 | SaltRiverProject | 211.11 | 211.11 | 3.641% | 1 | 240
Gilbert Solar Facility I, LLC | PV_SUN | 58543 | 1 | AZPublicService | 2.5 | 2.5 | 0% | 0 | 0
Gilcrest Solar | PV_SUN | 62663 | SO390 | WAPA_CO | 1.5 | 1.5 | 0% | 0 | 0
Gillespie 1 | PV_SUN | 58501 | GILL1 | AZPublicService | 15 | 15 | 0% | 0 | 0
Gilroy Peaking Energy Center (S3) | SCCT_NG | 55810 | S3 | PGAE | 45 | 45 | 35.78% | 1 | 168
Gilroy Peaking Energy Center (S4) | SCCT_NG | 55810 | S4 | PGAE | 45 | 45 | 35.78% | 1 | 168
Gilroy Peaking Energy Center (S5) | SCCT_NG | 55810 | S5 | PGAE | 45 | 45 | 35.78% | 1 | 168
Gilroy Power Plant (GEN1) | CCCT_NG | 10034 | GEN1 | PGAE | 81.6 | 81.6 | 3.641% | 1 | 288
Gilroy Power Plant (GEN2) | CCCT_NG | 10034 | GEN2 | PGAE | 33.6 | 33.6 | 3.641% | 1 | 288
Glen Canyon Dam (1) | HY_WAT | 153 | 1 | WAPA_LwrCO | 165 | 165 | 4.488% | 1 | 336
Glen Canyon Dam (2) | HY_WAT | 153 | 2 | WAPA_LwrCO | 165 | 165 | 4.488% | 1 | 336
Glen Canyon Dam (3) | HY_WAT | 153 | 3 | WAPA_LwrCO | 165 | 165 | 4.488% | 1 | 336
Glen Canyon Dam (4) | HY_WAT | 153 | 4 | WAPA_LwrCO | 165 | 165 | 4.488% | 1 | 336
Glen Canyon Dam (5) | HY_WAT | 153 | 5 | WAPA_LwrCO | 165 | 165 | 4.488% | 1 | 336
Glen Canyon Dam (6) | HY_WAT | 153 | 6 | WAPA_LwrCO | 165 | 165 | 4.488% | 1 | 336
Glen Canyon Dam (7) | HY_WAT | 153 | 7 | WAPA_LwrCO | 157 | 157 | 4.488% | 1 | 336
Glen Canyon Dam (8) | HY_WAT | 153 | 8 | WAPA_LwrCO | 165 | 165 | 4.488% | 1 | 336
Glenarm (GT1) | SCCT_NG | 422 | GT1 | SCE | 28.6 | 28.6 | 35.78% | 1 | 168
Glenarm (GT2) | SCCT_NG | 422 | GT2 | SCE | 28.6 | 28.6 | 35.78% | 1 | 168
Glenarm (GT3) | SCCT_NG | 422 | GT3 | LDWP | 47.2 | 47.2 | 35.78% | 1 | 168
Glenarm (GT4) | SCCT_NG | 422 | GT4 | LDWP | 47.2 | 47.2 | 35.78% | 1 | 168
Glenarm (GT5) | CCCT_NG | 422 | GT5 | SCE | 68 | 68 | 3.641% | 1 | 288
Glenarm (ST1) | CCCT_NG | 422 | ST1 | SCE | 16 | 16 | 3.641% | 1 | 288
Glendale Energy Power Plant (GLEN1) | IC_OT | 57829 | GLEN1 | AZPublicService | 1.4 | 1.4 | 14.83% | 1 | 168
Glendale Energy Power Plant (GLEN2) | IC_OT | 57829 | GLEN2 | AZPublicService | 1.4 | 1.4 | 14.83% | 1 | 168
Glendo (1) | HY_WAT | 4177 | 1 | WAPA_CO | 17.5 | 17.5 | 4.488% | 1 | 336
Glendo (2) | HY_WAT | 4177 | 2 | WAPA_CO | 19 | 19 | 4.488% | 1 | 336
Glenrock (1) | WT_WND | 56841 | 1 | PacificorpEast | 119.3 | 119.3 | 0% | 0 | 0
Glenrock (2) | WT_WND | 56841 | 2 | PacificorpEast | 39 | 39 | 0% | 0 | 0
Goal Line LP (CTG) | CCCT_NG | 54749 | CTG | SDGE | 40 | 40 | 3.641% | 1 | 288
Goal Line LP (STG) | CCCT_NG | 54749 | STG | SDGE | 9.4 | 9.4 | 3.641% | 1 | 288
Gold Creek | ST_OT |  | 1 | Alberta | 5 | 5 | 14.83% | 1 | 192
Golden Acorn Casino | WT_WND | 59328 | GAC1 | SDGE | 1 | 1 | 0% | 0 | 0
Golden Fields Solar I, LLC | PV_SUN | 60590 | RS1 | SCE | 54 | 54 | 0% | 0 | 0
Golden Hills North Wind Energy Center | WT_WND | 61222 | 1 | PGAE | 46 | 46 | 0% | 0 | 0
Golden Hills Wind | WT_WND | 60049 | GE | PGAE | 85.9 | 85.9 | 0% | 0 | 0
Golden Springs Building C-1 | PV_SUN | 57796 | 1 | SCE | 1.2 | 1.2 | 0% | 0 | 0
Golden Springs Building D | PV_SUN | 57797 | 1 | SCE | 1.3 | 1.3 | 0% | 0 | 0
Golden Valley Wind Park LLC | WT_WND | 56435 | GVWP | IdahoPower | 12 | 12 | 0% | 0 | 0
Golden West Power Partners LLC | WT_WND | 59974 | GW1 | PublicServiceCO | 250 | 250 | 0% | 0 | 0
Goldendale Generating Station (G1) | CCCT_NG | 55482 | G1 | BPA | 194 | 194 | 3.641% | 1 | 240
Goldendale Generating Station (G2) | CCCT_NG | 55482 | G2 | BPA | 110.6 | 110.6 | 3.641% | 1 | 240
Goodnoe Hills | WT_WND | 56666 | 1 | PACWSouth | 103.4 | 103.4 | 0% | 0 | 0
Goodsprings Waste Heat Recovery | ST_OT | 57684 | HR1 | Nevada | 6.5 | 6.5 | 14.83% | 1 | 192
Goose Haven Energy Center | SCCT_NG | 55627 | CT1 | PGAE | 45 | 45 | 35.78% | 1 | 168
Gordon Butte Wind LLC | WT_WND | 57748 | GBW | NWMT | 9.6 | 9.6 | 0% | 0 | 0
Gordon M Shrum 1-10 | HY_WAT | CA-26 | 1,2,3,4,5,6,7,8,9,10 | BritishColumbia | 3050 | 3050 | 4.488% | 1 | 336
Gorge (21) | HY_WAT | 6431 | 21 | SeattleCL | 32 | 32 | 4.488% | 1 | 336
Gorge (22) | HY_WAT | 6431 | 22 | SeattleCL | 32 | 32 | 4.488% | 1 | 336
Gorge (23) | HY_WAT | 6431 | 23 | SeattleCL | 32 | 32 | 4.488% | 1 | 336
Gorge (24) | HY_WAT | 6431 | 24 | SeattleCL | 97 | 97 | 4.488% | 1 | 336
Goshen Phase II | WT_WND | 57211 | 1 | PacificorpEast | 124.5 | 124.5 | 0% | 0 | 0
Gosselin Hydro Plant (GEN1) | HY_WAT | 10128 | GEN1 | PGAE | 0.4 | 0.4 | 4.488% | 1 | 336
Gosselin Hydro Plant (GEN2) | HY_WAT | 10128 | GEN2 | PGAE | 0.4 | 0.4 | 4.488% | 1 | 336
GPS Cabazon Wind LLC | WT_WND | 50552 | WGNS | SCE | 38.9 | 38.9 | 0% | 0 | 0
Grace (3) | HY_WAT | 827 | 3 | PacificorpEast | 11 | 11 | 4.488% | 1 | 336
Grace (4) | HY_WAT | 827 | 4 | PacificorpEast | 11 | 11 | 4.488% | 1 | 336
Grace (5) | HY_WAT | 827 | 5 | PacificorpEast | 11 | 11 | 4.488% | 1 | 336
Granby Hydro | HY_WAT | 60119 | GEN1 | WAPA_CO | 0.2 | 0.2 | 4.488% | 1 | 336
Grand Coulee (1) | HY_WAT | 6163 | 1 | BPA | 125 | 125 | 4.488% | 1 | 336
Grand Coulee (10) | HY_WAT | 6163 | 10 | BPA | 125 | 125 | 4.488% | 1 | 336
Grand Coulee (11) | HY_WAT | 6163 | 11 | BPA | 125 | 125 | 4.488% | 1 | 336
Grand Coulee (12) | HY_WAT | 6163 | 12 | BPA | 125 | 125 | 4.488% | 1 | 336
Grand Coulee (13) | HY_WAT | 6163 | 13 | BPA | 125 | 125 | 4.488% | 1 | 336
Grand Coulee (14) | HY_WAT | 6163 | 14 | BPA | 125 | 125 | 4.488% | 1 | 336
Grand Coulee (15) | HY_WAT | 6163 | 15 | BPA | 125 | 125 | 4.488% | 1 | 336
Grand Coulee (16) | HY_WAT | 6163 | 16 | BPA | 125 | 125 | 4.488% | 1 | 336
Grand Coulee (17) | HY_WAT | 6163 | 17 | BPA | 125 | 125 | 4.488% | 1 | 336
Grand Coulee (18) | HY_WAT | 6163 | 18 | BPA | 125 | 125 | 4.488% | 1 | 336
Grand Coulee (19) | HY_WAT | 6163 | 19 | BPA | 690 | 690 | 4.488% | 1 | 336
Grand Coulee (2) | HY_WAT | 6163 | 2 | BPA | 125 | 125 | 4.488% | 1 | 336
Grand Coulee (20) | HY_WAT | 6163 | 20 | BPA | 690 | 690 | 4.488% | 1 | 336
Grand Coulee (21) | HY_WAT | 6163 | 21 | BPA | 690 | 690 | 4.488% | 1 | 336
Grand Coulee (22) | HY_WAT | 6163 | 22 | BPA | 805 | 805 | 4.488% | 1 | 336
Grand Coulee (23) | HY_WAT | 6163 | 23 | BPA | 805 | 805 | 4.488% | 1 | 336
Grand Coulee (24) | HY_WAT | 6163 | 24 | BPA | 805 | 805 | 4.488% | 1 | 336
Grand Coulee (3) | HY_WAT | 6163 | 3 | BPA | 125 | 125 | 4.488% | 1 | 336
Grand Coulee (4) | HY_WAT | 6163 | 4 | BPA | 125 | 125 | 4.488% | 1 | 336
Grand Coulee (5) | HY_WAT | 6163 | 5 | BPA | 125 | 125 | 4.488% | 1 | 336
Grand Coulee (6) | HY_WAT | 6163 | 6 | BPA | 125 | 125 | 4.488% | 1 | 336
Grand Coulee (7) | HY_WAT | 6163 | 7 | BPA | 125 | 125 | 4.488% | 1 | 336
Grand Coulee (8) | HY_WAT | 6163 | 8 | BPA | 125 | 125 | 4.488% | 1 | 336
Grand Coulee (9) | HY_WAT | 6163 | 9 | BPA | 125 | 125 | 4.488% | 1 | 336
Grand Coulee (LS1) | HY_WAT | 6163 | LS1 | BPA | 10 | 10 | 4.488% | 1 | 336
Grand Coulee (LS2) | HY_WAT | 6163 | LS2 | BPA | 10 | 10 | 4.488% | 1 | 336
Grand Coulee (LS3) | HY_WAT | 6163 | LS3 | BPA | 10 | 10 | 4.488% | 1 | 336
Grand Coulee (PG10) | STO_WAT | 6163 | PG10 | BPA | 53.5 | 53.5 | 4.488% | 0 | 0
Grand Coulee (PG11) | STO_WAT | 6163 | PG11 | BPA | 53.5 | 53.5 | 4.488% | 0 | 0
Grand Coulee (PG12) | STO_WAT | 6163 | PG12 | BPA | 53.5 | 53.5 | 4.488% | 0 | 0
Grand Coulee (PG7) | STO_WAT | 6163 | PG7 | BPA | 50 | 50 | 4.488% | 0 | 0
Grand Coulee (PG8) | STO_WAT | 6163 | PG8 | BPA | 50 | 50 | 4.488% | 0 | 0
Grand Coulee (PG9) | STO_WAT | 6163 | PG9 | BPA | 53.5 | 53.5 | 4.488% | 0 | 0
Grand Ronde Solar | PV_SUN | 61835 | PGRC4 | BPA | 2.2 | 2.2 | 0% | 0 | 0
Grand Valley Project Power Plant (1) | HY_WAT | 473 | 1 | PublicServiceCO | 3 | 3 | 4.488% | 1 | 336
Grand Valley Project Power Plant (2) | HY_WAT | 473 | 2 | PublicServiceCO | 3 | 3 | 4.488% | 1 | 336
Grand View Solar Two (GVS2) | PV_SUN | 60068 | GVS2 | IdahoPower | 50 | 50 | 0% | 0 | 0
Grand View Solar Two (GVS5) | PV_SUN | 60068 | GVS5 | IdahoPower | 18 | 18 | 0% | 0 | 0
Granger | PV_SUN | 60516 | PV1 | SDGE | 3 | 3 | 0% | 0 | 0
Granite | HY_WAT | 3651 | 1 | PacificorpEast | 1.2 | 1.2 | 4.488% | 1 | 336
Granite Mountain Solar East, LLC | PV_SUN | 59946 | GMSE | PacificorpEast | 80 | 80 | 0% | 0 | 0
Granite Mountain Solar West, LLC | PV_SUN | 59945 | GMSW | PacificorpEast | 50.4 | 50.4 | 0% | 0 | 0
Granite Peak Solar Plant | PV_SUN | 58604 | GPSP1 | PacificorpEast | 3 | 3 | 0% | 0 | 0
Grants CDEC 2 | PV_SUN | 62995 | NMGR1 | AZPublicService | 4.5 | 4.5 | 0% | 0 | 0
Grapeland Hybrid (1) | SCCT_NG | 56472 | 1 | SCE | 46 | 46 | 35.78% | 1 | 168
Graphite Solar_PV1 | PV_SUN |  |  | PacificorpEast | 80 | 80 | 0% | 0 | 0
Grassland 1&2 Solar Project | PV_SUN | 58217 | INV4 | PGAE | 1 | 1 | 0% | 0 | 0
Grassland 3&4 Solar Project | PV_SUN | 58204 | INV3 | PGAE | 1.5 | 1.5 | 0% | 0 | 0
Gray Hawk Solar | PV_SUN | 61272 | GHS | WAPA_LwrCO | 55 | 55 | 0% | 0 | 0
Grays Harbor Energy Facility (CT1) | CCCT_NG | 7999 | CT1 | BPA | 188 | 188 | 3.641% | 1 | 288
Grays Harbor Energy Facility (CT2) | CCCT_NG | 7999 | CT2 | BPA | 190 | 190 | 3.641% | 1 | 288
Grays Harbor Energy Facility (ST1) | CCCT_NG | 7999 | ST1 | BPA | 314 | 314 | 3.641% | 1 | 288
Grayson (1) | CCCT_NG | 377 | 1 | LDWP | 17.67 | 17.67 | 3.641% | 1 | 288
Grayson (2) | CCCT_NG | 377 | 2 | LDWP | 17.67 | 17.67 | 3.641% | 1 | 288
Grayson (3) | ST_OT | 377 | 3 | LDWP | 18 | 18 | 14.83% | 1 | 192
Grayson (4) | ST_NG | 377 | 4 | LDWP | 40 | 40 | 3.641% | 1 | 216
Grayson (5) | ST_NG | 377 | 5 | LDWP | 40 | 40 | 3.641% | 1 | 216
Grayson (8A) | CCCT_NG | 377 | 8A | LDWP | 27.9 | 27.9 | 3.641% | 1 | 288
Grayson (8BC) | CCCT_NG | 377 | 8BC | LDWP | 46.5 | 46.5 | 3.641% | 1 | 288
Grayson (9) | SCCT_NG | 377 | 9 | LDWP | 48 | 48 | 35.78% | 1 | 168
Grazing Yak Solar | PV_SUN | 62376 | PV1 | PublicServiceCO | 35 | 35 | 0% | 0 | 0
Great Divide Solar, LLC | PV_SUN | 61335 | GDSMT | NWMT | 3 | 3 | 0% | 0 | 0
Great Valley Solar Portfolio Holdings, LLC (GVS2) | PV_SUN | 59940 | GVS2 | PGAE | 46 | 46 | 0% | 0 | 0
Great Valley Solar Portfolio Holdings, LLC (GVS3) | PV_SUN | 59940 | GVS3 | PGAE | 15 | 15 | 0% | 0 | 0
Great Valley Solar Portfolio Holdings, LLC (GVS4) | PV_SUN | 59940 | GVS4 | PGAE | 15 | 15 | 0% | 0 | 0
Great Valley Solar Portfolio Holdings, LLC (TQ8) | PV_SUN | 59940 | TQ8 | PGAE | 150 | 150 | 0% | 0 | 0
Greater Sandhill I (GS-P1) | PV_SUN | 57377 | GS-P1 | PublicServiceCO | 10 | 10 | 0% | 0 | 0
Greater Sandhill I (GS-P2) | PV_SUN | 57377 | GS-P2 | PublicServiceCO | 9 | 9 | 0% | 0 | 0
Greater_Imperial_Solar_1Axis | PV_SUN |  |  | SDGE | 103 | 925 | 0% | 0 | 0
Greater_Imperial_Solar_Fixed | PV_SUN |  |  | SDGE | 34 | 308 | 0% | 0 | 0
Green Acres Solar Facility 1 | PV_SUN | 57849 | GASF1 | BANC | 2 | 2 | 0% | 0 | 0
Green Acres Solar Facility 2 | PV_SUN | 57850 | GASF2 | BANC | 0.7 | 0.7 | 0% | 0 | 0
Green Beanworks B PV | PV_SUN | 61339 | GBWXB | SCE | 3 | 3 | 0% | 0 | 0
Green Beanworks C PV | PV_SUN | 61215 | GBWXC | SCE | 3 | 3 | 0% | 0 | 0
Green Beanworks D PV | PV_SUN | 61216 | GBWXD | SCE | 3 | 3 | 0% | 0 | 0
Green Meadow Solar, LLC | PV_SUN | 61291 | GMSMT | NWMT | 3 | 3 | 0% | 0 | 0
Green Mountain (1) | HY_WAT | 516 | 1 | WAPA_CO | 13 | 13 | 4.488% | 1 | 336
Green Mountain (2) | HY_WAT | 516 | 2 | WAPA_CO | 13 | 13 | 4.488% | 1 | 336
Green Peter (1) | HY_WAT | 3080 | 1 | BPA | 40 | 40 | 4.488% | 1 | 336
Green Peter (2) | HY_WAT | 3080 | 2 | BPA | 40 | 40 | 4.488% | 1 | 336
Green Power I | WT_WND | 55396 | WGNS | PGAE | 16.5 | 16.5 | 0% | 0 | 0
Green Springs | HY_WAT | 6403 | 1 | BPA | 17.2 | 17.2 | 4.488% | 1 | 336
Greenfield Wind - MT | WT_WND | 60486 | 1 | NWMT | 25 | 25 | 0% | 0 | 0
Greenleaf 2 Power Plant | SCCT_NG | 10349 | GEN1 | PGAE | 49.5 | 49.5 | 35.78% | 1 | 168
Greenville Solar Plant | PV_SUN | 58603 | GVSP1 | PacificorpEast | 2.2 | 2.2 | 0% | 0 | 0
Greg Avenue | HY_WAT | 6643 | 1 | LDWP | 1 | 1 | 4.488% | 1 | 336
Gridley Main | PV_SUN | 58370 | GEN1 | PGAE | 1 | 1 | 0% | 0 | 0
Gridley Main Two | PV_SUN | 58371 | GEN1 | PGAE | 2.5 | 2.5 | 0% | 0 | 0
Griffith Energy LLC (CTG1) | CCCT_NG | 55124 | CTG1 | WAPA_LwrCO | 147 | 147 | 3.641% | 1 | 240
Griffith Energy LLC (CTG2) | CCCT_NG | 55124 | CTG2 | WAPA_LwrCO | 147 | 147 | 3.641% | 1 | 240
Griffith Energy LLC (STG) | CCCT_NG | 55124 | STG | WAPA_LwrCO | 276 | 276 | 3.641% | 1 | 240
Grimes Way (1) | IC_NG | 56016 | 1 | Avista | 1 | 1 | 14.83% | 1 | 192
Grimes Way (2) | IC_NG | 56016 | 2 | Avista | 1 | 1 | 14.83% | 1 | 192
Grimes Way (3) | IC_DFO | 56016 | 3 | Avista | 1.7 | 1.7 | 20.5% | 1 | 168
Grizzly | HY_WAT | 7338 | NA1 | PGAE | 17.7 | 17.7 | 4.488% | 1 | 336
Gross Hydro Plant | HY_WAT | 10424 | GEN1 | PublicServiceCO | 7.8 | 7.8 | 4.488% | 1 | 336
Grossmont Hospital (GEN3) | SCCT_NG | 10115 | GEN3 | SDGE | 0.1 | 0.1 | 35.78% | 1 | 168
Grossmont HS Solar Project | PV_SUN | 62987 | GHSP | SDGE | 0.8 | 0.8 | 0% | 0 | 0
Grove Solar Center, LLC | PV_SUN | 60330 | GSC1 | IdahoPower | 6 | 6 | 0% | 0 | 0
Grupo Tecnico de Servicios_ S. A. de C. V. | IC_DFO |  |  | N_BajaCA | 0.95 | 0.95 | 20.5% | 1 | 168
Guadalupe Solar Farm | PV_SUN | 62690 | GFARM | PGAE | 1.1 | 1.1 | 0% | 0 | 0
Guernsey (1) | HY_WAT | 4178 | 1 | WAPA_CO | 2.9 | 2.9 | 4.488% | 1 | 336
Guernsey (2) | HY_WAT | 4178 | 2 | WAPA_CO | 3.2 | 3.2 | 4.488% | 1 | 336
Guernsey Solar Station | PV_SUN | 57891 | 1 | PGAE | 20 | 20 | 0% | 0 | 0
H M Jackson (1) | HY_WAT | 7588 | 1 | BPA | 44 | 44 | 4.488% | 1 | 336
H M Jackson (2) | HY_WAT | 7588 | 2 | BPA | 44 | 44 | 4.488% | 1 | 336
H M Jackson (3) | HY_WAT | 7588 | 3 | BPA | 8 | 8 | 4.488% | 1 | 336
H M Jackson (4) | HY_WAT | 7588 | 4 | BPA | 8 | 8 | 4.488% | 1 | 336
H Wilson Sundt Generating Station (4) | ST_NG | 126 | 4 | TucsonElectric | 156 | 156 | 3.641% | 1 | 168
H Wilson Sundt Generating Station (GT1) | SCCT_NG | 126 | GT1 | TucsonElectric | 24.92 | 24.92 | 35.78% | 1 | 168
H Wilson Sundt Generating Station (GT2) | SCCT_NG | 126 | GT2 | TucsonElectric | 24.92 | 24.92 | 35.78% | 1 | 168
H Wilson Sundt Generating Station (RIC1) | IC_NG | 126 | RIC1 | TucsonElectric | 18.47 | 18.47 | 14.83% | 1 | 192
H Wilson Sundt Generating Station (RIC10) | IC_NG | 126 | RIC10 | TucsonElectric | 18.47 | 18.47 | 14.83% | 1 | 192
H Wilson Sundt Generating Station (RIC2) | IC_NG | 126 | RIC2 | TucsonElectric | 18.47 | 18.47 | 14.83% | 1 | 192
H Wilson Sundt Generating Station (RIC3) | IC_NG | 126 | RIC3 | TucsonElectric | 18.47 | 18.47 | 14.83% | 1 | 192
H Wilson Sundt Generating Station (RIC4) | IC_NG | 126 | RIC4 | TucsonElectric | 18.47 | 18.47 | 14.83% | 1 | 192
H Wilson Sundt Generating Station (RIC5) | IC_NG | 126 | RIC5 | TucsonElectric | 18.47 | 18.47 | 14.83% | 1 | 192
H Wilson Sundt Generating Station (RIC6) | IC_NG | 126 | RIC6 | TucsonElectric | 18.47 | 18.47 | 14.83% | 1 | 192
H Wilson Sundt Generating Station (RIC7) | IC_NG | 126 | RIC7 | TucsonElectric | 18.47 | 18.47 | 14.83% | 1 | 192
H Wilson Sundt Generating Station (RIC8) | IC_NG | 126 | RIC8 | TucsonElectric | 18.47 | 18.47 | 14.83% | 1 | 192
H Wilson Sundt Generating Station (RIC9) | IC_NG | 126 | RIC9 | TucsonElectric | 18.47 | 18.47 | 14.83% | 1 | 192
H Wilson Sundt Generating Station (ST3) | ST_NG | 126 | ST3 | TucsonElectric | 104 | 104 | 3.641% | 1 | 216
H. Gonzales (G1) | SCCT_NG | 56039 | G1 | SCE | 5.43 | 5.43 | 35.78% | 1 | 168
H. Gonzales (G2) | SCCT_NG | 56039 | G2 | SCE | 5.43 | 5.43 | 35.78% | 1 | 168
Haas (H1) | HY_WAT | 240 | H1 | PGAE | 72 | 72 | 4.488% | 1 | 336
Haas (H2) | HY_WAT | 240 | H2 | PGAE | 72 | 72 | 4.488% | 1 | 336
Haiwee (1) | HY_WAT | 398 | 1 | LDWP | 2.5 | 2.5 | 4.488% | 1 | 336
Haiwee (2) | HY_WAT | 398 | 2 | LDWP | 2.5 | 2.5 | 4.488% | 1 | 336
Halkirk | WT_WND |  |  | Alberta | 150 | 150 | 0% | 0 | 0
Halsey | HY_WAT | 241 | 1 | PGAE | 11 | 11 | 4.488% | 1 | 336
Hamilton Branch (1) | HY_WAT | 242 | 1 | PGAE | 2.4 | 2.4 | 4.488% | 1 | 336
Hamilton Branch (2) | HY_WAT | 242 | 2 | PGAE | 2.4 | 2.4 | 4.488% | 1 | 336
Hammett Hill Windfarm | WT_WND | 57428 | 1 | IdahoPower | 23 | 23 | 0% | 0 | 0
Hancock Creek Hydroelectric Project | HY_WAT | 60517 | HY1 | PugetSound | 6 | 6 | 4.488% | 1 | 336
Hanford 1 and 2 (HAN1) | PV_SUN | 59300 | HAN1 | PGAE | 1.5 | 1.5 | 0% | 0 | 0
Hanford 1 and 2 (HAN2) | PV_SUN | 59300 | HAN2 | PGAE | 1.5 | 1.5 | 0% | 0 | 0
Hanford Energy Park Peaker (HEP1) | SCCT_NG | 55698 | HEP1 | PGAE | 45.78 | 45.78 | 35.78% | 1 | 168
Hanford Energy Park Peaker (HEP2) | SCCT_NG | 55698 | HEP2 | PGAE | 45.78 | 45.78 | 35.78% | 1 | 168
Happy Jack Windpower Project | WT_WND | 56960 | HJW01 | WAPA_CO | 29.4 | 29.4 | 0% | 0 | 0
Harbor (10A) | CCCT_NG | 399 | 10A | LDWP | 71.54 | 71.54 | 3.641% | 1 | 240
Harbor (10B) | CCCT_NG | 399 | 10B | LDWP | 71.54 | 71.54 | 3.641% | 1 | 240
Harbor (5) | CCCT_NG | 399 | 5 | LDWP | 58.8 | 58.8 | 3.641% | 1 | 240
Harbor (GT10) | SCCT_NG | 399 | GT10 | LDWP | 47.4 | 47.4 | 35.78% | 1 | 240
Harbor (GT11) | SCCT_NG | 399 | GT11 | LDWP | 47.4 | 47.4 | 35.78% | 1 | 240
Harbor (GT12) | SCCT_NG | 399 | GT12 | LDWP | 47.4 | 47.4 | 35.78% | 1 | 240
Harbor (GT13) | SCCT_NG | 399 | GT13 | LDWP | 47.4 | 47.4 | 35.78% | 1 | 240
Harbor (GT14) | SCCT_NG | 399 | GT14 | LDWP | 47.4 | 47.4 | 35.78% | 1 | 240
Harbor Cogen (GEN1) | CCCT_NG | 50541 | GEN1 | SCE | 81.12 | 81.12 | 3.641% | 1 | 288
Harbor Cogen (ST1) | CCCT_NG | 50541 | ST1 | SCE | 9.98 | 9.98 | 3.641% | 1 | 288
Harbor Cogen (ST2) | CCCT_NG | 50541 | ST2 | SCE | 10.56 | 10.56 | 3.641% | 1 | 288
Hardin Generator Project | ST_Coal | 55749 | UNT1 | NWMT | 107 | 107 | 9.169% | 1 | 480
Harlowton Wind Farm_WT1 38 | WT_WND |  |  | NWMT | 80 | 80 | 0% | 0 | 0
Harmac Biomass 1 | ST_OT |  |  | BritishColumbia | 55 | 0 | 14.83% | 1 | 192
Harquahala Generating Project (CTG1) | CCCT_NG | 55372 | CTG1 | SaltRiverProject | 239.12 | 239.12 | 3.641% | 1 | 240
Harquahala Generating Project (CTG2) | CCCT_NG | 55372 | CTG2 | SaltRiverProject | 230.45 | 230.45 | 3.641% | 1 | 240
Harquahala Generating Project (CTG3) | CCCT_NG | 55372 | CTG3 | SaltRiverProject | 228.04 | 228.04 | 3.641% | 1 | 240
Harquahala Generating Project (STG1) | CCCT_NG | 55372 | STG1 | SaltRiverProject | 119.36 | 119.36 | 3.641% | 1 | 240
Harquahala Generating Project (STG2) | CCCT_NG | 55372 | STG2 | SaltRiverProject | 112.62 | 112.62 | 3.641% | 1 | 240
Harquahala Generating Project (STG3) | CCCT_NG | 55372 | STG3 | SaltRiverProject | 111.97 | 111.97 | 3.641% | 1 | 240
Harry Allen (5) | CCCT_NG | 7082 | 5 | Nevada | 159.08 | 159.08 | 3.641% | 1 | 288
Harry Allen (6) | CCCT_NG | 7082 | 6 | Nevada | 159.08 | 159.08 | 3.641% | 1 | 288
Harry Allen (7) | CCCT_NG | 7082 | 7 | Nevada | 190.12 | 190.12 | 3.641% | 1 | 288
Harry Allen (GT1) | SCCT_NG | 7082 | GT1 | Nevada | 72.2 | 72.2 | 35.78% | 1 | 168
Harry Allen (GT4) | SCCT_NG | 7082 | GT4 | Nevada | 72.2 | 72.2 | 35.78% | 1 | 168
Harry Allen Solar Energy LLC | PV_SUN | 63080 | GEN1 | Nevada | 118.8 | 118.8 | 0% | 0 | 0
Hartzog (1) | SCCT_NG | 8026 | 1 | WAPA_CO | 6 | 6 | 35.78% | 1 | 168
Hartzog (2) | SCCT_NG | 8026 | 2 | WAPA_CO | 6 | 6 | 35.78% | 1 | 168
Hartzog (3) | SCCT_NG | 8026 | 3 | WAPA_CO | 6 | 6 | 35.78% | 1 | 168
Harvest Wind Project | WT_WND | 57152 | HWP1 | BPA | 98.9 | 98.9 | 0% | 0 | 0
Hat Creek 1 | HY_WAT | 243 | 1 | PGAE | 8.5 | 8.5 | 4.488% | 1 | 336
Hat Creek 2 | HY_WAT | 244 | 1 | PGAE | 8.5 | 8.5 | 4.488% | 1 | 336
Hatch Solar Energy Center I, LLC | PV_SUN | 57591 | 1 | ElPasoElectric | 5 | 5 | 0% | 0 | 0
Hatchet Creek Project | HY_WAT | 10882 | GEN1 | PGAE | 6.8 | 6.8 | 4.488% | 1 | 336
Hatchet Ridge Wind Project | WT_WND | 56654 | 1 | PGAE | 101.2 | 101.2 | 0% | 0 | 0
Hauser (HAU1) | HY_WAT | 2185 | HAU1 | NWMT | 2.8 | 2.8 | 4.488% | 1 | 336
Hauser (HAU2) | HY_WAT | 2185 | HAU2 | NWMT | 2.6 | 2.6 | 4.488% | 1 | 336
Hauser (HAU3) | HY_WAT | 2185 | HAU3 | NWMT | 2.8 | 2.8 | 4.488% | 1 | 336
Hauser (HAU5) | HY_WAT | 2185 | HAU5 | NWMT | 2.8 | 2.8 | 4.488% | 1 | 336
Hauser (HAU6) | HY_WAT | 2185 | HAU6 | NWMT | 3.8 | 3.8 | 4.488% | 1 | 336
Hauser (HAU7) | HY_WAT | 2185 | HAU7 | NWMT | 3.4 | 3.4 | 4.488% | 1 | 336
Hay Canyon Wind Power LLC | WT_WND | 56790 | 1 | BPA | 100.8 | 100.8 | 0% | 0 | 0
Hayden (1) | ST_Coal | 525 | 1 | WAPA_CO | 179 | 179 | 9.169% | 1 | 336
Hayden (2) | ST_Coal | 525 | 2 | WAPA_CO | 262 | 262 | 9.169% | 1 | 696
Haynes (10) | CCCT_NG | 400 | 10 | LDWP | 157.63 | 157.63 | 3.641% | 1 | 72
Haynes (11) | SCCT_NG | 400 | 11 | LDWP | 99.4 | 99.4 | 35.78% | 1 | 72
Haynes (12) | SCCT_NG | 400 | 12 | LDWP | 99.4 | 99.4 | 35.78% | 1 | 72
Haynes (13) | SCCT_NG | 400 | 13 | LDWP | 99.4 | 99.4 | 35.78% | 1 | 72
Haynes (14) | SCCT_NG | 400 | 14 | LDWP | 99.4 | 99.4 | 35.78% | 1 | 72
Haynes (15) | SCCT_NG | 400 | 15 | LDWP | 99.4 | 99.4 | 35.78% | 1 | 72
Haynes (16) | SCCT_NG | 400 | 16 | LDWP | 99.4 | 99.4 | 35.78% | 1 | 72
Haynes (8) | CCCT_NG | 400 | 8 | LDWP | 242.5 | 242.5 | 3.641% | 1 | 72
Haynes (9) | CCCT_NG | 400 | 9 | LDWP | 157.63 | 157.63 | 3.641% | 1 | 72
Haypress (LGEN) | HY_WAT | 10253 | LGEN | PGAE | 5 | 5 | 4.488% | 1 | 336
Haypress (UGEN) | HY_WAT | 10253 | UGEN | PGAE | 5 | 5 | 4.488% | 1 | 336
Hayworth Solar | PV_SUN | 59009 | PV1 | PGAE | 25 | 25 | 0% | 0 | 0
Hazelton B Hydro (U1) | HY_WAT | 54558 | U1 | IdahoPower | 3.8 | 3.8 | 4.488% | 1 | 336
Hazelton B Hydro (U2) | HY_WAT | 54558 | U2 | IdahoPower | 3.8 | 3.8 | 4.488% | 1 | 336
Head of U Canal Hydro Project | HY_WAT | 61217 | HY1 | IdahoPower | 1.2 | 1.2 | 4.488% | 1 | 336
Headgate Rock (1) | HY_WAT | 7179 | 1 | WAPA_LwrCO | 6.5 | 6.5 | 4.488% | 1 | 336
Headgate Rock (2) | HY_WAT | 7179 | 2 | WAPA_LwrCO | 6.5 | 6.5 | 4.488% | 1 | 336
Headgate Rock (3) | HY_WAT | 7179 | 3 | WAPA_LwrCO | 6.5 | 6.5 | 4.488% | 1 | 336
Heart Mountain | HY_WAT | 6408 | 1 | WAPA_CO | 4.6 | 4.6 | 4.488% | 1 | 336
Heber City (1) | IC_NG | 7111 | 1 | PacificorpEast | 1.4 | 1.4 | 14.83% | 1 | 192
Heber City (11) | IC_NG | 7111 | 11 | PacificorpEast | 1.9 | 1.9 | 14.83% | 1 | 192
Heber City (12) | IC_NG | 7111 | 12 | PacificorpEast | 2.3 | 2.3 | 14.83% | 1 | 192
Heber City (2) | IC_NG | 7111 | 2 | PacificorpEast | 1.4 | 1.4 | 14.83% | 1 | 192
Heber City (4) | IC_NG | 7111 | 4 | PacificorpEast | 1.9 | 1.9 | 14.83% | 1 | 192
Heber City (NA10) | IC_NG | 7111 | NA10 | PacificorpEast | 1.9 | 1.9 | 14.83% | 1 | 192
Heber City (NA5) | IC_NG | 7111 | NA5 | PacificorpEast | 0.7 | 0.7 | 14.83% | 1 | 192
Heber City (NA6) | IC_NG | 7111 | NA6 | PacificorpEast | 0.7 | 0.7 | 14.83% | 1 | 192
Heber City (NA9) | IC_NG | 7111 | NA9 | PacificorpEast | 1.9 | 1.9 | 14.83% | 1 | 192
Heber Geothermal (1) | ST_GST | 54689 | 1 | IID | 52 | 52 | 14.83% | 1 | 168
Heber Geothermal (2) | ST_GST | 54689 | 2 | IID | 7 | 7 | 14.83% | 1 | 168
Heber Geothermal (3) | ST_GST | 54689 | 3 | IID | 3.5 | 3.5 | 14.83% | 1 | 168
Heber Geothermal (4) | ST_GST | 54689 | 4 | IID | 19 | 19 | 14.83% | 1 | 168
Heber Solar | PV_SUN | 58398 | 1 | IID | 8.2 | 8.2 | 0% | 0 | 0
Hecate Energy Beacon Solar 1 | PV_SUN | 59315 | BEAC1 | SCE | 50 | 50 | 0% | 0 | 0
Hecate Energy Beacon Solar 3 | PV_SUN | 59316 | BEAC3 | SCE | 50 | 50 | 0% | 0 | 0
Hecate Energy Beacon Solar 4 | PV_SUN | 59317 | BEAC4 | SCE | 45 | 45 | 0% | 0 | 0
Heliocentric | PV_SUN | 57831 | 1 | SCE | 1.5 | 1.5 | 0% | 0 | 0
Hells Canyon (1) | HY_WAT | 3013 | 1 | IdahoPower | 147.8 | 147.8 | 4.488% | 1 | 336
Hells Canyon (2) | HY_WAT | 3013 | 2 | IdahoPower | 150 | 150 | 4.488% | 1 | 336
Hells Canyon (3) | HY_WAT | 3013 | 3 | IdahoPower | 146.9 | 146.9 | 4.488% | 1 | 336
Hellyer Solar Farm | PV_SUN | 62689 | HFARM | PGAE | 1.5 | 1.5 | 0% | 0 | 0
Helms Pumped Storage (1) | STO_WAT | 6100 | 1 | PGAE | 404 | 404 | 4.488% | 0 | 0
Helms Pumped Storage (2) | STO_WAT | 6100 | 2 | PGAE | 404 | 404 | 4.488% | 0 | 0
Helms Pumped Storage (3) | STO_WAT | 6100 | 3 | PGAE | 404 | 404 | 4.488% | 0 | 0
Helzel & Schwarzhoff 86 | WT_WND | 56275 | WGNS | SCE | 2.4 | 2.4 | 0% | 0 | 0
Helzel & Schwarzhoff 88 Wind Farm | WT_WND | 52165 | WGNS | SCE | 1.8 | 1.8 | 0% | 0 | 0
Henrietta Peaker (HPP1) | SCCT_NG | 55807 | HPP1 | PGAE | 46.37 | 46.37 | 35.78% | 1 | 168
Henrietta Peaker (HPP2) | SCCT_NG | 55807 | HPP2 | PGAE | 45.89 | 45.89 | 35.78% | 1 | 168
Henrietta Solar Project | PV_SUN | 58975 | PV1 | PGAE | 102 | 102 | 0% | 0 | 0
Hermiston Generating Plant (GEN1) | CCCT_NG | 54761 | GEN1 | PACWSouth | 83 | 83 | 3.641% | 1 | 240
Hermiston Generating Plant (GEN2) | CCCT_NG | 54761 | GEN2 | PACWSouth | 160 | 160 | 3.641% | 1 | 240
Hermiston Generating Plant (GEN3) | CCCT_NG | 54761 | GEN3 | PACWSouth | 83 | 83 | 3.641% | 1 | 240
Hermiston Generating Plant (GEN4) | CCCT_NG | 54761 | GEN4 | PACWSouth | 160 | 160 | 3.641% | 1 | 240
Hermiston Power Partnership (CTG1) | CCCT_NG | 55328 | CTG1 | BPA | 195 | 195 | 3.641% | 1 | 240
Hermiston Power Partnership (CTG2) | CCCT_NG | 55328 | CTG2 | BPA | 195 | 195 | 3.641% | 1 | 240
Hermiston Power Partnership (STG1) | CCCT_NG | 55328 | STG1 | BPA | 258 | 258 | 3.641% | 1 | 240
Hesperia | PV_SUN | 59182 | 34608 | SCE | 1.5 | 1.5 | 0% | 0 | 0
Hickman (1) | HY_WAT | 162 | 1 | TIDC | 0.5 | 0.5 | 4.488% | 1 | 336
Hickman (2) | HY_WAT | 162 | 2 | TIDC | 0.5 | 0.5 | 4.488% | 1 | 336
Hidden Hollow Energy (UNT1) | IC_OT | 57861 | UNT1 | IdahoPower | 1.5 | 1.5 | 14.83% | 1 | 168
Hidden Hollow Energy (UNT2) | IC_OT | 57861 | UNT2 | IdahoPower | 1.5 | 1.5 | 14.83% | 1 | 168
Higgins Generating Station (A01) | CCCT_NG | 55687 | A01 | Nevada | 156.4 | 156.4 | 3.641% | 1 | 240
Higgins Generating Station (A02) | CCCT_NG | 55687 | A02 | Nevada | 156.4 | 156.4 | 3.641% | 1 | 240
Higgins Generating Station (ST1) | CCCT_NG | 55687 | ST1 | Nevada | 239.2 | 239.2 | 3.641% | 1 | 240
High Desert Power Plant (CTG1) | CCCT_NG | 55518 | CTG1 | SCE | 163.49 | 163.49 | 3.641% | 1 | 72
High Desert Power Plant (CTG2) | CCCT_NG | 55518 | CTG2 | SCE | 163.49 | 163.49 | 3.641% | 1 | 72
High Desert Power Plant (CTG3) | CCCT_NG | 55518 | CTG3 | SCE | 163.49 | 163.49 | 3.641% | 1 | 72
High Desert Power Plant (STG1) | CCCT_NG | 55518 | STG1 | SCE | 288.86 | 288.86 | 3.641% | 1 | 72
High Lonesome Mesa LLC | WT_WND | 56945 | 1 | PublicServiceNM | 100 | 100 | 0% | 0 | 0
High Mesa | WT_WND | 58019 | 1 | IdahoPower | 39.9 | 39.9 | 0% | 0 | 0
High Plains (1) | WT_WND | 57040 | 1 | PacificorpEast | 122.1 | 122.1 | 0% | 0 | 0
High Sierra Cogeneration Plant (ENG1) | IC_NG | 57977 | ENG1 | PGAE | 2.49 | 2.49 | 14.83% | 1 | 192
High Sierra Cogeneration Plant (ENG2) | IC_NG | 57977 | ENG2 | PGAE | 2.49 | 2.49 | 14.83% | 1 | 192
High Sierra Limited (HS1) | SCCT_NG | 50495 | HS1 | PGAE | 23.04 | 23.04 | 35.78% | 1 | 168
High Sierra Limited (HS2) | SCCT_NG | 50495 | HS2 | PGAE | 23.04 | 23.04 | 35.78% | 1 | 168
High Winds LLC (1) | WT_WND | 56075 | 1 | PGAE | 145.8 | 145.8 | 0% | 0 | 0
High Winds LLC (2) | WT_WND | 56075 | 2 | PGAE | 16.2 | 16.2 | 0% | 0 | 0
Hill AFB LFG Facility, Bldg #737 (LFGG1) | IC_OT | 60349 | LFGG1 | PacificorpEast | 0.6 | 0.6 | 14.83% | 1 | 168
Hill AFB LFG Facility, Bldg #737 (LFGG2) | IC_OT | 60349 | LFGG2 | PacificorpEast | 0.7 | 0.7 | 14.83% | 1 | 168
Hill AFB LFG Facility, Bldg #737 (LFGG3) | IC_OT | 60349 | LFGG3 | PacificorpEast | 0.9 | 0.9 | 14.83% | 1 | 168
Hillcrest Pump Station | HY_WAT | 54142 | GEN1 | PublicServiceCO | 2 | 2 | 4.488% | 1 | 336
Hills Creek (1) | HY_WAT | 3081 | 1 | BPA | 15 | 15 | 4.488% | 1 | 336
Hills Creek (2) | HY_WAT | 3081 | 2 | BPA | 15 | 15 | 4.488% | 1 | 336
HL Power | ST_OT | 10777 | GEN1 | PGAE | 30 | 30 | 14.83% | 1 | 192
HL Solar | PV_SUN | 62655 | HLS | PGAE | 7.6 | 7.6 | 0% | 0 | 0
Hollister Solar LLC | PV_SUN | 59268 | PV10 | PGAE | 1.5 | 1.5 | 0% | 0 | 0
Holloman Solar Facility | PV_SUN | 60301 | HPV1 | PublicServiceNM | 5 | 5 | 0% | 0 | 0
Holly (5) | IC_DFO | 502 | 5 | PublicServiceCO | 0.3 | 0.3 | 20.5% | 1 | 168
Holly (CAT) | IC_DFO | 502 | CAT | PublicServiceCO | 1.69 | 1.69 | 20.5% | 1 | 168
Holly (EMD) | IC_DFO | 502 | EMD | PublicServiceCO | 0.7 | 0.7 | 20.5% | 1 | 168
Holter (HOL1) | HY_WAT | 2186 | HOL1 | NWMT | 13.3 | 13.3 | 4.488% | 1 | 336
Holter (HOL2) | HY_WAT | 2186 | HOL2 | NWMT | 13.3 | 13.3 | 4.488% | 1 | 336
Holter (HOL3) | HY_WAT | 2186 | HOL3 | NWMT | 13.3 | 13.3 | 4.488% | 1 | 336
Holter (HOL4) | HY_WAT | 2186 | HOL4 | NWMT | 13.3 | 13.3 | 4.488% | 1 | 336
Honda Torrance | OtherTech_NG | 58300 | HON | SCE | 0.4 | 0.4 | 14.83% | 1 | 168
Hooper Solar | PV_SUN | 60008 | SCCO3 | PublicServiceCO | 52 | 52 | 0% | 0 | 0
Hoover Dam (AZ) (A0) | HY_WAT | 8902 | A0 | WAPA_LwrCO | 2.7 | 2.7 | 4.488% | 1 | 336
Hoover Dam (AZ) (A1) | HY_WAT | 8902 | A1 | WAPA_LwrCO | 130 | 130 | 4.488% | 1 | 336
Hoover Dam (AZ) (A2) | HY_WAT | 8902 | A2 | WAPA_LwrCO | 130 | 130 | 4.488% | 1 | 336
Hoover Dam (AZ) (A3) | HY_WAT | 8902 | A3 | WAPA_LwrCO | 130 | 130 | 4.488% | 1 | 336
Hoover Dam (AZ) (A4) | HY_WAT | 8902 | A4 | WAPA_LwrCO | 130 | 130 | 4.488% | 1 | 336
Hoover Dam (AZ) (A5) | HY_WAT | 8902 | A5 | WAPA_LwrCO | 127 | 127 | 4.488% | 1 | 336
Hoover Dam (AZ) (A6) | HY_WAT | 8902 | A6 | WAPA_LwrCO | 130 | 130 | 4.488% | 1 | 336
Hoover Dam (AZ) (A7) | HY_WAT | 8902 | A7 | WAPA_LwrCO | 130 | 130 | 4.488% | 1 | 336
Hoover Dam (AZ) (A8) | HY_WAT | 8902 | A8 | WAPA_LwrCO | 61.5 | 61.5 | 4.488% | 1 | 336
Hoover Dam (AZ) (A9) | HY_WAT | 8902 | A9 | WAPA_LwrCO | 68.5 | 68.5 | 4.488% | 1 | 336
Hoover Dam (NV) (N0) | HY_WAT | 154 | N0 | WAPA_LwrCO | 2.4 | 2.4 | 4.488% | 1 | 336
Hoover Dam (NV) (N1) | HY_WAT | 154 | N1 | WAPA_LwrCO | 130 | 130 | 4.488% | 1 | 336
Hoover Dam (NV) (N2) | HY_WAT | 154 | N2 | WAPA_LwrCO | 130 | 130 | 4.488% | 1 | 336
Hoover Dam (NV) (N3) | HY_WAT | 154 | N3 | WAPA_LwrCO | 130 | 130 | 4.488% | 1 | 336
Hoover Dam (NV) (N4) | HY_WAT | 154 | N4 | WAPA_LwrCO | 130 | 130 | 4.488% | 1 | 336
Hoover Dam (NV) (N5) | HY_WAT | 154 | N5 | WAPA_LwrCO | 130 | 130 | 4.488% | 1 | 336
Hoover Dam (NV) (N6) | HY_WAT | 154 | N6 | WAPA_LwrCO | 130 | 130 | 4.488% | 1 | 336
Hoover Dam (NV) (N7) | HY_WAT | 154 | N7 | WAPA_LwrCO | 127 | 127 | 4.488% | 1 | 336
Hoover Dam (NV) (N8) | HY_WAT | 154 | N8 | WAPA_LwrCO | 130 | 130 | 4.488% | 1 | 336
Hopkins Ridge Wind (1) | WT_WND | 56255 | 1 | BPA | 149.4 | 149.4 | 0% | 0 | 0
Hopkins Ridge Wind (2) | WT_WND | 56255 | 2 | BPA | 7.2 | 7.2 | 0% | 0 | 0
Horizon Upgrading (Horizon Oil Sands) | CCCT_NG |  |  | Alberta | 124.49 | 124.49 | 3.641% | 1 | 288
Horn | PV_SUN | 58452 | 1 | SCE | 1.5 | 1.5 | 0% | 0 | 0
Horse Butte Wind I, LLC | WT_WND | 57890 | 1 | PacificorpEast | 57.6 | 57.6 | 0% | 0 | 0
Horse Mesa (HM1) | HY_WAT | 145 | HM1 | SaltRiverProject | 10 | 10 | 4.488% | 1 | 336
Horse Mesa (HM2) | HY_WAT | 145 | HM2 | SaltRiverProject | 10 | 10 | 4.488% | 1 | 336
Horse Mesa (HM3) | HY_WAT | 145 | HM3 | SaltRiverProject | 10 | 10 | 4.488% | 1 | 336
Horse Mesa (HM4) | STO_WAT | 145 | HM4 | SaltRiverProject | 119 | 119 | 4.488% | 0 | 0
Horseshoe Bend Hydroelectric Co (GEN1) | HY_WAT | 54524 | GEN1 | IdahoPower | 4.7 | 4.7 | 4.488% | 1 | 336
Horseshoe Bend Hydroelectric Co (GEN2) | HY_WAT | 54524 | GEN2 | IdahoPower | 4.7 | 4.7 | 4.488% | 1 | 336
Horseshoe Bend Wind LLC | WT_WND | 57550 | HORSE | BPA | 290 | 290 | 0% | 0 | 0
Horseshoe Bend Wind Park | WT_WND | 56591 | HBWP | NWMT | 9 | 9 | 0% | 0 | 0
House Mountain (HSM1) | SCCT_NG |  | 1 | Alberta | 6 | 6 | 35.78% | 1 | 174.1725
Houweling Nurseries (COG1) | IC_NG | 58432 | COG1 | SCE | 3.6 | 3.6 | 14.83% | 1 | 192
Houweling Nurseries (COG2) | IC_NG | 58432 | COG2 | SCE | 3.6 | 3.6 | 14.83% | 1 | 192
Houweling Nurseries (COG3) | IC_NG | 58432 | COG3 | SCE | 3.6 | 3.6 | 14.83% | 1 | 192
Howe Sound Pulp | ST_OT |  |  | BritishColumbia | 20 | 20 | 14.83% | 1 | 192
HTW Plant 303 COGEN | SCCT_NG | 58597 | CGN1 | PacificorpEast | 1.28 | 1.28 | 35.78% | 1 | 168
Huerfano River Wind (WTG1) | WT_WND | 58548 | WTG1 | PublicServiceCO | 2 | 2 | 0% | 0 | 0
Huerfano River Wind (WTG2) | WT_WND | 58548 | WTG2 | PublicServiceCO | 2 | 2 | 0% | 0 | 0
Huerfano River Wind (WTG3) | WT_WND | 58548 | WTG3 | PublicServiceCO | 2 | 2 | 0% | 0 | 0
Huerfano River Wind (WTG4) | WT_WND | 58548 | WTG4 | PublicServiceCO | 2 | 2 | 0% | 0 | 0
Hull (HUL1) | ST_OT |  | 1 | Alberta | 25 | 25 | 14.83% | 1 | 195.5556
Humboldt Bay (IC1) | IC_NG | 246 | IC1 | PGAE | 16.3 | 16.3 | 14.83% | 1 | 192
Humboldt Bay (IC10) | IC_NG | 246 | IC10 | PGAE | 16.3 | 16.3 | 14.83% | 1 | 192
Humboldt Bay (IC2) | IC_NG | 246 | IC2 | PGAE | 16.3 | 16.3 | 14.83% | 1 | 192
Humboldt Bay (IC3) | IC_NG | 246 | IC3 | PGAE | 16.3 | 16.3 | 14.83% | 1 | 192
Humboldt Bay (IC4) | IC_NG | 246 | IC4 | PGAE | 16.3 | 16.3 | 14.83% | 1 | 192
Humboldt Bay (IC5) | IC_NG | 246 | IC5 | PGAE | 16.3 | 16.3 | 14.83% | 1 | 192
Humboldt Bay (IC6) | IC_NG | 246 | IC6 | PGAE | 16.3 | 16.3 | 14.83% | 1 | 192
Humboldt Bay (IC7) | IC_NG | 246 | IC7 | PGAE | 16.3 | 16.3 | 14.83% | 1 | 192
Humboldt Bay (IC8) | IC_NG | 246 | IC8 | PGAE | 16.3 | 16.3 | 14.83% | 1 | 192
Humboldt Bay (IC9) | IC_NG | 246 | IC9 | PGAE | 16.7 | 16.7 | 14.83% | 1 | 192
Humboldt Sawmill Company (GEN1) | ST_OT | 50049 | GEN1 | PGAE | 13 | 13 | 14.83% | 1 | 192
Humboldt Sawmill Company (GEN2) | ST_OT | 50049 | GEN2 | PGAE | 13 | 13 | 14.83% | 1 | 192
Humboldt Sawmill Company (GEN3) | ST_OT | 50049 | GEN3 | PGAE | 7.5 | 7.5 | 14.83% | 1 | 192
Hungry Horse (1) | HY_WAT | 2203 | 1 | BPA | 107 | 107 | 4.488% | 1 | 336
Hungry Horse (2) | HY_WAT | 2203 | 2 | BPA | 107 | 107 | 4.488% | 1 | 336
Hungry Horse (3) | HY_WAT | 2203 | 3 | BPA | 107 | 107 | 4.488% | 1 | 336
Hungry Horse (4) | HY_WAT | 2203 | 4 | BPA | 107 | 107 | 4.488% | 1 | 336
Hunter (1) | ST_Coal | 6165 | 1 | PacificorpEast | 471 | 471 | 9.169% | 1 | 288
Hunter (2) | ST_Coal | 6165 | 2 | PacificorpEast | 430 | 430 | 9.169% | 1 | 480
Hunter (3) | ST_Coal | 6165 | 3 | PacificorpEast | 460 | 460 | 9.169% | 1 | 312
Hunter Solar LLC | PV_SUN | 62656 | HUSOL | PacificorpEast | 100 | 100 | 0% | 0 | 0
Huntington (1) | ST_Coal | 8069 | 1 | PacificorpEast | 459 | 459 | 9.169% | 1 | 432
Huntington (2) | ST_Coal | 8069 | 2 | PacificorpEast | 450 | 450 | 9.169% | 1 | 480
Huron Solar Station | PV_SUN | 57523 | 1 | PGAE | 20 | 20 | 0% | 0 | 0
Hurricane City Power (1) | IC_DFO | 57899 | 1 | PacificorpEast | 1.6 | 1.6 | 20.5% | 1 | 168
Hurricane City Power (2) | IC_DFO | 57899 | 2 | PacificorpEast | 1.6 | 1.6 | 20.5% | 1 | 168
Hurricane City Power (3) | IC_DFO | 57899 | 3 | PacificorpEast | 1.6 | 1.6 | 20.5% | 1 | 168
Hurricane City Power (4) | IC_NG | 57899 | 4 | PacificorpEast | 1.9 | 1.9 | 14.83% | 1 | 192
Hurricane City Power (5) | IC_NG | 57899 | 5 | PacificorpEast | 1.9 | 1.9 | 14.83% | 1 | 192
Hurricane City Power (6) | IC_NG | 57899 | 6 | PacificorpEast | 1.9 | 1.9 | 14.83% | 1 | 192
Hurricane City Power (7) | IC_NG | 57899 | 7 | PacificorpEast | 1.9 | 1.9 | 14.83% | 1 | 192
Hurricane City Power (8) | IC_NG | 57899 | 8 | PacificorpEast | 1.9 | 1.9 | 14.83% | 1 | 192
Hyder II Hybrid | PV_SUN | 58383 | PV1 | SaltRiverProject | 14 | 14 | 0% | 0 | 0
Hyder Solar Hybrid (PV1) | PV_SUN | 57563 | PV1 | AZPublicService | 17 | 17 | 0% | 0 | 0
Hyder Solar Hybrid (PV2) | PV_SUN | 57563 | PV2 | AZPublicService | 5 | 5 | 0% | 0 | 0
Hydro II (1) | HY_WAT | 7034 | 1 | PacificorpEast | 1.5 | 1.5 | 4.488% | 1 | 336
Hydro II (2) | HY_WAT | 7034 | 2 | PacificorpEast | 1.5 | 1.5 | 4.488% | 1 | 336
Hydro Plant No 3 (2) | HY_WAT | 925 | 2 | PacificorpEast | 0.2 | 0.2 | 4.488% | 1 | 336
Hydro Plant No 3 (3) | HY_WAT | 925 | 3 | PacificorpEast | 1.9 | 1.9 | 4.488% | 1 | 336
Hyline Solar Center, LLC | PV_SUN | 60331 | HSC1 | IdahoPower | 9 | 9 | 0% | 0 | 0
Hyperion Treatment Plant CHP Plant (CTG1) | SCCT_OT | 60960 | CTG1 | SCE | 10 | 10 | 35.78% | 1 | 168
Hyperion Treatment Plant CHP Plant (CTG2) | SCCT_OT | 60960 | CTG2 | SCE | 10 | 10 | 35.78% | 1 | 168
Hyperion Treatment Plant CHP Plant (STG1) | SCCT_OT | 60960 | STG1 | SCE | 2 | 2 | 35.78% | 1 | 168
Hystad Creek 1 | HY_WAT | CA-10397 | 1 | BritishColumbia | 6 | 6 | 4.488% | 1 | 336
Ice Harbor (1) | HY_WAT | 3925 | 1 | BPA | 72 | 72 | 4.488% | 1 | 336
Ice Harbor (2) | HY_WAT | 3925 | 2 | BPA | 90 | 90 | 4.488% | 1 | 336
Ice Harbor (3) | HY_WAT | 3925 | 3 | BPA | 76 | 76 | 4.488% | 1 | 336
Ice Harbor (4) | HY_WAT | 3925 | 4 | BPA | 111 | 111 | 4.488% | 1 | 336
Ice Harbor (5) | HY_WAT | 3925 | 5 | BPA | 87 | 87 | 4.488% | 1 | 336
Ice Harbor (6) | HY_WAT | 3925 | 6 | BPA | 87 | 87 | 4.488% | 1 | 336
ID Solar | PV_SUN | 60445 | INV1 | IdahoPower | 40 | 40 | 0% | 0 | 0
IID 11.5GW Geothermal | ST_GST |  |  | IID | 308 | 308 | 14.83% | 1 | 168
IID_Solar_IID_Aggregate_CPUC | PV_SUN |  |  | IID | 6.2 | 6.2 | 0% | 0 | 0
IKEA Tejon 345 | PV_SUN | 58028 | PV | PGAE | 1.1 | 1.1 | 0% | 0 | 0
Imboden Solar Garden (PV1) | PV_SUN | 61753 | PV1 | PublicServiceCO | 1.5 | 1.5 | 0% | 0 | 0
Imboden Solar Garden (PV2) | PV_SUN | 61753 | PV2 | PublicServiceCO | 1.5 | 1.5 | 0% | 0 | 0
Imperial Solar Energy Center South | PV_SUN | 57490 | 56819 | SDGE | 128.9 | 128.9 | 0% | 0 | 0
Imperial Solar Energy Center West | PV_SUN | 57491 | 56819 | SDGE | 148.7 | 148.7 | 0% | 0 | 0
Imperial Valley Solar Co (IVSC) 2, LLC | PV_SUN | 59657 | IVSC2 | IID | 20 | 20 | 0% | 0 | 0
Imperial Valley Solar Company 1 LLC | PV_SUN | 58062 | 1 | IID | 23 | 23 | 0% | 0 | 0
Imperial Valley Solar, LLC (1) | PV_SUN | 56917 | 1 | SDGE | 101 | 101 | 0% | 0 | 0
Imperial Valley Solar, LLC (1A) | PV_SUN | 56917 | 1A | SDGE | 64.6 | 64.6 | 0% | 0 | 0
Imperial Valley Solar, LLC (1B) | PV_SUN | 56917 | 1B | SDGE | 34.3 | 34.3 | 0% | 0 | 0
Improvement Dst No. 4 | PV_SUN | 57895 | ID4 | PGAE | 0.9 | 0.9 | 0% | 0 | 0
Indian Valley Dam Hydro Project (1641) | HY_WAT | 50129 | 1641 | PGAE | 1.3 | 1.3 | 4.488% | 1 | 336
Indian Valley Dam Hydro Project (1642) | HY_WAT | 50129 | 1642 | PGAE | 1.3 | 1.3 | 4.488% | 1 | 336
Indian Valley Dam Hydro Project (8332) | HY_WAT | 50129 | 8332 | PGAE | 0.1 | 0.1 | 4.488% | 1 | 336
Indigo Energy Facility (CTG1) | SCCT_NG | 55541 | CTG1 | SCE | 46.7 | 46.7 | 35.78% | 1 | 168
Indigo Energy Facility (CTG2) | SCCT_NG | 55541 | CTG2 | SCE | 47.6 | 47.6 | 35.78% | 1 | 168
Indigo Energy Facility (CTG3) | SCCT_NG | 55541 | CTG3 | SCE | 48.2 | 48.2 | 35.78% | 1 | 168
Industry MetroLink PV 1 | PV_SUN | 57860 | 1 | SCE | 1.5 | 1.5 | 0% | 0 | 0
Industry Solar Power Generation Station 1 LLC | PV_SUN | 58609 | ISP1 | SCE | 1.5 | 1.5 | 0% | 0 | 0
Innisfail 214S DER Solar | PV_SUN |  | 1 | Alberta | 16 | 16 | 0% | 0 | 0
Inskip | HY_WAT | 248 | 1 | PGAE | 8 | 8 | 4.488% | 1 | 336
Intel - Ocotillo Campus Solar (PV1) | PV_SUN | 60822 | PV1 | AZPublicService | 2.8 | 2.8 | 0% | 0 | 0
Intel - Ocotillo Campus Solar (PV2) | PV_SUN | 60822 | PV2 | AZPublicService | 1.4 | 1.4 | 0% | 0 | 0
Intel Folsom (1) | PV_SUN | 58086 | 1 | BANC | 0.5 | 0.5 | 0% | 0 | 0
Intel Folsom (2) | PV_SUN | 58086 | 2 | BANC | 0.5 | 0.5 | 0% | 0 | 0
Intel Folsom Phase 2 | PV_SUN | 58954 | PV | BANC | 1 | 1 | 0% | 0 | 0
Intel Folsom Phase 3 | PV_SUN | 61152 | PV1 | BANC | 5.2 | 5.2 | 0% | 0 | 0
Intel Santa Clara | OtherTech_NG | 60224 | NTL00 | PGAE | 1 | 1 | 14.83% | 1 | 168
Intercon | ST_OT |  |  | BritishColumbia | 31.7 | 31.7 | 14.83% | 1 | 192
Intermountain Conversion CC1 | CCCT_NG |  |  | PacificorpEast | 398 | 398 | 3.641% | 1 | 288
Intermountain Conversion CC2 | CCCT_NG |  |  | PacificorpEast | 398 | 398 | 3.641% | 1 | 288
Interstate Solar | PV_SUN | 61832 | PGRC5 | BPA | 2.2 | 2.2 | 0% | 0 | 0
Inyokern_North_Kramer_Solar_1Axis | PV_SUN |  |  | SCE | 73 | 73 | 0% | 0 | 0
Inyokern_North_Kramer_Solar_Fixed | PV_SUN |  |  | SCE | 24 | 24 | 0% | 0 | 0
IOS II-LAX9 | PV_SUN | 63414 | IOSII | SCE | 3.3 | 3.3 | 0% | 0 | 0
IP Springfield Oregon (TG1) | ST_OT | 50191 | TG1 | BPA | 1.5 | 1.5 | 14.83% | 1 | 192
IP Springfield Oregon (TG2) | ST_OT | 50191 | TG2 | BPA | 1 | 1 | 14.83% | 1 | 192
IP Springfield Oregon (TG3) | ST_OT | 50191 | TG3 | BPA | 2.4 | 2.4 | 14.83% | 1 | 192
IP Springfield Oregon (TG4) | ST_OT | 50191 | TG4 | BPA | 6.4 | 6.4 | 14.83% | 1 | 168
IRC Generator Facility (290) | IC_DFO | 56899 | 290 | WAPA_LwrCO | 1.5 | 1.5 | 20.5% | 1 | 168
IRC Generator Facility (291) | IC_DFO | 56899 | 291 | WAPA_LwrCO | 1.5 | 1.5 | 20.5% | 1 | 168
Iron Gate | HY_WAT | 297 | 1 | PACWSouth | 18.8 | 18.8 | 4.488% | 1 | 336
Iron Horse Battery Storage Hybrid (PV1) | PV_SUN | 60996 | PV1 | TucsonElectric | 2 | 2 | 0% | 0 | 0
Iron Springs Solar, LLC | PV_SUN | 59941 | ISS | PacificorpEast | 80 | 80 | 0% | 0 | 0
Ironwood Solar LLC | PV_SUN | 58513 | 937 | SCE | 4 | 4 | 0% | 0 | 0
Irrican 1 | HY_WAT | CA-10000000001 | 1 | Alberta | 7 | 7 | 4.488% | 1 | 336
Isabella Hydro Project (GEN1) | HY_WAT | 10139 | GEN1 | SCE | 5.9 | 5.9 | 4.488% | 1 | 336
Isabella Hydro Project (GEN2) | HY_WAT | 10139 | GEN2 | SCE | 5.9 | 5.9 | 4.488% | 1 | 336
ISH Solar Hospital Downey | PV_SUN | 57841 | 1 | SCE | 1.1 | 1.1 | 0% | 0 | 0
ISH Solar Hospital SDMC | PV_SUN | 57840 | 1 | SDGE | 1.1 | 1.1 | 0% | 0 | 0
Island Cogen | CCCT_NG | CA-10056 | CT1,ST1 | BritishColumbia | 290 | 290 | 3.641% | 1 | 240
Island Park (HY1) | HY_WAT | 4204 | HY1 | PacificorpEast | 2.4 | 2.4 | 4.488% | 1 | 336
Island Park (HY2) | HY_WAT | 4204 | HY2 | PacificorpEast | 2.4 | 2.4 | 4.488% | 1 | 336
Ivanhoe Solar (1) | PV_SUN | 58307 | 1 | PGAE | 1.5 | 1.5 | 0% | 0 | 0
Ivanhoe Solar (2) | PV_SUN | 58307 | 2 | PGAE | 0.5 | 0.5 | 0% | 0 | 0
Ivanhoe Solar (3) | PV_SUN | 58307 | 3 | PGAE | 1.5 | 1.5 | 0% | 0 | 0
Ivanpah 1 | ST_SUN | 57074 | ST1 | SCE | 133 | 133 | 0% | 0 | 0
Ivanpah 2 | ST_SUN | 57073 | ST1 | SCE | 133.4 | 133.4 | 0% | 0 | 0
Ivanpah 3 | ST_SUN | 57075 | ST1 | SCE | 133.4 | 133.4 | 0% | 0 | 0
IVC Solar | PV_SUN | 61692 | IVCS | IID | 3 | 3 | 0% | 0 | 0
J S Eastwood | STO_WAT | 104 | 1 | SCE | 199.8 | 199.8 | 4.488% | 0 | 0
J&A-Santa Maria II LLC | IC_OT | 57101 | 1 | PGAE | 1.4 | 1.4 | 14.83% | 1 | 168
J.R. Simplot Company | ST_OT | 58216 | 1 | PGAE | 1.5 | 1.5 | 14.83% | 1 | 192
Jacobson 5 MW Solar | PV_SUN | 60603 | PV1 | WAPA_LwrCO | 4.4 | 4.4 | 0% | 0 | 0
Jacumba Solar Farm | PV_SUN | 60947 | Q644A | SDGE | 20 | 20 | 0% | 0 | 0
James B Black (1) | HY_WAT | 249 | 1 | PGAE | 86 | 86 | 4.488% | 1 | 336
James B Black (2) | HY_WAT | 249 | 2 | PGAE | 86 | 86 | 4.488% | 1 | 336
Jamie Creek Hydro | HY_WAT |  |  | BritishColumbia | 22 | 22 | 4.488% | 1 | 336
Jawbone Wind Project | WT_WND | 58175 | JWPI | NWMT | 80 | 80 | 0% | 0 | 0
Jaybird (H1) | HY_WAT | 431 | H1 | BANC | 78.1 | 78.1 | 4.488% | 1 | 336
Jaybird (H2) | HY_WAT | 431 | H2 | BANC | 78.1 | 78.1 | 4.488% | 1 | 336
Jeffco Community Solar Gardens LLC | PV_SUN | 60320 | SSCO1 | PublicServiceCO | 1.2 | 1.2 | 0% | 0 | 0
Jersey Valley Geothermal Power Plant (OEC 1) | ST_GST | 57376 | OEC 1 | Nevada | 16 | 16 | 14.83% | 1 | 168
Jersey Valley Geothermal Power Plant (OEC 2) | ST_GST | 57376 | OEC 2 | Nevada | 7.5 | 7.5 | 14.83% | 1 | 168
Jett Creek Windfarm (Burnt River) | WT_WND | 59490 | JCW | IdahoPower | 10 | 10 | 0% | 0 | 0
Jewish Community Center PV | PV_SUN | 58292 | JCC | AZPublicService | 1.1 | 1.1 | 0% | 0 | 0
Jicarilla Apache Nation Solar Project_PV1 | PV_SUN |  |  | PublicServiceNM | 50 | 50 | 0% | 0 | 0
Jim Bridger (1) | ST_Coal | 8066 | 1 | PacificorpEast | 531 | 531 | 9.169% | 1 | 696
Jim Bridger (2) | ST_Coal | 8066 | 2 | PacificorpEast | 527 | 527 | 9.169% | 1 | 696
Jim Bridger (3) | ST_Coal | 8066 | 3 | PacificorpEast | 523 | 523 | 9.169% | 1 | 696
Jim Bridger (4) | ST_Coal | 8066 | 4 | PacificorpEast | 530 | 530 | 9.169% | 1 | 696
Jimmie Creek Hydro | HY_WAT |  |  | BritishColumbia | 66.2 | 66.2 | 4.488% | 1 | 336
JM Shafer Generating Station (LMA) | CCCT_NG | 50707 | LMA | PublicServiceCO | 38.5 | 38.5 | 3.641% | 1 | 240
JM Shafer Generating Station (LMB) | CCCT_NG | 50707 | LMB | PublicServiceCO | 38.5 | 38.5 | 3.641% | 1 | 240
JM Shafer Generating Station (LMC) | CCCT_NG | 50707 | LMC | PublicServiceCO | 38.5 | 38.5 | 3.641% | 1 | 240
JM Shafer Generating Station (LMD) | CCCT_NG | 50707 | LMD | PublicServiceCO | 38.5 | 38.5 | 3.641% | 1 | 240
JM Shafer Generating Station (LME) | CCCT_NG | 50707 | LME | PublicServiceCO | 38.5 | 38.5 | 3.641% | 1 | 240
JM Shafer Generating Station (STA) | CCCT_NG | 50707 | STA | PublicServiceCO | 34.37 | 34.37 | 3.641% | 1 | 240
JM Shafer Generating Station (STB) | CCCT_NG | 50707 | STB | PublicServiceCO | 34.37 | 34.37 | 3.641% | 1 | 240
John C Boyle (1) | HY_WAT | 3028 | 1 | PACWSouth | 50.4 | 50.4 | 4.488% | 1 | 336
John C Boyle (2) | HY_WAT | 3028 | 2 | PACWSouth | 47.6 | 47.6 | 4.488% | 1 | 336
John Day (1) | HY_WAT | 3082 | 1 | BPA | 135 | 135 | 4.488% | 1 | 336
John Day (10) | HY_WAT | 3082 | 10 | BPA | 135 | 135 | 4.488% | 1 | 336
John Day (11) | HY_WAT | 3082 | 11 | BPA | 118 | 118 | 4.488% | 1 | 336
John Day (12) | HY_WAT | 3082 | 12 | BPA | 118 | 118 | 4.488% | 1 | 336
John Day (13) | HY_WAT | 3082 | 13 | BPA | 135 | 135 | 4.488% | 1 | 336
John Day (14) | HY_WAT | 3082 | 14 | BPA | 135 | 135 | 4.488% | 1 | 336
John Day (15) | HY_WAT | 3082 | 15 | BPA | 135 | 135 | 4.488% | 1 | 336
John Day (16) | HY_WAT | 3082 | 16 | BPA | 135 | 135 | 4.488% | 1 | 336
John Day (2) | HY_WAT | 3082 | 2 | BPA | 135 | 135 | 4.488% | 1 | 336
John Day (3) | HY_WAT | 3082 | 3 | BPA | 135 | 135 | 4.488% | 1 | 336
John Day (4) | HY_WAT | 3082 | 4 | BPA | 118 | 118 | 4.488% | 1 | 336
John Day (5) | HY_WAT | 3082 | 5 | BPA | 118 | 118 | 4.488% | 1 | 336
John Day (6) | HY_WAT | 3082 | 6 | BPA | 135 | 135 | 4.488% | 1 | 336
John Day (7) | HY_WAT | 3082 | 7 | BPA | 135 | 135 | 4.488% | 1 | 336
John Day (8) | HY_WAT | 3082 | 8 | BPA | 118 | 118 | 4.488% | 1 | 336
John Day (9) | HY_WAT | 3082 | 9 | BPA | 118 | 118 | 4.488% | 1 | 336
John L. Featherstone Plant | ST_GST | 57475 | HRP1 | IID | 49.9 | 49.9 | 14.83% | 1 | 168
Jones Fork | HY_WAT | 534 | 1 | BANC | 10 | 10 | 4.488% | 1 | 336
Jordan River 1 | HY_WAT |  | 1 | BritishColumbia | 170 | 170 | 4.488% | 1 | 336
Jordanelle Dam Hydroelectric Project (GEN 1) | HY_WAT | 61853 | GEN 1 | PacificorpEast | 6.5 | 6.5 | 4.488% | 1 | 336
Jordanelle Dam Hydroelectric Project (GEN 2) | HY_WAT | 61853 | GEN 2 | PacificorpEast | 6.5 | 6.5 | 4.488% | 1 | 336
Judge F Carr (1) | HY_WAT | 442 | 1 | PGAE | 88.7 | 88.7 | 4.488% | 1 | 336
Judge F Carr (2) | HY_WAT | 442 | 2 | PGAE | 88.7 | 88.7 | 4.488% | 1 | 336
Judith Gap Wind Energy Center | WT_WND | 56377 | 1 | NWMT | 135 | 135 | 0% | 0 | 0
Judy Creek (GEN6) | SCCT_NG |  | 1 | Alberta | 15 | 15 | 35.78% | 1 | 174.1725
Julesburg (1) | IC_DFO | 504 | 1 | PublicServiceCO | 0.7 | 0.7 | 20.5% | 1 | 168
Julesburg (3) | IC_DFO | 504 | 3 | PublicServiceCO | 0.2 | 0.2 | 20.5% | 1 | 168
Julesburg (4) | IC_DFO | 504 | 4 | PublicServiceCO | 1.1 | 1.1 | 20.5% | 1 | 168
Julesburg (5) | IC_DFO | 504 | 5 | PublicServiceCO | 0.2 | 0.2 | 20.5% | 1 | 168
Juniper Canyon I Wind Project | WT_WND | 57320 | 1 | BPA | 151.2 | 151.2 | 0% | 0 | 0
Juniper Networks Sunnyvale | OtherTech_NG | 58301 | JPR | PGAE | 0.4 | 0.4 | 14.83% | 1 | 168
Juniper Ridge Hydroelectric Project | HY_WAT | 57437 | 21-01 | BPA | 1.1 | 1.1 | 4.488% | 1 | 336
Kaiser Deer Valley Rd. Fuel Cell | OtherTech_NG | 62699 | KSR24 | PGAE | 1.4 | 1.4 | 14.83% | 1 | 168
Kaiser Downey (KRSO1) | OtherTech_OT | 58128 | KRSO1 | SCE | 0.2 | 0.2 | 14.83% | 0 | 0
Kaiser Downey (KRSO2) | OtherTech_OT | 58128 | KRSO2 | SCE | 0.2 | 0.2 | 14.83% | 0 | 0
Kaiser Downey (KRSO3) | OtherTech_OT | 58128 | KRSO3 | SCE | 0.2 | 0.2 | 14.83% | 0 | 0
Kaiser Downey (KRSO4) | OtherTech_OT | 58128 | KRSO4 | SCE | 0.2 | 0.2 | 14.83% | 0 | 0
Kaiser Downey (KRSO5) | OtherTech_OT | 58128 | KRSO5 | SCE | 0.2 | 0.2 | 14.83% | 0 | 0
Kaiser East La Palma Ave. Fuel Cell | OtherTech_NG | 62698 | KR059 | SCE | 1.5 | 1.5 | 14.83% | 1 | 168
Kaiser Napa Valley Corporate Dr Fuel Cell (KS18A) | OtherTech_NG | 62701 | KS18A | PGAE | 2.5 | 2.5 | 14.83% | 1 | 168
Kaiser Napa Valley Corporate Dr Fuel Cell (KS18B) | OtherTech_NG | 62701 | KS18B | PGAE | 2.3 | 2.3 | 14.83% | 1 | 168
Kaiser Ontario (KSRO1) | OtherTech_OT | 58132 | KSRO1 | SCE | 0.2 | 0.2 | 14.83% | 0 | 0
Kaiser Ontario (KSRO2) | OtherTech_OT | 58132 | KSRO2 | SCE | 0.2 | 0.2 | 14.83% | 0 | 0
Kaiser Ontario (KSRO3) | OtherTech_OT | 58132 | KSRO3 | SCE | 0.2 | 0.2 | 14.83% | 0 | 0
Kaiser Ontario (KSRO4) | OtherTech_OT | 58132 | KSRO4 | SCE | 0.2 | 0.2 | 14.83% | 0 | 0
Kaiser Ontario (KSRO5) | OtherTech_OT | 58132 | KSRO5 | SCE | 0.2 | 0.2 | 14.83% | 0 | 0
Kaiser Owens Dr. Fuel Cell | OtherTech_NG | 62700 | KSR23 | PGAE | 1 | 1 | 14.83% | 1 | 168
Kale Patch Solar | PV_SUN | 63208 | KPPV1 | BPA | 2.2 | 2.2 | 0% | 0 | 0
Kamloops Green Energy 1 | ST_OT |  |  | BritishColumbia | 28 | 0 | 14.83% | 1 | 192
Kamloops Green Energy 2 | ST_OT |  |  | BritishColumbia | 16 | 0 | 14.83% | 1 | 192
Kamloops Green Energy 3 | ST_OT |  |  | BritishColumbia | 32 | 0 | 14.83% | 1 | 192
Kanaka | HY_WAT | 54653 | KAN1 | PGAE | 1.1 | 1.1 | 4.488% | 1 | 336
Karen Avenue Wind Farm | WT_WND | 10718 | WND | SCE | 11.7 | 11.7 | 0% | 0 | 0
Kaweah 1 | HY_WAT | 337 | 1 | SCE | 2.3 | 2.3 | 4.488% | 1 | 336
Kaweah 2 | HY_WAT | 336 | 2 | SCE | 1.8 | 1.8 | 4.488% | 1 | 336
Kaweah 3 (1) | HY_WAT | 338 | 1 | SCE | 2.4 | 2.4 | 4.488% | 1 | 336
Kaweah 3 (2) | HY_WAT | 338 | 2 | SCE | 2.1 | 2.1 | 4.488% | 1 | 336
Kaweah Delta District Hospital | SCCT_NG | 10042 | KDHT1 | PGAE | 1.3 | 1.3 | 35.78% | 1 | 168
Kayenta Solar Project (PV1) | PV_SUN | 61268 | PV1 | WAPA_LwrCO | 27.3 | 27.3 | 0% | 0 | 0
Kayenta Solar Project (PV2) | PV_SUN | 61268 | PV2 | WAPA_LwrCO | 28 | 28 | 0% | 0 | 0
Kearl (IOR3) | ST_NG |  | 1 | Alberta | 50 | 50 | 3.641% | 1 | 369.3423
Kearl Oil Sands Cogen | SCCT_NG |  |  | Alberta | 165.31 | 165.31 | 35.78% | 1 | 168
Keephills 1 | ST_Coal |  | 1 | Alberta | 395 | 395 | 9.169% | 1 | 696
Keephills 2 | ST_Coal |  | 2 | Alberta | 395 | 395 | 9.169% | 1 | 696
Keephills 3 | ST_Coal |  | 3 | Alberta | 463 | 0 | 9.169% | 1 | 696
Kekawaka Power House | HY_WAT | 54654 | KEK1 | PGAE | 4.9 | 4.9 | 4.488% | 1 | 336
Kellogg's - San Jose | OtherTech_NG | 59280 | KLG00 | PGAE | 0.1 | 0.1 | 14.83% | 1 | 168
Kelly Ridge | HY_WAT | 418 | 1 | PGAE | 10 | 10 | 4.488% | 1 | 336
Kemano 1-8 | HY_WAT | CA-10393 | 1,2,3,4,5,6,7,8 | BritishColumbia | 900 | 900 | 4.488% | 1 | 336
Kennecott Power Plant (4) | ST_Coal | 56163 | 4 | PacificorpEast | 44.1 | 44.1 | 9.169% | 1 | 480
Kennecott Power Plant (RCHP) | SCCT_NG | 56163 | RCHP | PacificorpEast | 3.5 | 3.5 | 35.78% | 1 | 168
Kennecott Power Plant (SM58) | ST_OT | 56163 | SM58 | PacificorpEast | 18.7 | 18.7 | 14.83% | 1 | 192
Kerckhoff (H1) | HY_WAT | 250 | H1 | PGAE | 12.6 | 12.6 | 4.488% | 1 | 336
Kerckhoff (H3) | HY_WAT | 250 | H3 | PGAE | 12.6 | 12.6 | 4.488% | 1 | 336
Kerckhoff 2 | HY_WAT | 682 | 1 | PGAE | 155 | 155 | 4.488% | 1 | 336
Kern Canyon | HY_WAT | 7911 | 1 | PGAE | 11.5 | 11.5 | 4.488% | 1 | 336
Kern Front Limited (KF1) | SCCT_NG | 50494 | KF1 | PGAE | 23.04 | 23.04 | 35.78% | 1 | 168
Kern Front Limited (KF2) | SCCT_NG | 50494 | KF2 | PGAE | 23.04 | 23.04 | 35.78% | 1 | 168
Kern River 1 (1) | HY_WAT | 340 | 1 | SCE | 6.6 | 6.6 | 4.488% | 1 | 336
Kern River 1 (2) | HY_WAT | 340 | 2 | SCE | 6.6 | 6.6 | 4.488% | 1 | 336
Kern River 1 (3) | HY_WAT | 340 | 3 | SCE | 6.6 | 6.6 | 4.488% | 1 | 336
Kern River 1 (4) | HY_WAT | 340 | 4 | SCE | 6.6 | 6.6 | 4.488% | 1 | 336
Kern River 3 (1) | HY_WAT | 339 | 1 | SCE | 20.5 | 20.5 | 4.488% | 1 | 336
Kern River 3 (2) | HY_WAT | 339 | 2 | SCE | 19.7 | 19.7 | 4.488% | 1 | 336
Kern River Cogeneration (GTAG) | SCCT_NG | 10496 | GTAG | SCE | 72.38 | 72.38 | 35.78% | 1 | 360
Kern River Cogeneration (GTBG) | SCCT_NG | 10496 | GTBG | SCE | 72.38 | 72.38 | 35.78% | 1 | 360
Kern River Cogeneration (GTCG) | SCCT_NG | 10496 | GTCG | SCE | 72.38 | 72.38 | 35.78% | 1 | 360
Kern River Cogeneration (GTDG) | SCCT_NG | 10496 | GTDG | SCE | 72.38 | 72.38 | 35.78% | 1 | 360
Kern River Eastridge Cogen (101A) | SCCT_NG | 52107 | 101A | PGAE | 4.9 | 4.9 | 35.78% | 1 | 168
Kern River Eastridge Cogen (101B) | SCCT_NG | 52107 | 101B | PGAE | 4.9 | 4.9 | 35.78% | 1 | 168
Kern_Greater_Carrizo_Solar_1Axis | PV_SUN |  |  | PGAE | 319 | 1494 | 0% | 0 | 0
Kern_Greater_Carrizo_Solar_Fixed | PV_SUN |  |  | PGAE | 106 | 498 | 0% | 0 | 0
Kern_Greater_Carrizo_Wind | WT_WND |  |  | PGAE | 60 | 60 | 0% | 0 | 0
Keswick (1) | HY_WAT | 443 | 1 | PGAE | 39 | 39 | 4.488% | 1 | 336
Keswick (2) | HY_WAT | 443 | 2 | PGAE | 39 | 39 | 4.488% | 1 | 336
Keswick (3) | HY_WAT | 443 | 3 | PGAE | 39 | 39 | 4.488% | 1 | 336
Kettering Solar 1 | PV_SUN | 59098 | PV1 | SCE | 1 | 1 | 0% | 0 | 0
Kettering Solar 2 | PV_SUN | 59099 | PV1 | SCE | 1 | 1 | 0% | 0 | 0
Kettle Butte Digester, LLC (1) | IC_OT | 57345 | 1 | PacificorpEast | 0.9 | 0.9 | 14.83% | 1 | 168
Kettle Butte Digester, LLC (2) | IC_OT | 57345 | 2 | PacificorpEast | 0.9 | 0.9 | 14.83% | 1 | 168
Kettle Falls Generating Station (1) | ST_OT | 550 | 1 | Avista | 50.7 | 50.7 | 14.83% | 1 | 192
Kettle Falls Generating Station (2) | SCCT_NG | 550 | 2 | Avista | 8 | 8 | 35.78% | 1 | 168
Kettleman Solar -Centaurus | PV_SUN | 59633 | KS | PGAE | 18 | 18 | 0% | 0 | 0
Kettleman Solar Project | PV_SUN | 58510 | PV5 | PGAE | 1 | 1 | 0% | 0 | 0
Kettles Hill WF 1-5 (Phase I) | WT_WND |  |  | Alberta | 9 | 9 | 0% | 0 | 0
Kettles Hill WF 6-30 (Phase I) | WT_WND |  |  | Alberta | 63 | 63 | 0% | 0 | 0
Kiefer Landfill (361A) | IC_OT | 55766 | 361A | BANC | 2.8 | 2.8 | 14.83% | 1 | 168
Kiefer Landfill (361B) | IC_OT | 55766 | 361B | BANC | 2.8 | 2.8 | 14.83% | 1 | 168
Kiefer Landfill (361C) | IC_OT | 55766 | 361C | BANC | 2.8 | 2.8 | 14.83% | 1 | 168
Kilroy Solar | PV_SUN | 61628 | KILRO | SDGE | 0.9 | 0.9 | 0% | 0 | 0
King City Peaking | SCCT_NG | 55811 | CTG1 | PGAE | 44.06 | 44.06 | 35.78% | 1 | 168
King City Power Plant (GTG) | CCCT_NG | 10294 | GTG | PGAE | 75.99 | 75.99 | 3.641% | 1 | 288
King City Power Plant (STG) | CCCT_NG | 10294 | STG | PGAE | 35.49 | 35.49 | 3.641% | 1 | 288
Kingbird A Solar LLC | PV_SUN | 59868 | GEN01 | SCE | 20 | 20 | 0% | 0 | 0
Kingbird B Solar, LLC | PV_SUN | 60091 | GEN01 | SCE | 20 | 20 | 0% | 0 | 0
Kingman 1 (PV) | PV_SUN | 57775 | PV | SaltRiverProject | 0.5 | 0.5 | 0% | 0 | 0
Kingman 1 (WGNS) | WT_WND | 57775 | WGNS | WAPA_LwrCO | 10 | 10 | 0% | 0 | 0
Kings Beach (KB1) | IC_DFO | 6518 | KB1 | PGAE | 2 | 2 | 20.5% | 1 | 168
Kings Beach (KB2) | IC_DFO | 6518 | KB2 | PGAE | 2 | 2 | 20.5% | 1 | 168
Kings Beach (KB3) | IC_DFO | 6518 | KB3 | PGAE | 2 | 2 | 20.5% | 1 | 168
Kings Beach (KB4) | IC_DFO | 6518 | KB4 | PGAE | 2 | 2 | 20.5% | 1 | 168
Kings Beach (KB5) | IC_DFO | 6518 | KB5 | PGAE | 2 | 2 | 20.5% | 1 | 168
Kings Beach (KB6) | IC_DFO | 6518 | KB6 | PGAE | 2 | 2 | 20.5% | 1 | 168
Kings River PH | HY_WAT | 254 | H1 | PGAE | 52 | 52 | 4.488% | 1 | 336
Kingsburg Cogen (GEN1) | CCCT_NG | 10405 | GEN1 | PGAE | 22.31 | 22.31 | 3.641% | 1 | 288
Kingsburg Cogen (GEN2) | CCCT_NG | 10405 | GEN2 | PGAE | 11.45 | 11.45 | 3.641% | 1 | 288
Kingsburg Solar (1) | PV_SUN | 58304 | 1 | PGAE | 1.5 | 1.5 | 0% | 0 | 0
Kingsburg Solar (2) | PV_SUN | 58304 | 2 | PGAE | 1.5 | 1.5 | 0% | 0 | 0
Kingsburg Solar (3) | PV_SUN | 58304 | 3 | PGAE | 0.7 | 0.7 | 0% | 0 | 0
Kit Carson | PV_SUN | 58240 | PV_KC | PublicServiceNM | 1.3 | 1.3 | 0% | 0 | 0
Kit Carson Windpower | WT_WND | 57244 | KCW | WAPA_CO | 51 | 51 | 0% | 0 | 0
Klamath Cogeneration Plant (CT1) | CCCT_NG | 55103 | CT1 | BPA | 184 | 184 | 3.641% | 1 | 240
Klamath Cogeneration Plant (CT2) | CCCT_NG | 55103 | CT2 | BPA | 184 | 184 | 3.641% | 1 | 240
Klamath Cogeneration Plant (ST1) | CCCT_NG | 55103 | ST1 | BPA | 190 | 190 | 3.641% | 1 | 240
Klamath Expansion Project (GT1) | SCCT_NG | 55544 | GT1 | BPA | 28.8 | 28.8 | 35.78% | 1 | 168
Klamath Expansion Project (GT2) | SCCT_NG | 55544 | GT2 | BPA | 28.8 | 28.8 | 35.78% | 1 | 168
Klamath Expansion Project (GT3) | SCCT_NG | 55544 | GT3 | BPA | 28.8 | 28.8 | 35.78% | 1 | 168
Klamath Expansion Project (GT4) | SCCT_NG | 55544 | GT4 | BPA | 28.8 | 28.8 | 35.78% | 1 | 168
Klamath Falls Solar 2 CSG | PV_SUN | 61553 | 1 | BPA | 2.9 | 2.9 | 0% | 0 | 0
Klondike Wind Power | WT_WND | 55871 | Ph 1 | BPA | 24 | 24 | 0% | 0 | 0
Klondike Windpower II | WT_WND | 56359 | PH2 | BPA | 75 | 75 | 0% | 0 | 0
Klondike Windpower III (1) | WT_WND | 56468 | 1 | BPA | 221 | 221 | 0% | 0 | 0
Klondike Windpower III (2) | WT_WND | 56468 | 2 | BPA | 76.5 | 76.5 | 0% | 0 | 0
Kohls San Bernardino Solar Facility | PV_SUN | 57009 | 1 | SCE | 0.9 | 0.9 | 0% | 0 | 0
Kokish River Hydroelectric | HY_WAT |  |  | BritishColumbia | 45 | 45 | 4.488% | 1 | 336
Koma Kulshan Associates | HY_WAT | 54267 | GEN1 | PugetSound | 12.4 | 12.4 | 4.488% | 1 | 336
Kootenay Canal 1-4 | HY_WAT | CA-29 | 1,2,3,4 | BritishColumbia | 591 | 591 | 4.488% | 1 | 336
Kortes (1) | HY_WAT | 4180 | 1 | WAPA_CO | 12.2 | 12.2 | 4.488% | 1 | 336
Kortes (2) | HY_WAT | 4180 | 2 | WAPA_CO | 12.2 | 12.2 | 4.488% | 1 | 336
Kortes (3) | HY_WAT | 4180 | 3 | WAPA_CO | 12.2 | 12.2 | 4.488% | 1 | 336
Koyle Ranch Hydroelectric Project (GEN1) | HY_WAT | 10781 | GEN1 | IdahoPower | 0.2 | 0.2 | 4.488% | 1 | 336
Koyle Ranch Hydroelectric Project (GEN2) | HY_WAT | 10781 | GEN2 | IdahoPower | 0.3 | 0.3 | 4.488% | 1 | 336
Koyle Ranch Hydroelectric Project (GEN3) | HY_WAT | 10781 | GEN3 | IdahoPower | 0.7 | 0.7 | 4.488% | 1 | 336
Kumeyaay Wind | WT_WND | 56295 | 1 | SDGE | 50 | 50 | 0% | 0 | 0
Kwalsa Energy Project | HY_WAT |  |  | BritishColumbia | 90 | 90 | 4.488% | 1 | 336
Kwoiek Creek hydroelectric | HY_WAT |  |  | BritishColumbia | 49.92 | 49.92 | 4.488% | 1 | 336
Kyocera America Project (0287) | IC_NG | 10720 | 287 | SDGE | 0.8 | 0.8 | 14.83% | 1 | 192
Kyocera America Project (0333) | IC_NG | 10720 | 333 | SDGE | 1 | 1 | 14.83% | 1 | 192
Kyrene (KY1) | ST_NG | 147 | KY1 | SaltRiverProject | 34 | 34 | 3.641% | 1 | 216
Kyrene (KY2) | ST_NG | 147 | KY2 | SaltRiverProject | 72 | 72 | 3.641% | 1 | 216
Kyrene (KY4) | SCCT_NG | 147 | KY4 | SaltRiverProject | 58.75 | 58.75 | 35.78% | 1 | 168
Kyrene (KY5) | SCCT_NG | 147 | KY5 | SaltRiverProject | 52.7 | 52.7 | 35.78% | 1 | 168
Kyrene (KY6) | SCCT_NG | 147 | KY6 | SaltRiverProject | 52.7 | 52.7 | 35.78% | 1 | 168
Kyrene (KY7) | CCCT_NG | 147 | KY7 | SaltRiverProject | 153.64 | 153.64 | 3.641% | 1 | 240
Kyrene (KY7A) | CCCT_NG | 147 | KY7A | SaltRiverProject | 101.2 | 101.2 | 3.641% | 1 | 240
L Bonnington 1-3 | HY_WAT | CA-51 | 1,2,3 | BritishColumbia | 46 | 46 | 4.488% | 1 | 336
L-8 Solar Project | PV_SUN | 57836 | TSM | SCE | 1.5 | 1.5 | 0% | 0 | 0
La Grange (1) | HY_WAT | 440 | 1 | TIDC | 1 | 1 | 4.488% | 1 | 336
La Grange (2) | HY_WAT | 440 | 2 | TIDC | 3.3 | 3.3 | 4.488% | 1 | 336
La Joie 1 | HY_WAT | CA-31 | 1 | BritishColumbia | 25 | 25 | 4.488% | 1 | 336
La Joya Del Sol | PV_SUN | 58118 | JDS1 | PGAE | 1.5 | 1.5 | 0% | 0 | 0
La Joya NM | WT_WND | 61044 | WT1 | PublicServiceNM | 166 | 166 | 0% | 0 | 0
La Junta (2) | IC_DFO | 506 | 2 | PublicServiceCO | 0.5 | 0.5 | 20.5% | 1 | 168
La Junta (3) | IC_DFO | 506 | 3 | PublicServiceCO | 0.4 | 0.4 | 20.5% | 1 | 168
La Junta (4) | IC_DFO | 506 | 4 | PublicServiceCO | 1 | 1 | 20.5% | 1 | 168
La Junta (6) | IC_DFO | 506 | 6 | PublicServiceCO | 2.5 | 2.5 | 20.5% | 1 | 168
La Junta (7) | IC_DFO | 506 | 7 | PublicServiceCO | 3 | 3 | 20.5% | 1 | 168
La Junta (8) | IC_DFO | 506 | 8 | PublicServiceCO | 3 | 3 | 20.5% | 1 | 168
La Junta (9) | IC_DFO | 506 | 9 | PublicServiceCO | 4 | 4 | 20.5% | 1 | 168
La Luz Energy Center | SCCT_NG | 58284 | 1 | PublicServiceNM | 41.01 | 41.01 | 35.78% | 1 | 168
La Paloma Generating Plant (GEN1) | CCCT_NG | 55151 | GEN1 | PGAE | 243.08 | 243.08 | 3.641% | 1 | 240
La Paloma Generating Plant (GEN2) | CCCT_NG | 55151 | GEN2 | PGAE | 241.52 | 241.52 | 3.641% | 1 | 240
La Paloma Generating Plant (GEN3) | CCCT_NG | 55151 | GEN3 | PGAE | 236.51 | 236.51 | 3.641% | 1 | 240
La Paloma Generating Plant (GEN4) | CCCT_NG | 55151 | GEN4 | PGAE | 241.82 | 241.82 | 3.641% | 1 | 240
La Rosita II CCCT CT1+ST1 | CCCT_NG |  |  | N_BajaCA | 1146.01 | 1146.01 | 3.641% | 1 | 240
La Senita | PV_SUN | 57556 | 1 | WAPA_LwrCO | 1 | 1 | 0% | 0 | 0
Labish Solar LLC | PV_SUN | 62171 | LSPV2 | BPA | 2.2 | 2.2 | 0% | 0 | 0
Lacomb Irrigation District | HY_WAT | 52155 | GEN1 | BPA | 1 | 1 | 4.488% | 1 | 336
Ladore Falls 1-2 | HY_WAT | CA-30 | 2 | BritishColumbia | 47 | 47 | 4.488% | 1 | 336
Lafayette Horizon Solar CSG LLC | PV_SUN | 62667 | LFHSL | PublicServiceCO | 1.6 | 1.6 | 0% | 0 | 0
Lagoon Cogeneration Facility (1) | IC_NG | 50942 | 1 | PacificorpEast | 0.1 | 0.1 | 14.83% | 1 | 192
Lagoon Cogeneration Facility (2) | IC_NG | 50942 | 2 | PacificorpEast | 0.1 | 0.1 | 14.83% | 1 | 192
Lagoon Cogeneration Facility (3) | IC_NG | 50942 | 3 | PacificorpEast | 0.1 | 0.1 | 14.83% | 1 | 192
LaGrande (1) | HY_WAT | 3916 | 1 | TacomaPower | 6 | 6 | 4.488% | 1 | 336
LaGrande (2) | HY_WAT | 3916 | 2 | TacomaPower | 6 | 6 | 4.488% | 1 | 336
LaGrande (3) | HY_WAT | 3916 | 3 | TacomaPower | 6 | 6 | 4.488% | 1 | 336
LaGrande (4) | HY_WAT | 3916 | 4 | TacomaPower | 6 | 6 | 4.488% | 1 | 336
LaGrande (5) | HY_WAT | 3916 | 5 | TacomaPower | 40 | 40 | 4.488% | 1 | 336
Laguna Water Reclamation Facility (S200) | IC_OT | 58960 | S200 | PGAE | 0.1 | 0.1 | 14.83% | 1 | 168
Laguna Water Reclamation Facility (S201) | IC_OT | 58960 | S201 | PGAE | 0.1 | 0.1 | 14.83% | 1 | 168
Laguna Water Reclamation Facility (S202) | IC_OT | 58960 | S202 | PGAE | 0.1 | 0.1 | 14.83% | 1 | 168
Laguna Water Reclamation Facility (S203) | IC_OT | 58960 | S203 | PGAE | 0.1 | 0.1 | 14.83% | 1 | 168
Laho Solar Plant | PV_SUN | 58602 | LSP1 | PacificorpEast | 3 | 3 | 0% | 0 | 0
Lahontan (1) | HY_WAT | 6521 | 1 | Nevada | 0.6 | 0.6 | 4.488% | 1 | 336
Lahontan (2) | HY_WAT | 6521 | 2 | Nevada | 0.6 | 0.6 | 4.488% | 1 | 336
Lahontan (3) | HY_WAT | 6521 | 3 | Nevada | 0.6 | 0.6 | 4.488% | 1 | 336
Lake (WY) | IC_DFO | 7039 | 1 | WAPA_WY | 2.7 | 2.7 | 20.5% | 1 | 168
Lake Creek Dam | HY_WAT | 159 | 1 | BPA | 1 | 1 | 4.488% | 1 | 336
Lake Hodges Hydroelectric Facility (1) | STO_WAT | 57729 | 1 | SDGE | 21 | 21 | 4.488% | 0 | 0
Lake Hodges Hydroelectric Facility (2) | STO_WAT | 57729 | 2 | SDGE | 21 | 21 | 4.488% | 0 | 0
Lake Mathews | HY_WAT | 6644 | 1 | SCE | 4.9 | 4.9 | 4.488% | 1 | 336
Lake Mendocino (G1) | HY_WAT | 7489 | G1 | PGAE | 1 | 1 | 4.488% | 1 | 336
Lake Mendocino (G2) | HY_WAT | 7489 | G2 | PGAE | 2.5 | 2.5 | 4.488% | 1 | 336
Lake One | SCCT_NG | 7987 | L1 | LDWP | 48 | 48 | 35.78% | 1 | 168
Lake Pleasant WTP | PV_SUN | 58539 | 1 | AZPublicService | 4.1 | 4.1 | 0% | 0 | 0
Lake Side Power Plant (CT01) | CCCT_NG | 56237 | CT01 | PacificorpEast | 168.78 | 168.78 | 3.641% | 1 | 288
Lake Side Power Plant (CT02) | CCCT_NG | 56237 | CT02 | PacificorpEast | 168.78 | 168.78 | 3.641% | 1 | 288
Lake Side Power Plant (CT21) | CCCT_NG | 56237 | CT21 | PacificorpEast | 177.7 | 177.7 | 3.641% | 1 | 744
Lake Side Power Plant (CT22) | CCCT_NG | 56237 | CT22 | PacificorpEast | 177.7 | 177.7 | 3.641% | 1 | 744
Lake Side Power Plant (ST01) | CCCT_NG | 56237 | ST01 | PacificorpEast | 208.55 | 208.55 | 3.641% | 1 | 257.504
Lake Side Power Plant (ST2) | CCCT_NG | 56237 | ST2 | PacificorpEast | 272.57 | 272.57 | 3.641% | 1 | 744
Lamar Plant (IC1) | IC_DFO | 508 | IC1 | PublicServiceCO | 1 | 1 | 20.5% | 1 | 168
Lamar Plant (IC2) | IC_DFO | 508 | IC2 | PublicServiceCO | 1 | 1 | 20.5% | 1 | 168
Lamar Plant (T1-T3) | WT_WND | 508 | T1-T3 | PublicServiceCO | 4 | 4 | 0% | 0 | 0
Lamar Plant (T4) | WT_WND | 508 | T4 | PublicServiceCO | 1.5 | 1.5 | 0% | 0 | 0
Lambie Energy Center | SCCT_NG | 55626 | CT1 | PGAE | 45 | 45 | 35.78% | 1 | 168
Lancaster | PV_SUN | 62056 | LANC | SCE | 3 | 3 | 0% | 0 | 0
Lancaster Baptist Church | PV_SUN | 58634 | 1 | SCE | 1 | 1 | 0% | 0 | 0
Lancaster Dry Farm Ranch B | PV_SUN | 58750 | LDFRB | SCE | 5 | 5 | 0% | 0 | 0
Lancaster Little Rock | PV_SUN | 59262 | LLRC | SCE | 5 | 5 | 0% | 0 | 0
Lancaster Solar 1 | PV_SUN | 59167 | LS1 | SCE | 1.5 | 1.5 | 0% | 0 | 0
Lancaster Solar 2 | PV_SUN | 59169 | LS2 | SCE | 1.5 | 1.5 | 0% | 0 | 0
Lancaster WAD B | PV_SUN | 59739 | LWADB | SCE | 3 | 3 | 0% | 0 | 0
Lange Gas Turbines | SCCT_NG | 55478 | 1 | WAPA_CO | 38 | 38 | 35.78% | 1 | 168
Langley Gulch Power Plant (GTG) | CCCT_NG | 57028 | GTG | IdahoPower | 185.27 | 185.27 | 3.641% | 1 | 288
Langley Gulch Power Plant (STG) | CCCT_NG | 57028 | STG | IdahoPower | 115.43 | 115.43 | 3.641% | 1 | 288
Laramie River Station (2) | ST_Coal | 6204 | 2 | WAPA_CO | 570 | 570 | 9.169% | 1 | 552
Laramie River Station (3) | ST_Coal | 6204 | 3 | WAPA_CO | 570 | 570 | 9.169% | 1 | 552
Larkspur Energy Facility (CTG1) | SCCT_NG | 55542 | CTG1 | SDGE | 45.6 | 45.6 | 35.78% | 1 | 168
Larkspur Energy Facility (CTG2) | SCCT_NG | 55542 | CTG2 | SDGE | 46 | 46 | 35.78% | 1 | 168
LaRosita CFE CC1a | CCCT_NG |  |  | N_BajaCA | 194 | 186 | 3.641% | 0 | 0
LaRosita CFE CC1b | CCCT_NG |  |  | N_BajaCA | 196 | 186 | 3.641% | 0 | 0
Las Animas (1) | IC_DFO | 507 | 1 | PublicServiceCO | 0.3 | 0.3 | 20.5% | 1 | 168
Las Animas (2) | IC_DFO | 507 | 2 | PublicServiceCO | 0.3 | 0.3 | 20.5% | 1 | 168
Las Animas (4) | IC_DFO | 507 | 4 | PublicServiceCO | 1 | 1 | 20.5% | 1 | 168
Las Animas (5) | IC_DFO | 507 | 5 | PublicServiceCO | 1 | 1 | 20.5% | 1 | 168
Las Animas (6) | IC_DFO | 507 | 6 | PublicServiceCO | 2.5 | 2.5 | 20.5% | 1 | 168
Las Vegas Generating Station (GEN1) | CCCT_NG | 10761 | GEN1 | Nevada | 40.42 | 40.42 | 3.641% | 1 | 288
Las Vegas Generating Station (GEN2) | CCCT_NG | 10761 | GEN2 | Nevada | 9.4 | 9.4 | 3.641% | 1 | 288
Las Vegas Generating Station (GEN3) | CCCT_NG | 10761 | GEN3 | Nevada | 45.59 | 45.59 | 3.641% | 1 | 240
Las Vegas Generating Station (GEN4) | CCCT_NG | 10761 | GEN4 | Nevada | 45.59 | 45.59 | 3.641% | 1 | 240
Las Vegas Generating Station (GEN5) | CCCT_NG | 10761 | GEN5 | Nevada | 45.59 | 45.59 | 3.641% | 1 | 240
Las Vegas Generating Station (GEN6) | CCCT_NG | 10761 | GEN6 | Nevada | 45.59 | 45.59 | 3.641% | 1 | 240
Las Vegas Generating Station (GEN7) | CCCT_NG | 10761 | GEN7 | Nevada | 25.22 | 25.22 | 3.641% | 1 | 240
Las Vegas Generating Station (GEN8) | CCCT_NG | 10761 | GEN8 | Nevada | 25.22 | 25.22 | 3.641% | 1 | 240
Las Vegas Solar Energy Center | PV_SUN | 57576 | LVSEC | PublicServiceNM | 5 | 5 | 0% | 0 | 0
Las Virgenes Municipal Water District | PV_SUN | 58963 | PV | SCE | 0.8 | 0.8 | 0% | 0 | 0
Last Chance (1) | HY_WAT | 987 | 1 | PacificorpEast | 0.2 | 0.2 | 4.488% | 1 | 336
Last Chance (2) | HY_WAT | 987 | 2 | PacificorpEast | 0.4 | 0.4 | 4.488% | 1 | 336
Last Chance (3) | HY_WAT | 987 | 3 | PacificorpEast | 0.8 | 0.8 | 4.488% | 1 | 336
Lateral 10 Ventures | HY_WAT | 54753 | GEN1 | IdahoPower | 2.2 | 2.2 | 4.488% | 1 | 336
Latigo Wind Park | WT_WND | 59965 | LTIGO | PacificorpEast | 62.1 | 62.1 | 0% | 0 | 0
Lavio Solar | PV_SUN | 61792 | 5002 | PGAE | 0.5 | 0.5 | 0% | 0 | 0
LCEC Generation LLVC (UNIT1) | IC_NG | 57872 | UNIT1 | PublicServiceNM | 8.91 | 8.91 | 14.83% | 1 | 192
LCEC Generation LLVC (UNIT2) | IC_NG | 57872 | UNIT2 | PublicServiceNM | 8.91 | 8.91 | 14.83% | 1 | 192
LCEC Generation LLVC (UNIT3) | IC_NG | 57872 | UNIT3 | PublicServiceNM | 8.91 | 8.91 | 14.83% | 1 | 192
LCEC Generation LLVC (UNIT4) | IC_NG | 57872 | UNIT4 | PublicServiceNM | 8.91 | 8.91 | 14.83% | 1 | 192
LCEC Generation LLVC (UNIT5) | IC_NG | 57872 | UNIT5 | PublicServiceNM | 8.91 | 8.91 | 14.83% | 1 | 192
LDWP_Solar_LDWP_Aggregate_CPUC | PV_SUN |  |  | LDWP | 61.1 | 61.1 | 0% | 0 | 0
Leaburg (1) | HY_WAT | 3068 | 1 | BPA | 8 | 8 | 4.488% | 1 | 336
Leaburg (2) | HY_WAT | 3068 | 2 | BPA | 7.5 | 7.5 | 4.488% | 1 | 336
Leaning Juniper | WT_WND | 56360 | 1 | PACWSouth | 109.2 | 109.2 | 0% | 0 | 0
Leaning Juniper Wind Power II | WT_WND | 57333 | 1 | BPA | 201 | 201 | 0% | 0 | 0
Lemolo 1 | HY_WAT | 3029 | 1 | PACWSouth | 32 | 32 | 4.488% | 1 | 336
Lemolo 2 | HY_WAT | 6421 | 1 | PACWSouth | 38.5 | 38.5 | 4.488% | 1 | 336
Lemoore 1 | PV_SUN | 60142 | LEPV1 | PGAE | 1.5 | 1.5 | 0% | 0 | 0
Lethbridge Coaldale (ME04) | SCCT_NG |  | 1 | Alberta | 6 | 6 | 35.78% | 1 | 174.1725
Libby (1) | HY_WAT | 6172 | 1 | BPA | 105 | 105 | 4.488% | 1 | 336
Libby (2) | HY_WAT | 6172 | 2 | BPA | 105 | 105 | 4.488% | 1 | 336
Libby (3) | HY_WAT | 6172 | 3 | BPA | 105 | 105 | 4.488% | 1 | 336
Libby (4) | HY_WAT | 6172 | 4 | BPA | 105 | 105 | 4.488% | 1 | 336
Libby (5) | HY_WAT | 6172 | 5 | BPA | 105 | 105 | 4.488% | 1 | 336
Liberty HS Solar Project | PV_SUN | 62274 | LHSSP | SCE | 0.2 | 0.2 | 0% | 0 | 0
Life Technologies - Pleasanton | OtherTech_NG | 59279 | LFT01 | PGAE | 0.1 | 0.1 | 14.83% | 1 | 168
Life Technologies Carlsbad | OtherTech_NG | 58302 | LFT | SDGE | 0.2 | 0.2 | 14.83% | 1 | 168
Lightning Dock Geothermal HI-01, LLC (GEN-5) | ST_GST | 58629 | GEN-5 | PublicServiceNM | 11 | 11 | 14.83% | 1 | 168
Lightning Dock Geothermal HI-01, LLC (PB01) | ST_GST | 58629 | PB01 | PublicServiceNM | 0.7 | 0.7 | 14.83% | 1 | 168
Lightning Dock Geothermal HI-01, LLC (PB02) | ST_GST | 58629 | PB02 | PublicServiceNM | 0.7 | 0.7 | 14.83% | 1 | 168
Lightning Dock Geothermal HI-01, LLC (PB03) | ST_GST | 58629 | PB03 | PublicServiceNM | 0.7 | 0.7 | 14.83% | 1 | 168
Lightning Dock Geothermal HI-01, LLC (PB04) | ST_GST | 58629 | PB04 | PublicServiceNM | 0.7 | 0.7 | 14.83% | 1 | 168
Lilliwaup Falls Generating (4735) | HY_WAT | 50700 | 4735 | BPA | 0.2 | 0.2 | 4.488% | 1 | 336
Lilliwaup Falls Generating (4736) | HY_WAT | 50700 | 4736 | BPA | 0.2 | 0.2 | 4.488% | 1 | 336
Lilliwaup Falls Generating (4737) | HY_WAT | 50700 | 4737 | BPA | 0.2 | 0.2 | 4.488% | 1 | 336
Lilliwaup Falls Generating (4738) | HY_WAT | 50700 | 4738 | BPA | 0.2 | 0.2 | 4.488% | 1 | 336
Lilliwaup Falls Generating (4739) | HY_WAT | 50700 | 4739 | BPA | 0.2 | 0.2 | 4.488% | 1 | 336
Lilliwaup Falls Generating (4740) | HY_WAT | 50700 | 4740 | BPA | 0.2 | 0.2 | 4.488% | 1 | 336
Lilliwaup Falls Generating (4741) | HY_WAT | 50700 | 4741 | BPA | 0.2 | 0.2 | 4.488% | 1 | 336
Lime Saddle (1) | HY_WAT | 255 | 1 | PGAE | 1 | 1 | 4.488% | 1 | 336
Lime Saddle (2) | HY_WAT | 255 | 2 | PGAE | 1 | 1 | 4.488% | 1 | 336
Lime Wind | WT_WND | 57803 | T1-6 | IdahoPower | 3 | 3 | 0% | 0 | 0
Limon Generating Station (L1) | SCCT_NG | 55504 | L1 | WAPA_CO | 75 | 75 | 35.78% | 1 | 168
Limon Generating Station (L2) | SCCT_NG | 55504 | L2 | WAPA_CO | 75 | 75 | 35.78% | 1 | 168
Limon III Wind LLC | WT_WND | 59083 | WT1 | PublicServiceCO | 200.6 | 200.6 | 0% | 0 | 0
Limon Wind I | WT_WND | 58126 | 1 | PublicServiceCO | 200 | 200 | 0% | 0 | 0
Limon Wind II | WT_WND | 58127 | 1 | PublicServiceCO | 200 | 200 | 0% | 0 | 0
Lincoln Landfill (GEN 5) | IC_OT | 57988 | GEN 5 | PGAE | 0.8 | 0.8 | 14.83% | 1 | 168
Lincoln Landfill (GEN 6) | IC_OT | 57988 | GEN 6 | PGAE | 0.8 | 0.8 | 14.83% | 1 | 168
Lincoln Landfill (GEN1) | IC_OT | 57988 | GEN1 | PGAE | 0.8 | 0.8 | 14.83% | 1 | 168
Lincoln Landfill (GEN2) | IC_OT | 57988 | GEN2 | PGAE | 0.8 | 0.8 | 14.83% | 1 | 168
Lincoln Landfill (GEN3) | IC_OT | 57988 | GEN3 | PGAE | 0.8 | 0.8 | 14.83% | 1 | 168
Lincoln Landfill (GEN4) | IC_OT | 57988 | GEN4 | PGAE | 0.8 | 0.8 | 14.83% | 1 | 168
Lindberg FIeld Solar (SDIA2) | PV_SUN | 60060 | SDIA2 | SDGE | 1.7 | 1.7 | 0% | 0 | 0
Lindberg FIeld Solar (SDIAA) | PV_SUN | 60060 | SDIAA | SDGE | 0.5 | 0.5 | 0% | 0 | 0
Lindberg FIeld Solar (SDIAB) | PV_SUN | 60060 | SDIAB | SDGE | 0.5 | 0.5 | 0% | 0 | 0
Lindberg Field Solar 2 | PV_SUN | 60984 | PV1 | SDGE | 1.9 | 1.9 | 0% | 0 | 0
Lindbergh (PEC1)* | ST_NG |  | 1 | Alberta | 14 | 14 | 3.641% | 1 | 369.3423
Linde Wilmington (GEN1) | CCCT_NG | 50148 | GEN1 | LDWP | 21 | 21 | 3.641% | 1 | 288
Linde Wilmington (GEN2) | CCCT_NG | 50148 | GEN2 | LDWP | 6 | 6 | 3.641% | 1 | 288
Linden Wind Energy Project | WT_WND | 57635 | LW1 | BPA | 50 | 50 | 0% | 0 | 0
Lindsay Solar (1) | PV_SUN | 58308 | 1 | PGAE | 1.5 | 1.5 | 0% | 0 | 0
Lindsay Solar (3) | PV_SUN | 58308 | 3 | PGAE | 1.5 | 1.5 | 0% | 0 | 0
Lindsay Solar (4) | PV_SUN | 58308 | 4 | PGAE | 1 | 1 | 0% | 0 | 0
Little Cottonwood (1) | HY_WAT | 6537 | 1 | PacificorpEast | 2.4 | 2.4 | 4.488% | 1 | 336
Little Cottonwood (2) | HY_WAT | 6537 | 2 | PacificorpEast | 2.4 | 2.4 | 4.488% | 1 | 336
Little Falls (WA) (1) | HY_WAT | 3866 | 1 | Avista | 9.5 | 9.5 | 4.488% | 1 | 336
Little Falls (WA) (2) | HY_WAT | 3866 | 2 | Avista | 9.5 | 9.5 | 4.488% | 1 | 336
Little Falls (WA) (3) | HY_WAT | 3866 | 3 | Avista | 9.5 | 9.5 | 4.488% | 1 | 336
Little Falls (WA) (4) | HY_WAT | 3866 | 4 | Avista | 9.5 | 9.5 | 4.488% | 1 | 336
Little Goose (1) | HY_WAT | 3926 | 1 | BPA | 135 | 135 | 4.488% | 1 | 336
Little Goose (2) | HY_WAT | 3926 | 2 | BPA | 135 | 135 | 4.488% | 1 | 336
Little Goose (3) | HY_WAT | 3926 | 3 | BPA | 135 | 135 | 4.488% | 1 | 336
Little Goose (4) | HY_WAT | 3926 | 4 | BPA | 135 | 135 | 4.488% | 1 | 336
Little Goose (5) | HY_WAT | 3926 | 5 | BPA | 135 | 135 | 4.488% | 1 | 336
Little Goose (6) | HY_WAT | 3926 | 6 | BPA | 135 | 135 | 4.488% | 1 | 336
Little Mac Project (1) | HY_WAT | 10049 | 1 | IdahoPower | 0.3 | 0.3 | 4.488% | 1 | 336
Little Mac Project (2) | HY_WAT | 10049 | 2 | IdahoPower | 0.4 | 0.4 | 4.488% | 1 | 336
Little Mac Project (3) | HY_WAT | 10049 | 3 | IdahoPower | 0.4 | 0.4 | 4.488% | 1 | 336
Little Mac Project (4) | HY_WAT | 10049 | 4 | IdahoPower | 0.4 | 0.4 | 4.488% | 1 | 336
Little Rock Pham Solar | PV_SUN | 60026 | PV1 | SCE | 3 | 3 | 0% | 0 | 0
Little Wood Hydro Project | HY_WAT | 54386 | GEN1 | IdahoPower | 2.6 | 2.6 | 4.488% | 1 | 336
Live Oak Limited | SCCT_NG | 54768 | GEN1 | PGAE | 46.08 | 46.08 | 35.78% | 1 | 168
Lockheed Martin Sunnyvale | OtherTech_NG | 57808 | LOK00 | PGAE | 0.4 | 0.4 | 14.83% | 1 | 168
Lodi | SCCT_NG | 7451 | 1 | PGAE | 23.28 | 23.28 | 35.78% | 1 | 168
Lodi Energy Center (CT1) | CCCT_NG | 57978 | CT1 | PGAE | 168.33 | 168.33 | 3.641% | 1 | 288
Lodi Energy Center (ST1) | CCCT_NG | 57978 | ST1 | PGAE | 89.28 | 89.28 | 3.641% | 1 | 288
Logan 1 Community Solar Array | PV_SUN | 60722 | LOGA1 | WAPA_CO | 1.7 | 1.7 | 0% | 0 | 0
Logan City (1) | SCCT_NG | 4251 | 1 | PacificorpEast | 4.52 | 4.52 | 35.78% | 1 | 168
Logan City (2) | SCCT_NG | 4251 | 2 | PacificorpEast | 4.52 | 4.52 | 35.78% | 1 | 168
Logan City (3) | SCCT_NG | 4251 | 3 | PacificorpEast | 4.52 | 4.52 | 35.78% | 1 | 168
Logan Wind Energy | WT_WND | 56613 | 1 | PublicServiceCO | 201 | 201 | 0% | 0 | 0
Lois Lake (Stillwater) | HY_WAT |  |  | BritishColumbia | 34.25 | 34.25 | 4.488% | 1 | 336
Loma Linda University Cogen (GEN1) | SCCT_NG | 10206 | GEN1 | SCE | 1.3 | 1.3 | 35.78% | 1 | 168
Loma Linda University Cogen (GEN2) | SCCT_NG | 10206 | GEN2 | SCE | 1.3 | 1.3 | 35.78% | 1 | 168
Loma Linda University Cogen (GEN4) | IC_DFO | 10206 | GEN4 | SCE | 0.5 | 0.5 | 20.5% | 1 | 168
Loma Linda University Cogen (GEN5) | IC_DFO | 10206 | GEN5 | SCE | 1 | 1 | 20.5% | 1 | 168
Lompoc Wind Power Project_WT66 94 | WT_WND |  |  | SCE | 98 | 98 | 0% | 0 | 0
Lone Valley Solar Park I LLC | PV_SUN | 58417 | CP1 | SCE | 10 | 10 | 0% | 0 | 0
Lone Valley Solar Park II LLC | PV_SUN | 59237 | CPII | SCE | 20 | 20 | 0% | 0 | 0
Long Beach Generation LLC (CT1) | SCCT_NG | 341 | CT1 | SCE | 65 | 65 | 35.78% | 1 | 168
Long Beach Generation LLC (CT2) | SCCT_NG | 341 | CT2 | SCE | 65 | 65 | 35.78% | 1 | 168
Long Beach Generation LLC (CT3) | SCCT_NG | 341 | CT3 | SCE | 65 | 65 | 35.78% | 1 | 168
Long Beach Generation LLC (CT4) | SCCT_NG | 341 | CT4 | SCE | 65 | 65 | 35.78% | 1 | 168
Long Lake #1 (Ft McMurray AB) | SCCT_NG |  | 1 | Alberta | 122.45 | 122.45 | 35.78% | 1 | 168
Long Lake #2 (Ft McMurray AB) | SCCT_NG |  | 2 | Alberta | 134.69 | 134.69 | 35.78% | 1 | 168
Long Lake #3-4 (Ft McMurray AB) | SCCT_NG |  |  | Alberta | 24 | 24 | 35.78% | 1 | 168
Long Lake (1) | HY_WAT | 3867 | 1 | Avista | 22.4 | 22.4 | 4.488% | 1 | 336
Long Lake (2) | HY_WAT | 3867 | 2 | Avista | 22.5 | 22.5 | 4.488% | 1 | 336
Long Lake (3) | HY_WAT | 3867 | 3 | Avista | 22.5 | 22.5 | 4.488% | 1 | 336
Long Lake (4) | HY_WAT | 3867 | 4 | Avista | 22.1 | 22.1 | 4.488% | 1 | 336
Longboat Solar, LLC | PV_SUN | 60485 | PV1 | SCE | 20 | 20 | 0% | 0 | 0
Longview Fibre (6) | ST_OT | 54562 | 6 | BPA | 22 | 22 | 14.83% | 1 | 192
Longview Fibre (7) | ST_OT | 54562 | 7 | BPA | 25 | 25 | 14.83% | 1 | 192
Lookout Point (1) | HY_WAT | 3083 | 1 | BPA | 40 | 40 | 4.488% | 1 | 336
Lookout Point (2) | HY_WAT | 3083 | 2 | BPA | 40 | 40 | 4.488% | 1 | 336
Lookout Point (3) | HY_WAT | 3083 | 3 | BPA | 40 | 40 | 4.488% | 1 | 336
Loon Lake | HY_WAT | 432 | H1 | BANC | 74.1 | 74.1 | 4.488% | 1 | 336
Lordsburg Generating (GT1) | SCCT_NG | 7967 | GT1 | PublicServiceNM | 38.79 | 38.79 | 35.78% | 1 | 168
Lordsburg Generating (GT2) | SCCT_NG | 7967 | GT2 | PublicServiceNM | 38.79 | 38.79 | 35.78% | 1 | 168
Los Alamos PV Site (1) | PV_SUN | 58256 | 1 | PublicServiceNM | 1 | 1 | 0% | 0 | 0
Los Angeles Harbor College | PV_SUN | 57314 | 1 | LDWP | 0.8 | 0.8 | 0% | 0 | 0
Los Angeles Refinery Wilmington (G1) | OtherTech_NG | 54451 | G1 | LDWP | 0.78 | 0.78 | 14.83% | 1 | 168
Los Angeles Refinery Wilmington (G2) | SCCT_OT | 54451 | G2 | LDWP | 5.83 | 5.83 | 35.78% | 1 | 168
Los Esteros Critical Energy Center (CAG5) | CCCT_NG | 55748 | CAG5 | PGAE | 126.1 | 126.1 | 3.641% | 1 | 288
Los Esteros Critical Energy Center (CTG1) | CCCT_NG | 55748 | CTG1 | PGAE | 45 | 45 | 3.641% | 1 | 288
Los Esteros Critical Energy Center (CTG2) | CCCT_NG | 55748 | CTG2 | PGAE | 45 | 45 | 3.641% | 1 | 288
Los Esteros Critical Energy Center (CTG3) | CCCT_NG | 55748 | CTG3 | PGAE | 45 | 45 | 3.641% | 1 | 288
Los Esteros Critical Energy Center (CTG4) | CCCT_NG | 55748 | CTG4 | PGAE | 45 | 45 | 3.641% | 1 | 288
Los Lunas Solar Energy Center (LLSEC) | PV_SUN | 57571 | LLSEC | PublicServiceNM | 5 | 5 | 0% | 0 | 0
Los Lunas Solar Energy Center (LMS2) | PV_SUN | 57571 | LMS2 | PublicServiceNM | 2 | 2 | 0% | 0 | 0
Los Medanos Energy Center (CTG1) | CCCT_NG | 55217 | CTG1 | PGAE | 168.15 | 168.15 | 3.641% | 1 | 240
Los Medanos Energy Center (CTG2) | CCCT_NG | 55217 | CTG2 | PGAE | 168.15 | 168.15 | 3.641% | 1 | 240
Los Medanos Energy Center (STG3) | CCCT_NG | 55217 | STG3 | PGAE | 231.8 | 231.8 | 3.641% | 1 | 240
Lost Creek (1) | HY_WAT | 6174 | 1 | BPA | 24.5 | 24.5 | 4.488% | 1 | 336
Lost Creek (2) | HY_WAT | 6174 | 2 | BPA | 24.5 | 24.5 | 4.488% | 1 | 336
Lost Creek I | HY_WAT | 10708 | GEN1 | PGAE | 1.1 | 1.1 | 4.488% | 1 | 336
Lost Hills Cogeneration Plant (GEN4) | SCCT_NG | 52077 | GEN4 | PGAE | 1.17 | 1.17 | 35.78% | 1 | 168
Lost Hills Cogeneration Plant (GEN5) | SCCT_NG | 52077 | GEN5 | PGAE | 1.17 | 1.17 | 35.78% | 1 | 168
Lost Hills Cogeneration Plant (GEN6) | SCCT_NG | 52077 | GEN6 | PGAE | 1.17 | 1.17 | 35.78% | 1 | 168
Lost Hills/Blackwell (BLKW) | PV_SUN | 58711 | BLKW | SCE | 12 | 12 | 0% | 0 | 0
Lost Hills/Blackwell (LTHL) | PV_SUN | 58711 | LTHL | SCE | 20 | 20 | 0% | 0 | 0
Lovelock Solar | PV_SUN | 62934 | GEN1 | Nevada | 190 | 190 | 0% | 0 | 0
Low Line Rapids | HY_WAT | 10808 | GEN1 | IdahoPower | 2.6 | 2.6 | 4.488% | 1 | 336
Lower Baker (3) | HY_WAT | 3855 | 3 | PugetSound | 74.8 | 74.8 | 4.488% | 1 | 336
Lower Baker (4) | HY_WAT | 3855 | 4 | PugetSound | 30.4 | 30.4 | 4.488% | 1 | 336
Lower Granite (1) | HY_WAT | 6175 | 1 | BPA | 135 | 135 | 4.488% | 1 | 336
Lower Granite (2) | HY_WAT | 6175 | 2 | BPA | 127 | 127 | 4.488% | 1 | 336
Lower Granite (3) | HY_WAT | 6175 | 3 | BPA | 135 | 135 | 4.488% | 1 | 336
Lower Granite (4) | HY_WAT | 6175 | 4 | BPA | 135 | 135 | 4.488% | 1 | 336
Lower Granite (5) | HY_WAT | 6175 | 5 | BPA | 135 | 135 | 4.488% | 1 | 336
Lower Granite (6) | HY_WAT | 6175 | 6 | BPA | 135 | 135 | 4.488% | 1 | 336
Lower Malad | HY_WAT | 815 | 1 | IdahoPower | 14.3 | 14.3 | 4.488% | 1 | 336
Lower Molina | HY_WAT | 520 | 1 | WAPA_CO | 5.6 | 5.6 | 4.488% | 1 | 336
Lower Monumental (1) | HY_WAT | 3927 | 1 | BPA | 135 | 135 | 4.488% | 1 | 336
Lower Monumental (2) | HY_WAT | 3927 | 2 | BPA | 95 | 95 | 4.488% | 1 | 336
Lower Monumental (3) | HY_WAT | 3927 | 3 | BPA | 117 | 117 | 4.488% | 1 | 336
Lower Monumental (4) | HY_WAT | 3927 | 4 | BPA | 135 | 135 | 4.488% | 1 | 336
Lower Monumental (5) | HY_WAT | 3927 | 5 | BPA | 135 | 135 | 4.488% | 1 | 336
Lower Monumental (6) | HY_WAT | 3927 | 6 | BPA | 135 | 135 | 4.488% | 1 | 336
Lower No 1 | HY_WAT | 7012 | 2 | IdahoPower | 8 | 8 | 4.488% | 1 | 336
Lower No 2 | HY_WAT | 843 | 1 | PacificorpEast | 3 | 3 | 4.488% | 1 | 336
Lower Salmon (1) | HY_WAT | 816 | 1 | IdahoPower | 17.9 | 17.9 | 4.488% | 1 | 336
Lower Salmon (2) | HY_WAT | 816 | 2 | IdahoPower | 16.5 | 16.5 | 4.488% | 1 | 336
Lower Salmon (3) | HY_WAT | 816 | 3 | IdahoPower | 17.7 | 17.7 | 4.488% | 1 | 336
Lower Salmon (4) | HY_WAT | 816 | 4 | IdahoPower | 18.5 | 18.5 | 4.488% | 1 | 336
Lower Snake River Wind Energy Project | WT_WND | 57195 | LSR 1 | BPA | 342.7 | 342.7 | 0% | 0 | 0
Lower Tule River (1) | HY_WAT | 365 | 1 | SCE | 1.3 | 1.3 | 4.488% | 1 | 336
Lower Tule River (2) | HY_WAT | 365 | 2 | SCE | 1.3 | 1.3 | 4.488% | 1 | 336
LRI LFGTE Facility (A) | IC_OT | 58688 | A | BPA | 1.5 | 1.5 | 14.83% | 1 | 168
LRI LFGTE Facility (B) | IC_OT | 58688 | B | BPA | 1.5 | 1.5 | 14.83% | 1 | 168
LRI LFGTE Facility (C) | IC_OT | 58688 | C | BPA | 1.5 | 1.5 | 14.83% | 1 | 168
Lucky Peak Power Plant Project (U131) | HY_WAT | 10014 | U131 | SeattleCL | 19.2 | 19.2 | 4.488% | 1 | 336
Lucky Peak Power Plant Project (U132) | HY_WAT | 10014 | U132 | SeattleCL | 19.2 | 19.2 | 4.488% | 1 | 336
Lucky Peak Power Plant Project (U133) | HY_WAT | 10014 | U133 | SeattleCL | 10.3 | 10.3 | 4.488% | 1 | 336
Luna Energy Facility (CTG1) | CCCT_NG | 55343 | CTG1 | PublicServiceNM | 154.14 | 154.14 | 3.641% | 1 | 240
Luna Energy Facility (CTG2) | CCCT_NG | 55343 | CTG2 | PublicServiceNM | 154.14 | 154.14 | 3.641% | 1 | 240
Luna Energy Facility (STG1) | CCCT_NG | 55343 | STG1 | PublicServiceNM | 264.23 | 264.23 | 3.641% | 1 | 240
Lund Hill | WT_WND | 61045 | WT1 | BPA | 60 | 60 | 0% | 0 | 0
Lundy (1) | HY_WAT | 342 | 1 | SCE | 1.5 | 1.5 | 4.488% | 1 | 336
Lundy (2) | HY_WAT | 342 | 2 | SCE | 1.5 | 1.5 | 4.488% | 1 | 336
Luning Energy | PV_SUN | 61084 | LNING | Nevada | 49 | 49 | 0% | 0 | 0
Ma | PV_SUN | 58451 | 1 | SCE | 1.5 | 1.5 | 0% | 0 | 0
Macho Springs | PV_SUN | 59010 | MSS1 | ElPasoElectric | 52.2 | 52.2 | 0% | 0 | 0
Macho Springs Power I | WT_WND | 57947 | GEN | TucsonElectric | 50.4 | 50.4 | 0% | 0 | 0
MacKay River Cogeneration Project | SCCT_NG | CA-10008 | 5 | Alberta | 186.73 | 186.73 | 35.78% | 1 | 216
Maclay Solar Project | PV_SUN | 57308 | 1 | SCE | 2.2 | 2.2 | 0% | 0 | 0
Macys Goodyear | PV_SUN | 57673 | 1 | AZPublicService | 2.4 | 2.4 | 0% | 0 | 0
Madelyn Solar, LLC | PV_SUN | 59409 | SNL17 | SCE | 1 | 1 | 0% | 0 | 0
Madera 1 PV | PV_SUN | 61421 | MDRA1 | PGAE | 1.5 | 1.5 | 0% | 0 | 0
Madera Community Hospital | PV_SUN | 58522 | 1 | PGAE | 1 | 1 | 0% | 0 | 0
Madison Dam (MAD1) | HY_WAT | 6422 | MAD1 | NWMT | 2 | 2 | 4.488% | 1 | 336
Madison Dam (MAD2) | HY_WAT | 6422 | MAD2 | NWMT | 2 | 2 | 4.488% | 1 | 336
Madison Dam (MAD3) | HY_WAT | 6422 | MAD3 | NWMT | 2 | 2 | 4.488% | 1 | 336
Madison Dam (MAD4) | HY_WAT | 6422 | MAD4 | NWMT | 2 | 2 | 4.488% | 1 | 336
Magic Dam Hydroelectric Project (GEN1) | HY_WAT | 10740 | GEN1 | IdahoPower | 2.8 | 2.8 | 4.488% | 1 | 336
Magic Dam Hydroelectric Project (GEN2) | HY_WAT | 10740 | GEN2 | IdahoPower | 2.8 | 2.8 | 4.488% | 1 | 336
Magic Dam Hydroelectric Project (GEN3) | HY_WAT | 10740 | GEN3 | IdahoPower | 2.8 | 2.8 | 4.488% | 1 | 336
Magnolia Power Project (1) | CCCT_NG | 56046 | 1 | LDWP | 163.35 | 163.35 | 3.641% | 1 | 240
Magnolia Power Project (2) | CCCT_NG | 56046 | 2 | LDWP | 138.6 | 138.6 | 3.641% | 1 | 240
Magpie Solar, LLC | PV_SUN | 61337 | MSMT | NWMT | 3 | 3 | 0% | 0 | 0
Magrath WF | WT_WND | CA-10000000010 | 1 | Alberta | 30 | 30 | 0% | 0 | 0
Mahkeses #1&2 | SCCT_NG | CA-10101 | 1,2 | Alberta | 162.24 | 162.24 | 35.78% | 1 | 216
Main Canal Headworks | HY_WAT | 56698 | 1 | BPA | 26.8 | 26.8 | 4.488% | 1 | 336
Mainline Windfarm | WT_WND | 57429 | 1 | IdahoPower | 23 | 23 | 0% | 0 | 0
Majestic 1 Wind Farm | WT_WND | 56648 | 1 | ElPasoElectric | 79.5 | 79.5 | 0% | 0 | 0
Majestic II Wind | WT_WND | 58363 | WND1 | ElPasoElectric | 79.6 | 79.6 | 0% | 0 | 0
Malaga Power LLC (GT-1) | SCCT_NG | 56239 | GT-1 | PGAE | 48 | 48 | 35.78% | 1 | 168
Malaga Power LLC (GT-2) | SCCT_NG | 56239 | GT-2 | PGAE | 48 | 48 | 35.78% | 1 | 168
Malburg (M1) | CCCT_NG | 56041 | M1 | SCE | 42 | 42 | 3.641% | 1 | 288
Malburg (M2) | CCCT_NG | 56041 | M2 | SCE | 42 | 42 | 3.641% | 1 | 288
Malburg (M3) | CCCT_NG | 56041 | M3 | SCE | 50 | 50 | 3.641% | 1 | 288
Malech Solar Farm | PV_SUN | 62688 | MFARM | PGAE | 2 | 2 | 0% | 0 | 0
Mammoth Pacific I (GEN1) | ST_GST | 10480 | GEN1 | SCE | 5 | 5 | 14.83% | 1 | 168
Mammoth Pacific I (GEN2) | ST_GST | 10480 | GEN2 | SCE | 5 | 5 | 14.83% | 1 | 168
Mammoth Pacific II (1) | ST_GST | 10481 | 1 | SCE | 5 | 5 | 14.83% | 1 | 168
Mammoth Pacific II (2) | ST_GST | 10481 | 2 | SCE | 5 | 5 | 14.83% | 1 | 168
Mammoth Pacific II (3) | ST_GST | 10481 | 3 | SCE | 5 | 5 | 14.83% | 1 | 168
Mammoth Pool (1) | HY_WAT | 344 | 1 | SCE | 80 | 80 | 4.488% | 1 | 336
Mammoth Pool (2) | HY_WAT | 344 | 2 | SCE | 80 | 80 | 4.488% | 1 | 336
Mamquam/Northern Utilities 1-2 | HY_WAT |  | 1,2 | BritishColumbia | 50 | 50 | 4.488% | 1 | 336
Manchief Electric Generating Station (UN1) | SCCT_NG | 55127 | UN1 | PublicServiceCO | 131.2 | 131.2 | 35.78% | 1 | 240
Manchief Electric Generating Station (UN2) | SCCT_NG | 55127 | UN2 | PublicServiceCO | 131.2 | 131.2 | 35.78% | 1 | 240
Manitou Springs (1) | HY_WAT | 494 | 1 | WAPA_CO | 2.5 | 2.5 | 4.488% | 1 | 336
Manitou Springs (2) | HY_WAT | 494 | 2 | WAPA_CO | 2.6 | 2.6 | 4.488% | 1 | 336
Manitou Springs (3) | HY_WAT | 494 | 3 | WAPA_CO | 0.5 | 0.5 | 4.488% | 1 | 336
Manteca Land PV | PV_SUN | 61115 | MANT1 | PGAE | 1 | 1 | 0% | 0 | 0
Manti Lower (2) | HY_WAT | 1020 | 2 | PacificorpEast | 0.1 | 0.1 | 4.488% | 1 | 336
Manti Lower (HC1) | HY_WAT | 1020 | HC1 | PacificorpEast | 0.1 | 0.1 | 4.488% | 1 | 336
Manti Upper (1) | HY_WAT | 3676 | 1 | PacificorpEast | 0.1 | 0.1 | 4.488% | 1 | 336
Manti Upper (HC2) | HY_WAT | 3676 | HC2 | PacificorpEast | 0.1 | 0.1 | 4.488% | 1 | 336
Manzana Wind LLC | WT_WND | 57484 | GEN1 | SCE | 189 | 189 | 0% | 0 | 0
Manzano Solar | PV_SUN | 58521 | MAN1 | PublicServiceNM | 8.4 | 8.4 | 0% | 0 | 0
March Point Cogeneration (GTG1) | SCCT_NG | 54268 | GTG1 | PugetSound | 42.1 | 42.1 | 35.78% | 1 | 168
March Point Cogeneration (GTG2) | SCCT_NG | 54268 | GTG2 | PugetSound | 42.7 | 42.7 | 35.78% | 1 | 168
March Point Cogeneration (GTG3) | SCCT_NG | 54268 | GTG3 | PugetSound | 43.4 | 43.4 | 35.78% | 1 | 168
Marco Ranch (1) | HY_WAT | 50323 | 1 | IdahoPower | 0.3 | 0.3 | 4.488% | 1 | 336
Marco Ranch (2) | HY_WAT | 50323 | 2 | IdahoPower | 0.3 | 0.3 | 4.488% | 1 | 336
Marco Ranch (3) | HY_WAT | 50323 | 3 | IdahoPower | 0.3 | 0.3 | 4.488% | 1 | 336
Marco Ranch (4) | HY_WAT | 50323 | 4 | IdahoPower | 0.3 | 0.3 | 4.488% | 1 | 336
Marengo Wind Plant (1) | WT_WND | 56466 | 1 | PACWSouth | 140.4 | 140.4 | 0% | 0 | 0
Marengo Wind Plant (2) | WT_WND | 56466 | 2 | PACWSouth | 70.2 | 70.2 | 0% | 0 | 0
Mariani Packing Vacaville Solar | PV_SUN | 57005 | 1 | PGAE | 0.9 | 0.9 | 0% | 0 | 0
Maricopa West Solar PV, LLC | PV_SUN | 59607 | MWS | PGAE | 20 | 20 | 0% | 0 | 0
Marin Clean Energy Solar One | PV_SUN | 61013 | MCES1 | PGAE | 10.5 | 10.5 | 0% | 0 | 0
Marina Landfill Gas (U1C06) | IC_OT | 10748 | U1C06 | PGAE | 1.6 | 1.6 | 14.83% | 1 | 168
Marina Landfill Gas (U2J02) | IC_OT | 10748 | U2J02 | PGAE | 1 | 1 | 14.83% | 1 | 168
Marina Landfill Gas (U3J16) | IC_OT | 10748 | U3J16 | PGAE | 0.8 | 0.8 | 14.83% | 1 | 168
Marina Landfill Gas (U4J16) | IC_OT | 10748 | U4J16 | PGAE | 1.2 | 1.2 | 14.83% | 1 | 168
Mariposa Energy Project (CTG1) | SCCT_NG | 57483 | CTG1 | PGAE | 49.9 | 49.9 | 35.78% | 1 | 168
Mariposa Energy Project (CTG2) | SCCT_NG | 57483 | CTG2 | PGAE | 49.9 | 49.9 | 35.78% | 1 | 168
Mariposa Energy Project (CTG3) | SCCT_NG | 57483 | CTG3 | PGAE | 49.9 | 49.9 | 35.78% | 1 | 168
Mariposa Energy Project (CTG4) | SCCT_NG | 57483 | CTG4 | PGAE | 49.9 | 49.9 | 35.78% | 1 | 168
Marsh Landing Generating Station (1) | SCCT_NG | 57267 | 1 | PGAE | 191.52 | 191.52 | 35.78% | 1 | 174.1725
Marsh Landing Generating Station (2) | SCCT_NG | 57267 | 2 | PGAE | 190.67 | 190.67 | 35.78% | 1 | 174.1725
Marsh Landing Generating Station (3) | SCCT_NG | 57267 | 3 | PGAE | 190.29 | 190.29 | 35.78% | 1 | 174.1725
Marsh Landing Generating Station (4) | SCCT_NG | 57267 | 4 | PGAE | 192.09 | 192.09 | 35.78% | 1 | 174.1725
Marsh Valley Development | HY_WAT | 50972 | 1 | PacificorpEast | 1.5 | 1.5 | 4.488% | 1 | 336
Martin Drake (6) | ST_Coal | 492 | 6 | WAPA_CO | 77 | 77 | 9.169% | 1 | 336
Martin Drake (7) | ST_Coal | 492 | 7 | WAPA_CO | 131 | 131 | 9.169% | 1 | 336
Martinez Refining (GTG1) | CCCT_NG | 54912 | GTG1 | PGAE | 40 | 40 | 3.641% | 1 | 288
Martinez Refining (GTG2) | CCCT_NG | 54912 | GTG2 | PGAE | 40 | 40 | 3.641% | 1 | 288
Martinez Refining (STG1) | CCCT_OT | 54912 | STG1 | PGAE | 40 | 40 | 3.641% | 0 | 0
Martinez Sulfuric Acid Regeneration Plt | ST_OT | 52063 | GEN1 | PGAE | 4 | 4 | 14.83% | 1 | 192
Marys Lake | HY_WAT | 517 | 1 | WAPA_CO | 9.3 | 9.3 | 4.488% | 1 | 336
Maxim | OtherTech_NG | 59802 | MXM00 | PGAE | 0.6 | 0.6 | 14.83% | 1 | 168
Mayfield (41) | HY_WAT | 3917 | 41 | TacomaPower | 41 | 41 | 4.488% | 1 | 336
Mayfield (42) | HY_WAT | 3917 | 42 | TacomaPower | 41 | 41 | 4.488% | 1 | 336
Mayfield (43) | HY_WAT | 3917 | 43 | TacomaPower | 41 | 41 | 4.488% | 1 | 336
Mayfield (44) | HY_WAT | 3917 | 44 | TacomaPower | 41 | 41 | 4.488% | 1 | 336
MCAGCC Cogen Plant (CG1) | SCCT_NG | 58914 | CG1 | SCE | 2.9 | 2.9 | 35.78% | 1 | 168
MCAGCC Cogen Plant (CG100) | SCCT_NG | 58914 | CG100 | SCE | 1 | 1 | 35.78% | 1 | 168
MCAGCC Cogen Plant (CG200) | SCCT_NG | 58914 | CG200 | SCE | 1 | 1 | 35.78% | 1 | 168
McBride Lake 1 (Vision Quest) | WT_WND | CA-10122 | 1 | Alberta | 73 | 73 | 0% | 0 | 0
McClellan (CA) | SCCT_NG | 535 | 1 | BANC | 77 | 77 | 35.78% | 1 | 168
McClure (1) | SCCT_DFO | 151 | 1 | BANC | 53.5 | 53.5 | 20.5% | 1 | 168
McClure (2) | SCCT_NG | 151 | 2 | BANC | 53.5 | 53.5 | 35.78% | 1 | 168
McCoy Solar Energy Project (1) | PV_SUN | 58462 | 1 | SCE | 41.9 | 41.9 | 0% | 0 | 0
McCoy Solar Energy Project (BLK2) | PV_SUN | 58462 | BLK2 | SCE | 21 | 21 | 0% | 0 | 0
McCoy Solar Energy Project (BLK3) | PV_SUN | 58462 | BLK3 | SCE | 39.6 | 39.6 | 0% | 0 | 0
McCoy Solar Energy Project (BLK4) | PV_SUN | 58462 | BLK4 | SCE | 31.4 | 31.4 | 0% | 0 | 0
McCoy Solar Energy Project (BLK5) | PV_SUN | 58462 | BLK5 | SCE | 31.4 | 31.4 | 0% | 0 | 0
McCoy Solar Energy Project (BLK6) | PV_SUN | 58462 | BLK6 | SCE | 26.9 | 26.9 | 0% | 0 | 0
McCoy Solar Energy Project (BLK7) | PV_SUN | 58462 | BLK7 | SCE | 41.9 | 41.9 | 0% | 0 | 0
McCoy Solar Energy Project (BLK8) | PV_SUN | 58462 | BLK8 | SCE | 36.5 | 36.5 | 0% | 0 | 0
McFadden Ridge | WT_WND | 57039 | 1 | PacificorpEast | 35.2 | 35.2 | 0% | 0 | 0
McGinness Hills (1) | ST_GST | 57446 | 1 | Nevada | 20 | 20 | 14.83% | 1 | 168
McGinness Hills (2) | ST_GST | 57446 | 2 | Nevada | 20 | 20 | 14.83% | 1 | 168
McGinness Hills (3) | ST_GST | 57446 | 3 | Nevada | 12 | 12 | 14.83% | 1 | 168
McGinness Hills (OEC21) | ST_GST | 57446 | OEC21 | Nevada | 18 | 18 | 14.83% | 1 | 168
McGinness Hills (OEC22) | ST_GST | 57446 | OEC22 | Nevada | 18 | 18 | 14.83% | 1 | 168
McGinness Hills (OEC23) | ST_GST | 57446 | OEC23 | Nevada | 12 | 12 | 14.83% | 1 | 168
McGinness Hills 3 (OEC31) | ST_GST | 61912 | OEC31 | Nevada | 37 | 37 | 14.83% | 1 | 168
McGinness Hills 3 (OEC32) | ST_GST | 61912 | OEC32 | Nevada | 37 | 37 | 14.83% | 1 | 168
McGrath Peaker | SCCT_NG | 56471 | 1 | SCE | 49 | 49 | 35.78% | 1 | 168
McKinley Paper Co. - Washington Mill | ST_OT | 58352 | G-11 | BPA | 13 | 13 | 14.83% | 1 | 192
McKittrick Cogen (UNIT1) | SCCT_NG | 52076 | UNIT1 | PGAE | 2.96 | 2.96 | 35.78% | 1 | 168
McKittrick Cogen (UNIT2) | SCCT_NG | 52076 | UNIT2 | PGAE | 2.96 | 2.96 | 35.78% | 1 | 168
McKittrick Limited | SCCT_NG | 50612 | GEN1 | PGAE | 46.08 | 46.08 | 35.78% | 1 | 168
McLymont Creek | HY_WAT |  |  | BritishColumbia | 66 | 66 | 4.488% | 1 | 336
McMahon Cogen Plant at Taylor BC | SCCT_NG |  | 1,2 | BritishColumbia | 73.5 | 73.5 | 35.78% | 1 | 168
McNary (1) | HY_WAT | 3084 | 1 | BPA | 70 | 70 | 4.488% | 1 | 336
McNary (10) | HY_WAT | 3084 | 10 | BPA | 70 | 70 | 4.488% | 1 | 336
McNary (11) | HY_WAT | 3084 | 11 | BPA | 70 | 70 | 4.488% | 1 | 336
McNary (12) | HY_WAT | 3084 | 12 | BPA | 70 | 70 | 4.488% | 1 | 336
McNary (13) | HY_WAT | 3084 | 13 | BPA | 70 | 70 | 4.488% | 1 | 336
McNary (14) | HY_WAT | 3084 | 14 | BPA | 80.5 | 80.5 | 4.488% | 1 | 336
McNary (2) | HY_WAT | 3084 | 2 | BPA | 70 | 70 | 4.488% | 1 | 336
McNary (3) | HY_WAT | 3084 | 3 | BPA | 70 | 70 | 4.488% | 1 | 336
McNary (4) | HY_WAT | 3084 | 4 | BPA | 70 | 70 | 4.488% | 1 | 336
McNary (5) | HY_WAT | 3084 | 5 | BPA | 70 | 70 | 4.488% | 1 | 336
McNary (6) | HY_WAT | 3084 | 6 | BPA | 48 | 48 | 4.488% | 1 | 336
McNary (7) | HY_WAT | 3084 | 7 | BPA | 70 | 70 | 4.488% | 1 | 336
McNary (8) | HY_WAT | 3084 | 8 | BPA | 70 | 70 | 4.488% | 1 | 336
McNary (9) | HY_WAT | 3084 | 9 | BPA | 70 | 70 | 4.488% | 1 | 336
McNary Dam Fish Attraction Project | HY_WAT | 7511 | 1 | BPA | 9 | 9 | 4.488% | 1 | 336
McPhee | HY_WAT | 7372 | 1 | WAPA_CO | 1.2 | 1.2 | 4.488% | 1 | 336
McSwain | HY_WAT | 410 | 1 | PGAE | 9 | 9 | 4.488% | 1 | 336
Meadow Creek Project Company | WT_WND | 58106 | MCPC | PacificorpEast | 115.8 | 115.8 | 0% | 0 | 0
Meadow Lake Solar Energy Center | PV_SUN | 59618 | MLK | PublicServiceNM | 9 | 9 | 0% | 0 | 0
Medford Operation (1) | ST_OT | 56193 | 1 | PACWSouth | 0.9 | 0.9 | 14.83% | 1 | 192
Medford Operation (2) | ST_OT | 56193 | 2 | PACWSouth | 1.2 | 1.2 | 14.83% | 1 | 192
Medicine Bow (10) | WT_WND | 692 | 10 | WAPA_WY | 0.7 | 0.7 | 0% | 0 | 0
Medicine Bow (11) | WT_WND | 692 | 11 | WAPA_WY | 0.7 | 0.7 | 0% | 0 | 0
Medicine Bow (1A) | WT_WND | 692 | 1A | WAPA_WY | 0.6 | 0.6 | 0% | 0 | 0
Medicine Bow (2A) | WT_WND | 692 | 2A | WAPA_WY | 0.6 | 0.6 | 0% | 0 | 0
Medicine Bow (5) | WT_WND | 692 | 5 | WAPA_WY | 0.7 | 0.7 | 0% | 0 | 0
Medicine Bow (6) | WT_WND | 692 | 6 | WAPA_WY | 0.7 | 0.7 | 0% | 0 | 0
Medicine Bow (7) | WT_WND | 692 | 7 | WAPA_WY | 0.7 | 0.7 | 0% | 0 | 0
Medicine Bow (8) | WT_WND | 692 | 8 | WAPA_WY | 0.7 | 0.7 | 0% | 0 | 0
Medicine Bow (9) | WT_WND | 692 | 9 | WAPA_WY | 0.7 | 0.7 | 0% | 0 | 0
Medicine Hat 10 | SCCT_NG | CA-5 | 10 | Alberta | 28.2 | 28.2 | 35.78% | 1 | 168
Medicine Hat 11 | SCCT_NG | CA-5 | 11 | Alberta | 27.9 | 27.9 | 35.78% | 1 | 168
Medicine Hat 12 | ST_NG | CA-5 | 12 | Alberta | 39.8 | 39.8 | 3.641% | 1 | 216
Medicine Hat 13-14 | SCCT_NG | CA-5 | GEN13,GEN14 | Alberta | 41 | 41 | 35.78% | 1 | 168
Medicine Hat 15 | SCCT_NG |  |  | Alberta | 64 | 64 | 35.78% | 1 | 168
Medicine Hat 3 | ST_NG | CA-5 | 3 | Alberta | 260.2 | 260.2 | 3.641% | 1 | 216
Medline Ind. Phase 2 Tracy | PV_SUN | 63361 | MIP2T | PGAE | 1 | 1 | 0% | 0 | 0
Meikle Wind 1 | WT_WND |  |  | BritishColumbia | 117 | 117 | 0% | 0 | 0
Merced 1 PV | PV_SUN | 61420 | MRCD1 | PGAE | 3 | 3 | 0% | 0 | 0
Merced Falls | HY_WAT | 258 | 1 | PGAE | 3.5 | 3.5 | 4.488% | 1 | 336
Merced Solar LLC | PV_SUN | 59265 | PV8 | PGAE | 1.5 | 1.5 | 0% | 0 | 0
Meridian Vineyards (PV-1) | PV_SUN | 57982 | PV-1 | PGAE | 0.5 | 0.5 | 0% | 0 | 0
Meridian Vineyards (PV-2) | PV_SUN | 57982 | PV-2 | PGAE | 0.6 | 0.6 | 0% | 0 | 0
Merwin (1) | HY_WAT | 3847 | 1 | PACWSouth | 50 | 50 | 4.488% | 1 | 336
Merwin (2) | HY_WAT | 3847 | 2 | PACWSouth | 50 | 50 | 4.488% | 1 | 336
Merwin (3) | HY_WAT | 3847 | 3 | PACWSouth | 50 | 50 | 4.488% | 1 | 336
Merwin (House) | HY_WAT | 3847 | House | BPA | 1 | 1 | 4.488% | 1 | 336
Mesa CSG 1 Murdock | PV_SUN | 62719 | X0038 | WAPA_CO | 1.5 | 1.5 | 0% | 0 | 0
Mesa CSG 2 Massicotte | PV_SUN | 62718 | X0037 | WAPA_CO | 1.5 | 1.5 | 0% | 0 | 0
Mesa PV1 | PV_SUN | 59199 | MESA1 | WAPA_CO | 1.6 | 1.6 | 0% | 0 | 0
Mesa Wind Power Corp | WT_WND | 50535 | WGNS | SCE | 29.9 | 29.9 | 0% | 0 | 0
Mesquite Generating Station Block 1 (GT1) | CCCT_NG | 58557 | GT1 | SaltRiverProject | 153.9 | 153.9 | 3.641% | 1 | 240
Mesquite Generating Station Block 1 (GT2) | CCCT_NG | 58557 | GT2 | SaltRiverProject | 153.9 | 153.9 | 3.641% | 1 | 240
Mesquite Generating Station Block 1 (ST1) | CCCT_NG | 58557 | ST1 | SaltRiverProject | 285.95 | 285.95 | 3.641% | 1 | 240
Mesquite Generating Station Block 2 (GT3) | CCCT_NG | 55481 | GT3 | SaltRiverProject | 153.9 | 153.9 | 3.641% | 1 | 240
Mesquite Generating Station Block 2 (GT4) | CCCT_NG | 55481 | GT4 | SaltRiverProject | 153.9 | 153.9 | 3.641% | 1 | 240
Mesquite Generating Station Block 2 (ST2) | CCCT_NG | 55481 | ST2 | SaltRiverProject | 285 | 285 | 3.641% | 1 | 240
Mesquite Lake Energy Park Plant 2 | ST_OT | 50363 | L313 | IID | 15.5 | 15.5 | 14.83% | 1 | 192
Mesquite Lake Water & Power Plant 1 | ST_OT | 57154 | 1209 | IID | 13 | 13 | 14.83% | 1 | 192
Mesquite Solar 1 (1) | PV_SUN | 57707 | 1 | SaltRiverProject | 16 | 16 | 0% | 0 | 0
Mesquite Solar 1 (10) | PV_SUN | 57707 | 10 | SaltRiverProject | 12 | 12 | 0% | 0 | 0
Mesquite Solar 1 (11) | PV_SUN | 57707 | 11 | SaltRiverProject | 16 | 16 | 0% | 0 | 0
Mesquite Solar 1 (12) | PV_SUN | 57707 | 12 | SaltRiverProject | 16 | 16 | 0% | 0 | 0
Mesquite Solar 1 (2) | PV_SUN | 57707 | 2 | SaltRiverProject | 16 | 16 | 0% | 0 | 0
Mesquite Solar 1 (3) | PV_SUN | 57707 | 3 | SaltRiverProject | 10 | 10 | 0% | 0 | 0
Mesquite Solar 1 (4) | PV_SUN | 57707 | 4 | SaltRiverProject | 16 | 16 | 0% | 0 | 0
Mesquite Solar 1 (5) | PV_SUN | 57707 | 5 | SaltRiverProject | 16 | 16 | 0% | 0 | 0
Mesquite Solar 1 (6) | PV_SUN | 57707 | 6 | SaltRiverProject | 8 | 8 | 0% | 0 | 0
Mesquite Solar 1 (7) | PV_SUN | 57707 | 7 | SaltRiverProject | 16 | 16 | 0% | 0 | 0
Mesquite Solar 1 (8) | PV_SUN | 57707 | 8 | SaltRiverProject | 12 | 12 | 0% | 0 | 0
Mesquite Solar 1 (9) | PV_SUN | 57707 | 9 | SaltRiverProject | 16 | 16 | 0% | 0 | 0
Mesquite Solar 2, LLC | PV_SUN | 60307 | 1 | SaltRiverProject | 100 | 100 | 0% | 0 | 0
Mesquite Solar 3, LLC | PV_SUN | 60308 | 1 | SaltRiverProject | 150 | 150 | 0% | 0 | 0
Metcalf Energy Center (CTG1) | CCCT_NG | 55393 | CTG1 | PGAE | 171.08 | 171.08 | 3.641% | 1 | 240
Metcalf Energy Center (CTG2) | CCCT_NG | 55393 | CTG2 | PGAE | 171.08 | 171.08 | 3.641% | 1 | 240
Metcalf Energy Center (STG1) | CCCT_NG | 55393 | STG1 | PGAE | 201.02 | 201.02 | 3.641% | 1 | 240
Metro Support Services Center Solar | PV_SUN | 57313 | 1 | LDWP | 1 | 1 | 0% | 0 | 0
Metro Wastewater Reclamation District (1) | IC_OT | 10180 | 1 | PublicServiceCO | 1.2 | 1.2 | 14.83% | 1 | 168
Metro Wastewater Reclamation District (2) | IC_OT | 10180 | 2 | PublicServiceCO | 1.2 | 1.2 | 14.83% | 1 | 168
Metro Wastewater Reclamation District (3) | IC_OT | 10180 | 3 | PublicServiceCO | 1.2 | 1.2 | 14.83% | 1 | 168
Metro Wastewater Reclamation District (4) | IC_OT | 10180 | 4 | PublicServiceCO | 1.2 | 1.2 | 14.83% | 1 | 168
Metro Wastewater Reclamation District (5) | SCCT_OT | 10180 | 5 | PublicServiceCO | 2.51 | 2.51 | 35.78% | 1 | 168
Metro Wastewater Reclamation District (6) | SCCT_OT | 10180 | 6 | PublicServiceCO | 2.51 | 2.51 | 35.78% | 1 | 168
Mexicali_TG 1 | SCCT_DFO |  |  | N_BajaCA | 24.38 | 0 | 20.5% | 1 | 168
Mexicali_TG 2 | SCCT_DFO |  |  | N_BajaCA | 16.9 | 0 | 20.5% | 1 | 168
Meyers Falls (UN1) | HY_WAT | 3868 | UN1 | Avista | 0.9 | 0.9 | 4.488% | 1 | 336
Meyers Falls (UN2) | HY_WAT | 3868 | UN2 | Avista | 0.3 | 0.3 | 4.488% | 1 | 336
Meyers Falls (UNA) | HY_WAT | 3868 | UNA | BPA | 0.2 | 0.2 | 4.488% | 1 | 336
Meyers Falls (UNB) | HY_WAT | 3868 | UNB | BPA | 0.2 | 0.2 | 4.488% | 1 | 336
MFC Mazeppa 1 | SCCT_NG |  |  | Alberta | 16.5 | 16.5 | 35.78% | 1 | 168
Mica 1-4 | HY_WAT | CA-32 | 1,2,3,4 | BritishColumbia | 1805 | 1805 | 4.488% | 1 | 336
Mica 5-6 | HY_WAT |  |  | BritishColumbia | 1000 | 1000 | 4.488% | 1 | 336
Michell Butte Power Project | HY_WAT | 50360 | GEN1 | IdahoPower | 1.8 | 1.8 | 4.488% | 1 | 336
Micro Santa Clara | OtherTech_NG | 62459 | SMC01 | PGAE | 2 | 2 | 14.83% | 1 | 168
Middle Fork (1) | HY_WAT | 425 | 1 | PGAE | 66 | 66 | 4.488% | 1 | 336
Middle Fork (2) | HY_WAT | 425 | 2 | PGAE | 66 | 66 | 4.488% | 1 | 336
Middle Fork Irrigation District (GEN1) | HY_WAT | 50917 | GEN1 | BPA | 2 | 2 | 4.488% | 1 | 336
Middle Fork Irrigation District (GEN2) | HY_WAT | 50917 | GEN2 | BPA | 0.5 | 0.5 | 4.488% | 1 | 336
Middle Fork Irrigation District (GEN3) | HY_WAT | 50917 | GEN3 | BPA | 0.8 | 0.8 | 4.488% | 1 | 336
Middle Gorge | HY_WAT | 401 | 1 | LDWP | 37.5 | 37.5 | 4.488% | 1 | 336
Mid-Set Cogeneration | SCCT_NG | 10501 | K100 | PGAE | 34 | 34 | 35.78% | 1 | 168
Midway Peaking LLC (1) | SCCT_NG | 56639 | 1 | PGAE | 55.8 | 55.8 | 35.78% | 1 | 168
Midway Peaking LLC (2) | SCCT_NG | 56639 | 2 | PGAE | 55.8 | 55.8 | 35.78% | 1 | 168
Midway Solar Farm 1 | PV_SUN | 60336 | MSF1 | IID | 50 | 50 | 0% | 0 | 0
Midway Solar Farm II | PV_SUN | 60237 | MSF2 | IID | 30 | 30 | 0% | 0 | 0
Midway Solar Farm III | PV_SUN | 60315 | MSF3 | IID | 20 | 20 | 0% | 0 | 0
Midway Sunset Cogen (A) | SCCT_NG | 52169 | A | PGAE | 73.04 | 73.04 | 35.78% | 1 | 360
Midway Sunset Cogen (B) | SCCT_NG | 52169 | B | PGAE | 73.04 | 73.04 | 35.78% | 1 | 360
Midway Sunset Cogen (C) | SCCT_NG | 52169 | C | PGAE | 73.04 | 73.04 | 35.78% | 1 | 360
Mile 28 Water Power Project (1) | HY_WAT | 54812 | 1 | IdahoPower | 0.6 | 0.6 | 4.488% | 1 | 336
Mile 28 Water Power Project (2) | HY_WAT | 54812 | 2 | IdahoPower | 0.6 | 0.6 | 4.488% | 1 | 336
Milford 2 | PV_SUN | 59958 | MIL2 | PacificorpEast | 3 | 3 | 0% | 0 | 0
Milford Flat Solar Plant | PV_SUN | 58601 | MFSP1 | PacificorpEast | 3 | 3 | 0% | 0 | 0
Milford Solar 1 | PV_SUN | 62812 | MS1 | PacificorpEast | 99.9 | 99.9 | 0% | 0 | 0
Milford Wind Corridor I LLC | WT_WND | 57079 | 1 | LDWP | 203.5 | 203.5 | 0% | 0 | 0
Milford Wind Corridor Stage II LLC | WT_WND | 57107 | 1 | LDWP | 102 | 102 | 0% | 0 | 0
Mill Creek 3 (3) | HY_WAT | 7147 | 3 | SCE | 1 | 1 | 4.488% | 1 | 336
Mill Creek 3 (4) | HY_WAT | 7147 | 4 | SCE | 1 | 1 | 4.488% | 1 | 336
Mill Creek 3 (5) | HY_WAT | 7147 | 5 | SCE | 1 | 1 | 4.488% | 1 | 336
Mill Creek Solar (OR) | PV_SUN | 61338 | PGRC1 | PortlandGeneral | 2.2 | 2.2 | 0% | 0 | 0
Millcreek Power Generation (MC1) | SCCT_NG | 56253 | MC1 | PacificorpEast | 36.66 | 36.66 | 35.78% | 1 | 168
Millcreek Power Generation (MC2) | SCCT_NG | 56253 | MC2 | PacificorpEast | 36.66 | 36.66 | 35.78% | 1 | 168
Millennium G5 | SCCT_NG |  |  | Alberta | 115.4 | 115.4 | 35.78% | 1 | 168
Millennium G6 | SCCT_NG |  |  | Alberta | 115.4 | 115.4 | 35.78% | 1 | 168
Miller Creek | HY_WAT |  |  | BritishColumbia | 33 | 33 | 4.488% | 1 | 336
MillerCoors Irwindale Brewery (JEN1) | IC_OT | 58056 | JEN1 | SCE | 0.3 | 0.3 | 14.83% | 1 | 168
MillerCoors Irwindale Brewery (JEN2) | IC_OT | 58056 | JEN2 | SCE | 0.3 | 0.3 | 14.83% | 1 | 168
MillerCoors Irwindale Brewery (PV) | PV_SUN | 58056 | PV | SCE | 1.2 | 1.2 | 0% | 0 | 0
MillerCoors Irwindale Brewery (T100) | SCCT_NG | 58056 | T100 | SCE | 2 | 2 | 35.78% | 1 | 168
MillerCoors Irwindale Brewery (T200) | SCCT_NG | 58056 | T200 | SCE | 2 | 2 | 35.78% | 1 | 168
Millican Solar Energy LLC | PV_SUN | 63050 | GEN1 | BPA | 71.4 | 71.4 | 0% | 0 | 0
Milner Dam Wind Park LLC | WT_WND | 56437 | MDWP | IdahoPower | 19.5 | 19.5 | 0% | 0 | 0
Milner Gas | ST_NG |  | 1 | Alberta | 208 | 208 | 3.641% | 1 | 369.3423
Milner Hydro (1) | HY_WAT | 7190 | 1 | IdahoPower | 23.6 | 23.6 | 4.488% | 1 | 336
Milner Hydro (2) | HY_WAT | 7190 | 2 | IdahoPower | 12.5 | 12.5 | 4.488% | 1 | 336
Milner Hydro (3) | HY_WAT | 7190 | 3 | IdahoPower | 0.8 | 0.8 | 4.488% | 1 | 336
Minidoka (6) | HY_WAT | 6398 | 6 | IdahoPower | 2.7 | 2.7 | 4.488% | 1 | 336
Minidoka (7) | HY_WAT | 6398 | 7 | IdahoPower | 5 | 5 | 4.488% | 1 | 336
Minidoka (8) | HY_WAT | 6398 | 8 | IdahoPower | 10 | 10 | 4.488% | 1 | 336
Minidoka (9) | HY_WAT | 6398 | 9 | IdahoPower | 10 | 10 | 4.488% | 1 | 336
Mink Creek Hydro | HY_WAT | 10325 | GEN1 | PacificorpEast | 0.6 | 0.6 | 4.488% | 1 | 336
Mint Farm Generating Station (1STG) | CCCT_NG | 55700 | 1STG | BPA | 129 | 129 | 3.641% | 1 | 240
Mint Farm Generating Station (CTG1) | CCCT_NG | 55700 | CTG1 | BPA | 207 | 207 | 3.641% | 1 | 240
Mira Loma (D960) | PV_SUN | 58698 | D960 | SCE | 0.8 | 0.8 | 0% | 0 | 0
Mira Loma (D9611) | PV_SUN | 58698 | D9611 | SCE | 1.3 | 1.3 | 0% | 0 | 0
Mira Loma (D9612) | PV_SUN | 58698 | D9612 | SCE | 0.4 | 0.4 | 0% | 0 | 0
Mira Loma Peaker | SCCT_NG | 56473 | 1 | SCE | 49 | 49 | 35.78% | 1 | 168
Miramar Energy Facility (1) | SCCT_NG | 56232 | 1 | SDGE | 47 | 47 | 35.78% | 1 | 168
Miramar Energy Facility (2) | SCCT_NG | 56232 | 2 | SDGE | 47 | 47 | 35.78% | 1 | 168
Misc Small Hydro 6 BCH | HY_WAT | CA-10392 | 6 | BritishColumbia | 28 | 28 | 4.488% | 1 | 336
Mission College Blvd. Fuel Cell (NTL3A) | OtherTech_NG | 62697 | NTL3A | PGAE | 2.4 | 2.4 | 14.83% | 1 | 168
Mission College Blvd. Fuel Cell (NTL3B) | OtherTech_NG | 62697 | NTL3B | PGAE | 2.6 | 2.6 | 14.83% | 1 | 168
Mission Solar LLC | PV_SUN | 59267 | PV9 | PGAE | 1.5 | 1.5 | 0% | 0 | 0
Mitchell Solar, LLC | PV_SUN | 59411 | SNL18 | SCE | 1.5 | 1.5 | 0% | 0 | 0
MM Lopez Energy (UNT1) | IC_OT | 55161 | UNT1 | SCE | 2.7 | 2.7 | 14.83% | 1 | 168
MM San Diego-Miramar (UNT1) | IC_OT | 55094 | UNT1 | SDGE | 1.6 | 1.6 | 14.83% | 1 | 168
MM San Diego-Miramar (UNT2) | IC_OT | 55094 | UNT2 | SDGE | 1.6 | 1.6 | 14.83% | 1 | 168
MM San Diego-Miramar (UNT3) | IC_OT | 55094 | UNT3 | SDGE | 1.6 | 1.6 | 14.83% | 1 | 168
MM San Diego-Miramar (UNT4) | IC_OT | 55094 | UNT4 | SDGE | 1.6 | 1.6 | 14.83% | 1 | 168
MM San Diego-North City (UNT1) | IC_OT | 55602 | UNT1 | SDGE | 0.9 | 0.9 | 14.83% | 1 | 168
MM San Diego-North City (UNT2) | IC_OT | 55602 | UNT2 | SDGE | 0.9 | 0.9 | 14.83% | 1 | 168
MM San Diego-North City (UNT3) | IC_OT | 55602 | UNT3 | SDGE | 0.9 | 0.9 | 14.83% | 1 | 168
MM San Diego-North City (UNT4) | IC_OT | 55602 | UNT4 | SDGE | 0.9 | 0.9 | 14.83% | 1 | 168
MM Tulare Energy (UNT1) | IC_OT | 55160 | UNT1 | PGAE | 0.8 | 0.8 | 14.83% | 1 | 168
MM Tulare Energy (UNT2) | IC_OT | 55160 | UNT2 | PGAE | 0.8 | 0.8 | 14.83% | 1 | 168
MM West Covina (GEN2) | ST_OT | 54015 | GEN2 | SCE | 5.4 | 5.4 | 14.83% | 1 | 192
MM West Covina (GEN3) | SCCT_OT | 54015 | GEN3 | SCE | 4.4 | 4.4 | 35.78% | 1 | 168
MM Yolo Power (1) | IC_OT | 54567 | 1 | PGAE | 0.5 | 0.5 | 14.83% | 1 | 168
MM Yolo Power (2) | IC_OT | 54567 | 2 | PGAE | 0.5 | 0.5 | 14.83% | 1 | 168
MM Yolo Power (3) | IC_OT | 54567 | 3 | PGAE | 0.5 | 0.5 | 14.83% | 1 | 168
MM Yolo Power (4) | IC_OT | 54567 | 4 | PGAE | 0.6 | 0.6 | 14.83% | 1 | 168
MM Yolo Power (5) | IC_OT | 54567 | 5 | PGAE | 0.4 | 0.4 | 14.83% | 1 | 168
Moapa Southern Paiute | PV_SUN | 57859 | 1 | LDWP | 250 | 250 | 0% | 0 | 0
Moccasin (1) | HY_WAT | 381 | 1 | PGAE | 50 | 50 | 4.488% | 1 | 336
Moccasin (2) | HY_WAT | 381 | 2 | PGAE | 50 | 50 | 4.488% | 1 | 336
Moccasin Low Head Hydro Project | HY_WAT | 751 | 1 | PGAE | 2.9 | 2.9 | 4.488% | 1 | 336
Mohave Electric at Fort Mohave (PV1) | PV_SUN | 59819 | PV1 | WAPA_LwrCO | 4.4 | 4.4 | 0% | 0 | 0
Mohave Electric at Fort Mohave (PV2) | PV_SUN | 59819 | PV2 | WAPA_LwrCO | 10 | 10 | 0% | 0 | 0
Mojave 16 | WT_WND | 50821 | GEN1 | SCE | 48 | 48 | 0% | 0 | 0
Mojave 18 | WT_WND | 50823 | GEN1 | SCE | 40.5 | 40.5 | 0% | 0 | 0
Mojave 3 | WT_WND | 52143 | GEN1 | SCE | 22.7 | 22.7 | 0% | 0 | 0
Mojave 4 | WT_WND | 52142 | GEN1 | SCE | 24.3 | 24.3 | 0% | 0 | 0
Mojave 5 | WT_WND | 52144 | GEN1 | SCE | 20 | 20 | 0% | 0 | 0
Mojave Siphon (1) | HY_WAT | 7072 | 1 | SCE | 10.8 | 10.8 | 4.488% | 1 | 336
Mojave Siphon (2) | HY_WAT | 7072 | 2 | SCE | 10.8 | 10.8 | 4.488% | 1 | 336
Mojave Siphon (3) | HY_WAT | 7072 | 3 | SCE | 10.8 | 10.8 | 4.488% | 1 | 336
Mojave Solar Project (MSP1) | ST_SUN | 57331 | MSP1 | SCE | 100 | 100 | 0% | 0 | 0
Mojave Solar Project (MSP2) | ST_SUN | 57331 | MSP2 | SCE | 100 | 100 | 0% | 0 | 0
Monroe Street | HY_WAT | 9095 | 6 | Avista | 15 | 15 | 4.488% | 1 | 336
Montague Wind Power Facility LLC | WT_WND | 58099 | 1 | BPA | 200 | 200 | 0% | 0 | 0
Montana Power Station (GT-1) | SCCT_NG | 58562 | GT-1 | ElPasoElectric | 89.94 | 89.94 | 35.78% | 1 | 168
Montana Power Station (GT-2) | SCCT_NG | 58562 | GT-2 | ElPasoElectric | 89.94 | 89.94 | 35.78% | 1 | 168
Montana Power Station (GT-3) | SCCT_NG | 58562 | GT-3 | ElPasoElectric | 89.2 | 89.2 | 35.78% | 1 | 168
Montana Power Station (GT-4) | SCCT_NG | 58562 | GT-4 | ElPasoElectric | 89.2 | 89.2 | 35.78% | 1 | 168
Montana Solar Facility | PV_SUN | 60300 | IMPV1 | ElPasoElectric | 3 | 3 | 0% | 0 | 0
Monterey One Water (EG1) | IC_OT | 54951 | EG1 | PGAE | 0.3 | 0.3 | 14.83% | 1 | 168
Monterey One Water (EG2) | IC_OT | 54951 | EG2 | PGAE | 0.3 | 0.3 | 14.83% | 1 | 168
Monterey One Water (EG3) | IC_OT | 54951 | EG3 | PGAE | 0.3 | 0.3 | 14.83% | 1 | 168
Monterey Regional Water Pollution Control Agency | PV_SUN | 58633 | 1 | PGAE | 1 | 1 | 0% | 0 | 0
Montezuma Wind II | WT_WND | 57701 | 1 | PGAE | 78.2 | 78.2 | 0% | 0 | 0
Montgomery Creek Hydro | HY_WAT | 55009 | GEN1 | PGAE | 2.6 | 2.6 | 4.488% | 1 | 336
Monticello Dam (1) | HY_WAT | 7646 | 1 | PGAE | 5 | 5 | 4.488% | 1 | 336
Monticello Dam (2) | HY_WAT | 7646 | 2 | PGAE | 5 | 5 | 4.488% | 1 | 336
Monticello Dam (3) | HY_WAT | 7646 | 3 | PGAE | 1.5 | 1.5 | 4.488% | 1 | 336
Montrose Creek Hydroelectric Project | HY_WAT |  |  | BritishColumbia | 88 | 88 | 4.488% | 1 | 336
Moose Lake Wind | WT_WND |  |  | BritishColumbia | 15 | 15 | 0% | 0 | 0
Mora Drop Hydroelectric Project | HY_WAT | 56498 | 1 | IdahoPower | 0.8 | 0.8 | 4.488% | 1 | 336
Morelos del Sol | PV_SUN | 60007 | MORLS | SCE | 15 | 15 | 0% | 0 | 0
Morgan Lancaster 1 | PV_SUN | 59942 | ML1 | SCE | 1.5 | 1.5 | 0% | 0 | 0
Morgan Solar Center | PV_SUN | 61855 | MORGN | IdahoPower | 3 | 3 | 0% | 0 | 0
Mormon Flat (MF1) | HY_WAT | 148 | MF1 | SaltRiverProject | 11.5 | 11.5 | 4.488% | 1 | 336
Mormon Flat (MF2) | STO_WAT | 148 | MF2 | SaltRiverProject | 57.3 | 57.3 | 4.488% | 0 | 0
Morony (MOR1) | HY_WAT | 2191 | MOR1 | NWMT | 24.5 | 24.5 | 4.488% | 1 | 336
Morony (MOR2) | HY_WAT | 2191 | MOR2 | NWMT | 24.5 | 24.5 | 4.488% | 1 | 336
Morrow Point (1) | HY_WAT | 514 | 1 | WAPA_CO | 86.6 | 86.6 | 4.488% | 1 | 336
Morrow Point (2) | HY_WAT | 514 | 2 | WAPA_CO | 86.6 | 86.6 | 4.488% | 1 | 336
Mossyrock (51) | HY_WAT | 3918 | 51 | TacomaPower | 175.3 | 175.3 | 4.488% | 1 | 336
Mossyrock (52) | HY_WAT | 3918 | 52 | TacomaPower | 147 | 147 | 4.488% | 1 | 336
Mount Elbert (1) | STO_WAT | 6208 | 1 | WAPA_CO | 115 | 115 | 4.488% | 0 | 0
Mount Elbert (2) | STO_WAT | 6208 | 2 | WAPA_CO | 115 | 115 | 4.488% | 0 | 0
Mount Signal Solar 2 | PV_SUN | 61353 | IVS2 | IID | 153.5 | 153.5 | 0% | 0 | 0
Mount Signal Solar Farm V | PV_SUN | 61202 | MTSG3 | IID | 252.3 | 252.3 | 0% | 0 | 0
Mountain Breeze Wind, LLC | WT_WND | 62840 | MTBRZ | WAPA_CO | 170 | 170 | 0% | 0 | 0
Mountain Home | WT_WND | 56636 | 1 | IdahoPower | 21 | 21 | 0% | 0 | 0
Mountain View I&2 (GEN2) | WT_WND | 55719 | GEN2 | SCE | 22.2 | 22.2 | 0% | 0 | 0
Mountain View I&2 (GENI) | WT_WND | 55719 | GENI | SCE | 44.4 | 44.4 | 0% | 0 | 0
Mountain View III | WT_WND | 56112 | V47 | SCE | 22.4 | 22.4 | 0% | 0 | 0
Mountain View IV | WT_WND | 57459 | 1 | SCE | 49 | 49 | 0% | 0 | 0
Mountain View Solar | PV_SUN | 58544 | 1 | Nevada | 20 | 20 | 0% | 0 | 0
Mountain Wind Power II LLC | WT_WND | 56753 | 1 | PacificorpEast | 80 | 80 | 0% | 0 | 0
Mountain Wind Power LLC | WT_WND | 56752 | 1 | PacificorpEast | 61 | 61 | 0% | 0 | 0
Mountainview Generating Station (MV3A) | CCCT_NG | 358 | MV3A | SCE | 148.2 | 148.2 | 3.641% | 1 | 240
Mountainview Generating Station (MV3B) | CCCT_NG | 358 | MV3B | SCE | 148.2 | 148.2 | 3.641% | 1 | 240
Mountainview Generating Station (MV3C) | CCCT_NG | 358 | MV3C | SCE | 187.15 | 187.15 | 3.641% | 1 | 240
Mountainview Generating Station (MV4A) | CCCT_NG | 358 | MV4A | SCE | 148.2 | 148.2 | 3.641% | 1 | 240
Mountainview Generating Station (MV4B) | CCCT_NG | 358 | MV4B | SCE | 148.2 | 148.2 | 3.641% | 1 | 240
Mountainview Generating Station (MV4C) | CCCT_NG | 358 | MV4C | SCE | 187.15 | 187.15 | 3.641% | 1 | 240
Moyie Springs (1) | HY_WAT | 6506 | 1 | BPA | 1.1 | 1.1 | 4.488% | 1 | 336
Moyie Springs (2) | HY_WAT | 6506 | 2 | BPA | 0.4 | 0.4 | 4.488% | 1 | 336
Moyie Springs (3) | HY_WAT | 6506 | 3 | BPA | 1.1 | 1.1 | 4.488% | 1 | 336
Moyie Springs (4) | HY_WAT | 6506 | 4 | BPA | 1.7 | 1.7 | 4.488% | 1 | 336
MPG Rumorosa_S.A.P.I. de C. V. | WT_WND |  |  | N_BajaCA | 72 | 72 | 0% | 0 | 0
Mt Poso Cogeneration | ST_OT | 54626 | TG01 | PGAE | 36.9 | 36.9 | 14.83% | 1 | 192
Mt. Home Solar 1, LLC | PV_SUN | 59695 | MHPV1 | IdahoPower | 20 | 20 | 0% | 0 | 0
Mtn. Solar 1 | PV_SUN | 63276 | X0133 | BPA | 1.5 | 1.5 | 0% | 0 | 0
Mtn. Solar 2 | PV_SUN | 63277 | X0133 | PublicServiceCO | 1.5 | 1.5 | 0% | 0 | 0
Mtn. Solar 3 | PV_SUN | 63379 | X0134 | PublicServiceCO | 1.5 | 1.5 | 0% | 0 | 0
Muck Valley Hydroelectric | HY_WAT | 10458 | GEN1 | PGAE | 29.9 | 29.9 | 4.488% | 1 | 336
Mulligan (MUL1)* | ST_NG |  | 1 | Alberta | 3 | 3 | 3.641% | 1 | 369.3423
Municipal Cogen Plant (GEN1A) | IC_NG | 50674 | GEN1A | SCE | 1.2 | 1.2 | 14.83% | 1 | 192
Municipio de Mexicali | WT_WND |  |  | N_BajaCA | 10 | 10 | 0% | 0 | 0
Munro Valley Solar | PV_SUN | 60412 | MUN | SCE | 4 | 4 | 0% | 0 | 0
Murphy Flat Solar | PV_SUN | 60009 | IPMF | IdahoPower | 20 | 20 | 0% | 0 | 0
Murphys | HY_WAT | 261 | 1 | PGAE | 2 | 2 | 4.488% | 1 | 336
Murray Turbine (1) | SCCT_NG | 8010 | 1 | PacificorpEast | 11.96 | 11.96 | 35.78% | 1 | 168
Murray Turbine (2) | SCCT_NG | 8010 | 2 | PacificorpEast | 11.96 | 11.96 | 35.78% | 1 | 168
Murray Turbine (3) | SCCT_NG | 8010 | 3 | PacificorpEast | 11.96 | 11.96 | 35.78% | 1 | 168
Muskeg River (MRM Cogen, half to grid) | CCCT_NG |  | 1,2 | Alberta | 172.45 | 172.45 | 3.641% | 1 | 288
Musselshell Wind Project | WT_WND | 57963 | MS01 | NWMT | 10 | 10 | 0% | 0 | 0
Musselshell Wind Project Two LLC | WT_WND | 57965 | MS02 | NWMT | 10 | 10 | 0% | 0 | 0
Mustang Hills LLC | WT_WND | 57833 | AW06 | SCE | 150 | 150 | 0% | 0 | 0
Mustang Two (M2BAR) | PV_SUN | 62015 | M2BAR | PGAE | 50 | 50 | 0% | 0 | 0
Mustang Two (M2WHI) | PV_SUN | 62015 | M2WHI | PGAE | 100 | 100 | 0% | 0 | 0
Mustus Energy | ST_OT |  |  | Alberta | 41 | 41 | 14.83% | 1 | 192
Mystic (MYS1) | HY_WAT | 2192 | MYS1 | NWMT | 6 | 6 | 4.488% | 1 | 336
Mystic (MYS2) | HY_WAT | 2192 | MYS2 | NWMT | 6 | 6 | 4.488% | 1 | 336
Nacimiento Hydro Project (1) | HY_WAT | 50352 | 1 | SCE | 3.6 | 3.6 | 4.488% | 1 | 336
Nacimiento Hydro Project (2) | HY_WAT | 50352 | 2 | SCE | 0.3 | 0.3 | 4.488% | 1 | 336
Narrows 2 | HY_WAT | 455 | 1 | PGAE | 46.7 | 46.7 | 4.488% | 1 | 336
Narrows PH | HY_WAT | 262 | 1 | PGAE | 12 | 12 | 4.488% | 1 | 336
National Raisin (CR1) | PV_SUN | 61894 | CR1 | PGAE | 0.6 | 0.6 | 0% | 0 | 0
National Raisin (CR2) | PV_SUN | 61894 | CR2 | PGAE | 0.4 | 0.4 | 0% | 0 | 0
National Raisin (CR3) | PV_SUN | 61894 | CR3 | PGAE | 0.3 | 0.3 | 0% | 0 | 0
National Raisin (CR4) | PV_SUN | 61894 | CR4 | PGAE | 0.1 | 0.1 | 0% | 0 | 0
NaturEner Glacier Wind Energy 1 | WT_WND | 57049 | NGW1 | NWMT | 104.2 | 104.2 | 0% | 0 | 0
NaturEner Glacier Wind Energy 2 | WT_WND | 57050 | NGW2 | NWMT | 101.4 | 101.4 | 0% | 0 | 0
NaturEner Rim Rock Energy | WT_WND | 57995 | RR | NWMT | 184.6 | 184.6 | 0% | 0 | 0
Naughton (1) | ST_Coal | 4162 | 1 | PacificorpEast | 156 | 156 | 9.169% | 1 | 264
Naughton (2) | ST_Coal | 4162 | 2 | PacificorpEast | 201 | 201 | 9.169% | 1 | 480
Naughton (3) | ST_Coal | 4162 | 3 | PacificorpEast | 330 | 330 | 9.169% | 1 | 696
Navajo Dam (1) | HY_WAT | 584 | 1 | WAPA_LwrCO | 15 | 15 | 4.488% | 1 | 336
Navajo Dam (2) | HY_WAT | 584 | 2 | WAPA_LwrCO | 15 | 15 | 4.488% | 1 | 336
Navajo Solar Power Generation Station 1 LLC | PV_SUN | 58610 | NSP1 | SCE | 1.5 | 1.5 | 0% | 0 | 0
Naval Air Weapons Station China Lake | PV_SUN | 57764 | 1 | SCE | 11.1 | 11.1 | 0% | 0 | 0
Naval Hospital Medical Center | SCCT_NG | 50963 | 4TG | SDGE | 0.1 | 0.1 | 35.78% | 1 | 168
Neal Hot Springs Geothermal Project (NHS1) | ST_GST | 58022 | NHS1 | IdahoPower | 9.5 | 9.5 | 14.83% | 1 | 168
Neal Hot Springs Geothermal Project (NHS2) | ST_GST | 58022 | NHS2 | IdahoPower | 9.5 | 9.5 | 14.83% | 1 | 168
Neal Hot Springs Geothermal Project (NHS3) | ST_GST | 58022 | NHS3 | IdahoPower | 9.5 | 9.5 | 14.83% | 1 | 168
Nebo Power Station (GT1) | CCCT_NG | 56177 | GT1 | PacificorpEast | 60.45 | 60.45 | 3.641% | 1 | 288
Nebo Power Station (ST1) | CCCT_NG | 56177 | ST1 | PacificorpEast | 69.75 | 69.75 | 3.641% | 1 | 288
Neil Simpson Gas Turbine #2 | SCCT_NG | 55477 | GT2 | WAPA_CO | 38 | 38 | 35.78% | 1 | 168
Neil Simpson II (2) | ST_Coal | 7504 | 2 | WAPA_CO | 80 | 80 | 9.169% | 1 | 336
Neil Simpson II (GT1) | SCCT_NG | 7504 | GT1 | WAPA_CO | 37 | 37 | 35.78% | 1 | 168
Nellis Air Force Base Solar Array (NS1) | PV_SUN | 56568 | NS1 | Nevada | 4.9 | 4.9 | 0% | 0 | 0
Nellis Air Force Base Solar Array (NS2) | PV_SUN | 56568 | NS2 | Nevada | 5.2 | 5.2 | 0% | 0 | 0
Nellis Air Force Base Solar Array (NS3) | PV_SUN | 56568 | NS3 | Nevada | 3.9 | 3.9 | 0% | 0 | 0
Nellis Solar PV II | PV_SUN | 59919 | NSPV2 | Nevada | 15 | 15 | 0% | 0 | 0
Nelson Creek | HY_WAT | 50223 | 1296 | PGAE | 0.9 | 0.9 | 4.488% | 1 | 336
NEP Ralston CT1 | SCCT_NG |  |  | Alberta | 20.41 | 20.41 | 35.78% | 1 | 168
Nevada Solar One | ST_SUN | 56405 | ONE | Nevada | 40 | 40 | 0% | 0 | 0
New Hogan Power Plant (GEN1) | HY_WAT | 50755 | GEN1 | BANC | 1.9 | 1.9 | 4.488% | 1 | 336
New Hogan Power Plant (GEN2) | HY_WAT | 50755 | GEN2 | BANC | 0.9 | 0.9 | 4.488% | 1 | 336
New Lahontan | HY_WAT | 50261 | GEN1 | Nevada | 3.7 | 3.7 | 4.488% | 1 | 336
New Melones (1) | HY_WAT | 6158 | 1 | PGAE | 191 | 191 | 4.488% | 1 | 336
New Melones (2) | HY_WAT | 6158 | 2 | PGAE | 191 | 191 | 4.488% | 1 | 336
New Mexico Wind Energy Center | WT_WND | 56097 | GE15 | PublicServiceNM | 204 | 204 | 0% | 0 | 0
New_Mexico_Wind | WT_WND |  |  | PublicServiceNM | 63 | 563 | 0% | 0 | 0
Newberry Solar 1 LLC | PV_SUN | 58226 | 1 | SCE | 1.5 | 1.5 | 0% | 0 | 0
Newcastle | HY_WAT | 632 | 1 | PGAE | 11.5 | 11.5 | 4.488% | 1 | 336
Newhalem | HY_WAT | 9842 | 20 | PugetSound | 2.3 | 2.3 | 4.488% | 1 | 336
New-Indy Ontario Mill (GEN2) | SCCT_NG | 10427 | GEN2 | SCE | 14.65 | 14.65 | 35.78% | 1 | 168
New-Indy Ontario Mill (GEN3) | SCCT_NG | 10427 | GEN3 | SCE | 14.65 | 14.65 | 35.78% | 1 | 168
Newman (5CA1) | CCCT_NG | 3456 | 5CA1 | ElPasoElectric | 137.03 | 137.03 | 3.641% | 1 | 288
Newman (5CT1) | CCCT_NG | 3456 | 5CT1 | ElPasoElectric | 71.5 | 71.5 | 3.641% | 1 | 288
Newman (5CT2) | CCCT_NG | 3456 | 5CT2 | ElPasoElectric | 71.5 | 71.5 | 3.641% | 1 | 288
Newman Solar | PV_SUN | 59407 | NEW1 | ElPasoElectric | 10.3 | 10.3 | 0% | 0 | 0
NextEra Westside PV | PV_SUN | 60981 | WS526 | PGAE | 20 | 20 | 0% | 0 | 0
NGP Blue Mountain I LLC (BM1) | ST_GST | 56982 | BM1 | Nevada | 14.3 | 14.3 | 14.83% | 1 | 168
NGP Blue Mountain I LLC (BM2) | ST_GST | 56982 | BM2 | Nevada | 14.3 | 14.3 | 14.83% | 1 | 168
NGP Blue Mountain I LLC (BM3) | ST_GST | 56982 | BM3 | Nevada | 14.3 | 14.3 | 14.83% | 1 | 168
Niagara Bottling Stockton | PV_SUN | 63363 | NBS | PGAE | 1 | 1 | 0% | 0 | 0
Nickel 1 Solar Facility | PV_SUN | 58034 | 1 | PGAE | 1.5 | 1.5 | 0% | 0 | 0
Nicolis Solar PV Plant | PV_SUN | 59600 | GEN1 | SCE | 16 | 16 | 0% | 0 | 0
Niland Gas Turbine Plant (1) | SCCT_NG | 56569 | 1 | IID | 47.53 | 47.53 | 35.78% | 1 | 168
Niland Gas Turbine Plant (2) | SCCT_NG | 56569 | 2 | IID | 47.53 | 47.53 | 35.78% | 1 | 168
Nimbus (1) | HY_WAT | 444 | 1 | PGAE | 8.3 | 8.3 | 4.488% | 1 | 336
Nimbus (2) | HY_WAT | 444 | 2 | PGAE | 8.3 | 8.3 | 4.488% | 1 | 336
Nine Canyon | WT_WND | 7936 | 1 | BPA | 95 | 95 | 0% | 0 | 0
Nine Mile (1) | HY_WAT | 3869 | 1 | Avista | 8.8 | 8.8 | 4.488% | 1 | 336
Nine Mile (2) | HY_WAT | 3869 | 2 | Avista | 8.8 | 8.8 | 4.488% | 1 | 336
Nine Mile (3N) | HY_WAT | 3869 | 3N | Avista | 8 | 8 | 4.488% | 1 | 336
Nine Mile (4N) | HY_WAT | 3869 | 4N | Avista | 8 | 8 | 4.488% | 1 | 336
Nonutility Hydro 6 | HY_WAT |  |  | Alberta | 20 | 20 | 4.488% | 1 | 336
Nooksack Hydro | HY_WAT | 58696 | GEN1 | PugetSound | 2.6 | 2.6 | 4.488% | 1 | 336
Nordhoff Place | PV_SUN | 59652 | W4162 | LDWP | 0.6 | 0.6 | 0% | 0 | 0
North Bay Solar 1 | PV_SUN | 58748 | NBWT | PGAE | 0.7 | 0.7 | 0% | 0 | 0
North Brawley Geothermal Plant (GE1) | ST_GST | 56832 | GE1 | IID | 16 | 16 | 14.83% | 1 | 168
North Brawley Geothermal Plant (GE2) | ST_GST | 56832 | GE2 | IID | 16 | 16 | 14.83% | 1 | 168
North Brawley Geothermal Plant (GE3) | ST_GST | 56832 | GE3 | IID | 16 | 16 | 14.83% | 1 | 168
North Brawley Geothermal Plant (GE4) | ST_GST | 56832 | GE4 | IID | 16 | 16 | 14.83% | 1 | 168
North Brawley Geothermal Plant (GE5) | ST_GST | 56832 | GE5 | IID | 16 | 16 | 14.83% | 1 | 168
North City Cogeneration Facility | IC_OT | 60571 | NCEP | SDGE | 1.43 | 1.4 | 14.83% | 1 | 168
North Fork (1) | HY_WAT | 3047 | 1 | PortlandGeneral | 27 | 27 | 4.488% | 1 | 336
North Fork (2) | HY_WAT | 3047 | 2 | PortlandGeneral | 31 | 31 | 4.488% | 1 | 336
North Fork Community Power | IC_OT | 60192 | NFCP1 | PGAE | 2 | 2 | 14.83% | 1 | 168
North Fork Hydro Plant | HY_WAT | 10423 | GEN1 | PublicServiceCO | 5.5 | 5.5 | 4.488% | 1 | 336
North Gooding Main Hydro | HY_WAT | 61688 | NGM1 | IdahoPower | 0.1 | 0.1 | 4.488% | 1 | 336
North Hollywood (1PT1) | HY_WAT | 57854 | 1PT1 | LDWP | 1.8 | 1.8 | 4.488% | 1 | 336
North Hollywood (1PT2) | HY_WAT | 57854 | 1PT2 | LDWP | 1.8 | 1.8 | 4.488% | 1 | 336
North Hollywood (1PT3) | HY_WAT | 57854 | 1PT3 | LDWP | 1.8 | 1.8 | 4.488% | 1 | 336
North Hollywood (2T1) | HY_WAT | 57854 | 2T1 | LDWP | 1.2 | 1.2 | 4.488% | 1 | 336
North Hollywood (2T2) | HY_WAT | 57854 | 2T2 | LDWP | 1.2 | 1.2 | 4.488% | 1 | 336
North Hollywood (2T3) | HY_WAT | 57854 | 2T3 | LDWP | 0.5 | 0.5 | 4.488% | 1 | 336
North Hollywood (3T1) | HY_WAT | 57854 | 3T1 | LDWP | 0.5 | 0.5 | 4.488% | 1 | 336
North Hollywood (3T2) | HY_WAT | 57854 | 3T2 | LDWP | 0.2 | 0.2 | 4.488% | 1 | 336
North Hurlburt Wind LLC | WT_WND | 57526 | NORTH | BPA | 265 | 265 | 0% | 0 | 0
North Lancaster Ranch | PV_SUN | 59962 | NLR | SCE | 17 | 17 | 0% | 0 | 0
North Loop (1) | SCCT_NG | 6088 | 1 | TucsonElectric | 25.49 | 25.49 | 35.78% | 1 | 168
North Loop (2) | SCCT_NG | 6088 | 2 | TucsonElectric | 25.49 | 25.49 | 35.78% | 1 | 168
North Loop (3) | SCCT_NG | 6088 | 3 | TucsonElectric | 25.49 | 25.49 | 35.78% | 1 | 168
North Loop (4) | SCCT_NG | 6088 | 4 | TucsonElectric | 20.35 | 20.35 | 35.78% | 1 | 168
North Midway Cogen (GEN7) | SCCT_NG | 52078 | GEN7 | PGAE | 3.01 | 3.01 | 35.78% | 1 | 168
North Midway Cogen (GEN8) | SCCT_NG | 52078 | GEN8 | PGAE | 3.01 | 3.01 | 35.78% | 1 | 168
North Midway Cogen (GEN9) | SCCT_NG | 52078 | GEN9 | PGAE | 3.01 | 3.01 | 35.78% | 1 | 168
North Palm Springs 1A | PV_SUN | 57743 | 1 | SCE | 2.4 | 2.4 | 0% | 0 | 0
North Palm Springs 4A | PV_SUN | 57722 | 1 | SCE | 4 | 4 | 0% | 0 | 0
North Rosamond Solar LLC | PV_SUN | 59879 | GEN01 | SCE | 160 | 160 | 0% | 0 | 0
North Sky River Energy LLC | WT_WND | 58154 | GEN1 | SCE | 162 | 162 | 0% | 0 | 0
North Star Solar | PV_SUN | 58713 | NSTR | PGAE | 60 | 60 | 0% | 0 | 0
North_Victor_Solar_1Axis | PV_SUN |  |  | SCE | 225 | 225 | 0% | 0 | 0
North_Victor_Solar_Fixed | PV_SUN |  |  | SCE | 75 | 75 | 0% | 0 | 0
Northeast (WA) | SCCT_NG | 6210 | 1 | Avista | 66 | 66 | 35.78% | 1 | 168
Northern Colorado Wind LLC (GE) | WT_WND | 57290 | GE | PublicServiceCO | 22.5 | 22.5 | 0% | 0 | 0
Northern Colorado Wind LLC (SIEM) | WT_WND | 57290 | SIEM | PublicServiceCO | 151.8 | 151.8 | 0% | 0 | 0
Northern Prairie Power 1 | SCCT_NG |  |  | Alberta | 107.14 | 107.14 | 35.78% | 1 | 168
Northern_California_Ex_Wind | WT_WND |  |  | PGAE | 866 | 866 | 0% | 0 | 0
Northwest Regional (GEN1) | IC_OT | 57403 | GEN1 | AZPublicService | 1.6 | 1.6 | 14.83% | 1 | 168
Northwest Regional (GEN2) | IC_OT | 57403 | GEN2 | AZPublicService | 1.6 | 1.6 | 14.83% | 1 | 168
Northwood Green Power 1 | ST_OT |  |  | BritishColumbia | 16 | 16 | 14.83% | 1 | 192
Northwood Pulp Mill(Prince George BC Plant) | ST_OT |  |  | BritishColumbia | 10.08 | 10.08 | 14.83% | 1 | 192
NorWest Energy 2, LLC | PV_SUN | 60548 | PV1 | BPA | 9.9 | 9.9 | 0% | 0 | 0
NorWest Energy 4, LLC | PV_SUN | 62268 | NWE4 | BPA | 5 | 5 | 0% | 0 | 0
NorWest Energy 9 LLC | PV_SUN | 62241 | NWE9 | BPA | 8 | 8 | 0% | 0 | 0
Notch Butte Hydro | HY_WAT | 50718 | HYD1 | IdahoPower | 0.9 | 0.9 | 4.488% | 1 | 336
Nova Joffre Cogen | SCCT_NG |  | 1A,1B,1C | Alberta | 356.12 | 356.12 | 35.78% | 1 | 240
Nove Power Plant (GEN1) | IC_OT | 50831 | GEN1 | PGAE | 1 | 1 | 14.83% | 1 | 168
Nove Power Plant (GEN2) | IC_OT | 50831 | GEN2 | PGAE | 1 | 1 | 14.83% | 1 | 168
Nove Power Plant (GEN3) | IC_OT | 50831 | GEN3 | PGAE | 1 | 1 | 14.83% | 1 | 168
Novo BioPower Plant | ST_OT | 56616 | G3 | AZPublicService | 22.2 | 22.2 | 14.83% | 1 | 192
Noxon Rapids (1) | HY_WAT | 2199 | 1 | Avista | 120.3 | 120.3 | 4.488% | 1 | 336
Noxon Rapids (2) | HY_WAT | 2199 | 2 | Avista | 120 | 120 | 4.488% | 1 | 336
Noxon Rapids (3) | HY_WAT | 2199 | 3 | Avista | 120 | 120 | 4.488% | 1 | 336
Noxon Rapids (4) | HY_WAT | 2199 | 4 | Avista | 120 | 120 | 4.488% | 1 | 336
Noxon Rapids (5) | HY_WAT | 2199 | 5 | Avista | 142.2 | 142.2 | 4.488% | 1 | 336
NPC1 Denis St. Pierre (NPC1) | SCCT_NG |  | 1 | Alberta | 11 | 11 | 35.78% | 1 | 174.1725
NPC2 JL Landry (NPC2) | SCCT_NG |  | 1 | Alberta | 9 | 9 | 35.78% | 1 | 174.1725
NRG Energy San Diego (0001) | IC_NG | 54337 | 1 | SDGE | 0.3 | 0.3 | 14.83% | 1 | 192
NRG Energy San Diego (0002) | IC_NG | 54337 | 2 | SDGE | 0.3 | 0.3 | 14.83% | 1 | 192
NRG Solar Blythe LLC | PV_SUN |  |  | SCE | 21 | 21 | 0% | 0 | 0
NS Elmworth 1-4 | IC_NG | CA-10000000126 | 1,2,3,4 | Alberta | 15 | 15 | 14.83% | 1 | 192
Nunn | PV_SUN | 58448 | 1 | SCE | 1 | 1 | 0% | 0 | 0
NVE IRP 2025 | CCCT_NG |  |  | Nevada | 750 | 750 | 3.641% | 1 | 288
NVSS-II | PV_SUN | 62636 | NVSS2 | Nevada | 14.5 | 14.5 | 0% | 0 | 0
NW Energy 1 (Williams Lake) | ST_OT |  | 1 | BritishColumbia | 67.69 | 67.69 | 14.83% | 1 | 24
NW_Hydro_BPAT_Aggregate_CPUC | HY_WAT |  |  | BPA | 5 | 5 | 0% | 0 | 0
NW_Hydro_IPFE_Aggregate_CPUC | HY_WAT |  |  | IdahoPower | 13 | 5.35 | 0% | 0 | 0
NW_Hydro_PACW_Aggregate_CPUC | HY_WAT |  |  | PACWSouth | 5 | 5 | 0% | 0 | 0
NW_Hydro_TPWR_Aggregate_CPUC | HY_WAT |  |  | TacomaPower | 4 | 4 | 0% | 0 | 0
NW_Solar_BPAT_Aggregate_CPUC | PV_SUN |  |  | BPA | 0.79 | 0.79 | 0% | 0 | 0
NW_Solar_IPTV_Aggregate_CPUC | PV_SUN |  |  | IdahoPower | 158 | 158 | 0% | 0 | 0
NW_Solar_NWMT_Aggregate_CPUC | PV_SUN |  |  | NWMT | 80 | 80 | 0% | 0 | 0
NW_Solar_PACW_Aggregate_CPUC | PV_SUN |  |  | PACWSouth | 117.7 | 117.7 | 0% | 0 | 0
NW_Solar_PAUT_Aggregate_CPUC | PV_SUN |  |  | PacificorpEast | 124.7 | 124.7 | 0% | 0 | 0
NW_Wind_BPAT_Aggregate_CPUC | WT_WND |  |  | BPA | 110 | 110 | 0% | 0 | 0
NW_Wind_NWMT_Aggregate_CPUC | WT_WND |  |  | NWMT | 380.9 | 380.9 | 0% | 0 | 0
NW_Wind_PACW_Aggregate_CPUC | WT_WND |  |  | PACWSouth | 50 | 50 | 0% | 0 | 0
NW_Wind_PAUT_Aggregate_CPUC | WT_WND |  |  | PacificorpEast | 79.2 | 79.2 | 0% | 0 | 0
NW_Wind_TPWR_Aggregate_CPUC | WT_WND |  |  | TacomaPower | 271.25 | 271.25 | 0% | 0 | 0
Oak Creek Energy Systems I (GEN1) | WT_WND | 50754 | GEN1 | SCE | 3.5 | 3.5 | 0% | 0 | 0
Oak Creek Energy Systems I (GEN2) | WT_WND | 50754 | GEN2 | SCE | 4.2 | 4.2 | 0% | 0 | 0
Oak Creek Energy Systems I (GEN3) | WT_WND | 50754 | GEN3 | SCE | 23.1 | 23.1 | 0% | 0 | 0
Oak Creek Energy Systems I (GEN4) | WT_WND | 50754 | GEN4 | SCE | 3.7 | 3.7 | 0% | 0 | 0
Oak Flat | HY_WAT | 626 | 1 | PGAE | 1.3 | 1.3 | 4.488% | 1 | 336
Oak Grove (1) | HY_WAT | 6505 | 1 | PortlandGeneral | 22 | 22 | 4.488% | 1 | 336
Oak Grove (2) | HY_WAT | 6505 | 2 | PortlandGeneral | 22 | 22 | 4.488% | 1 | 336
Oak Leaf Solar XXI (CSG) | PV_SUN | 62243 | 53964 | PublicServiceCO | 1.5 | 1.5 | 0% | 0 | 0
Oak Leaf Solar XXII LLC (CSG) | PV_SUN | 62252 | 53965 | PublicServiceCO | 1.5 | 1.5 | 0% | 0 | 0
Oak Leaf Solar XXIII LLC (CSG) | PV_SUN | 62256 | 53966 | PublicServiceCO | 1.5 | 1.5 | 0% | 0 | 0
Oak Leaf Solar XXIV LLC (CSG) | PV_SUN | 62253 | 53967 | PublicServiceCO | 1.5 | 1.5 | 0% | 0 | 0
Oak Leaf Solar XXV LLC (CSG) | PV_SUN | 62245 | 53968 | PublicServiceCO | 1.5 | 1.5 | 0% | 0 | 0
Oak Leaf Solar XXVI LLC | PV_SUN | 62254 | 53970 | PublicServiceCO | 1.5 | 1.5 | 0% | 0 | 0
Oak Leaf Solar XXVII LLC | PV_SUN | 62224 | 53971 | WAPA_CO | 1.5 | 1.5 | 0% | 0 | 0
Oak Leaf Solar XXVIII LLC (CSG) | PV_SUN | 62255 | 53973 | WAPA_CO | 1.5 | 1.5 | 0% | 0 | 0
Oak Leaf Solar XXX LLC (CSG) | PV_SUN | 62239 | 53963 | PublicServiceCO | 1.5 | 1.5 | 0% | 0 | 0
Oak Leaf Solar XXXI LLC (CSG) | PV_SUN | 62244 | 53977 | WAPA_CO | 1.5 | 1.5 | 0% | 0 | 0
Oak Leaf Solar XXXII (CSG) | PV_SUN | 62251 | 53975 | WAPA_CO | 1.5 | 1.5 | 0% | 0 | 0
Oakley Solar Project | PV_SUN | 58376 | 1 | PGAE | 1.5 | 1.5 | 0% | 0 | 0
Oasis Wind | WT_WND | 56302 | 1 | SCE | 59 | 59 | 0% | 0 | 0
Occidental College Solar Project | PV_SUN | 57311 | 1 | LDWP | 0.8 | 0.8 | 0% | 0 | 0
Ochoco Solar LLC_PV1 | PV_SUN |  |  | BPA | 40 | 40 | 0% | 0 | 0
Ocotillo (GT1) | SCCT_NG | 116 | GT1 | AZPublicService | 53.75 | 53.75 | 35.78% | 1 | 168
Ocotillo (GT2) | SCCT_NG | 116 | GT2 | AZPublicService | 53.75 | 53.75 | 35.78% | 1 | 168
Ocotillo (GT3) | SCCT_NG | 116 | GT3 | AZPublicService | 105.06 | 105.06 | 35.78% | 1 | 168
Ocotillo (GT4) | SCCT_NG | 116 | GT4 | AZPublicService | 105.06 | 105.06 | 35.78% | 1 | 168
Ocotillo (GT5) | SCCT_NG | 116 | GT5 | AZPublicService | 105.06 | 105.06 | 35.78% | 1 | 168
Ocotillo (GT6) | SCCT_NG | 116 | GT6 | AZPublicService | 105.06 | 105.06 | 35.78% | 1 | 168
Ocotillo (GT7) | SCCT_NG | 116 | GT7 | AZPublicService | 105.06 | 105.06 | 35.78% | 1 | 168
Ocotillo Express LLC | WT_WND | 57514 | WTG | SDGE | 265.4 | 265.4 | 0% | 0 | 0
OE_AZ1 | PV_SUN | 63349 | AZ1 | WAPA_LwrCO | 32.5 | 32.5 | 0% | 0 | 0
Old Faithful (1) | IC_DFO | 2196 | 1 | WAPA_WY | 1 | 1 | 20.5% | 1 | 168
Old Faithful (2) | IC_DFO | 2196 | 2 | WAPA_WY | 1 | 1 | 20.5% | 1 | 168
Old Mill Solar | PV_SUN | 59374 | OMSLR | PACWSouth | 5 | 5 | 0% | 0 | 0
Oldman River | HY_WAT |  | 1,2 | Alberta | 32 | 32 | 4.488% | 1 | 336
Oldman River wind farm | WT_WND |  |  | Alberta | 46 | 46 | 0% | 0 | 0
Olive (O1) | ST_NG | 6013 | O1 | LDWP | 44 | 44 | 3.641% | 1 | 216
Olive (O2) | ST_NG | 6013 | O2 | LDWP | 55 | 55 | 3.641% | 1 | 216
Olive View Medical Center (CTC1) | SCCT_NG | 10884 | CTC1 | LDWP | 1.8 | 1.8 | 35.78% | 1 | 168
Olive View Medical Center (CTC2) | SCCT_NG | 10884 | CTC2 | LDWP | 1.8 | 1.8 | 35.78% | 1 | 168
Olmstead (1) | HY_WAT | 3655 | 1 | PacificorpEast | 2.3 | 2.3 | 4.488% | 1 | 336
Olmstead (2) | HY_WAT | 3655 | 2 | PacificorpEast | 2.3 | 2.3 | 4.488% | 1 | 336
Olmstead (4) | HY_WAT | 3655 | 4 | PacificorpEast | 5.4 | 5.4 | 4.488% | 1 | 336
OLS Energy Chino (GEN1) | CCCT_NG | 50850 | GEN1 | SCE | 22.5 | 22.5 | 3.641% | 1 | 288
OLS Energy Chino (GEN2) | CCCT_NG | 50850 | GEN2 | SCE | 6 | 6 | 3.641% | 1 | 288
Olsen | HY_WAT | 50180 | GEN1 | PGAE | 4.6 | 4.6 | 4.488% | 1 | 336
Oltmans SCE at Champagne | PV_SUN | 58581 | 1 | SCE | 1 | 1 | 0% | 0 | 0
Oltmans SCE at Jurupa | PV_SUN | 58582 | 1 | SCE | 1.5 | 1.5 | 0% | 0 | 0
One Market Plaza (1) | IC_NG | 58607 | 1 | PGAE | 0.5 | 0.5 | 14.83% | 1 | 192
One Market Plaza (2) | IC_NG | 58607 | 2 | PGAE | 0.5 | 0.5 | 14.83% | 1 | 192
One Market Plaza (3) | IC_NG | 58607 | 3 | PGAE | 0.5 | 0.5 | 14.83% | 1 | 192
One Ten Partners PV | PV_SUN | 61419 | OTP | SCE | 2 | 2 | 0% | 0 | 0
Oneida (1) | HY_WAT | 829 | 1 | PacificorpEast | 9.3 | 9.3 | 4.488% | 1 | 336
Oneida (2) | HY_WAT | 829 | 2 | PacificorpEast | 9.3 | 9.3 | 4.488% | 1 | 336
Oneida (3) | HY_WAT | 829 | 3 | PacificorpEast | 9.3 | 9.3 | 4.488% | 1 | 336
ONeill (1) | STO_WAT | 446 | 1 | PGAE | 2.4 | 2.4 | 4.488% | 0 | 0
ONeill (2) | STO_WAT | 446 | 2 | PGAE | 2.4 | 2.4 | 4.488% | 0 | 0
ONeill (3) | STO_WAT | 446 | 3 | PGAE | 2.4 | 2.4 | 4.488% | 0 | 0
ONeill (4) | STO_WAT | 446 | 4 | PGAE | 2.4 | 2.4 | 4.488% | 0 | 0
ONeill (5) | STO_WAT | 446 | 5 | PGAE | 2.4 | 2.4 | 4.488% | 0 | 0
ONeill (6) | STO_WAT | 446 | 6 | PGAE | 2.4 | 2.4 | 4.488% | 0 | 0
O'Neill Creek Solar | PV_SUN | 63235 | OCPV1 | PortlandGeneral | 2.2 | 2.2 | 0% | 0 | 0
Ontario Solar Center | PV_SUN | 61860 | ONTRO | IdahoPower | 3 | 3 | 0% | 0 | 0
Opal Springs Hydro | HY_WAT | 54251 | 1 | PACWSouth | 5 | 5 | 4.488% | 1 | 336
Open Range Solar Center, LLC | PV_SUN | 60332 | ORSC1 | IdahoPower | 10 | 10 | 0% | 0 | 0
OR Solar 3, LLC | PV_SUN | 61201 | ORSR3 | BPA | 10 | 10 | 0% | 0 | 0
OR Solar 5, LLC | PV_SUN | 61423 | PV1 | BPA | 8 | 8 | 0% | 0 | 0
OR Solar 6, LLC | PV_SUN | 61430 | PV6 | BPA | 10 | 10 | 0% | 0 | 0
OR Solar 8, LLC | PV_SUN | 61424 | PV1 | BPA | 10 | 10 | 0% | 0 | 0
Orange Grove Peaking Facility (CTG1) | SCCT_NG | 56914 | CTG1 | SDGE | 49.1 | 49.1 | 35.78% | 1 | 168
Orange Grove Peaking Facility (CTG2) | SCCT_NG | 56914 | CTG2 | SDGE | 49.1 | 49.1 | 35.78% | 1 | 168
Orchard Avenue 1 (201) | HY_WAT | 50421 | 201 | BPA | 0.7 | 0.7 | 4.488% | 1 | 336
Orchard Avenue 1 (301) | HY_WAT | 50421 | 301 | BPA | 0.7 | 0.7 | 4.488% | 1 | 336
Orchard Ranch Solar | PV_SUN | 60010 | IPOR | IdahoPower | 20 | 20 | 0% | 0 | 0
OREG 1 Inc (CS10) | OtherTech_OT | 56833 | CS10 | NWMT | 7.5 | 7.5 | 14.83% | 0 | 0
OREG 1 Inc (CS11) | OtherTech_OT | 56833 | CS11 | NWMT | 7.5 | 7.5 | 14.83% | 0 | 0
OREG 1 Inc (CS7) | OtherTech_OT | 56833 | CS7 | NWMT | 7.5 | 7.5 | 14.83% | 0 | 0
OREG 1 Inc (CS9) | OtherTech_OT | 56833 | CS9 | NWMT | 7.5 | 7.5 | 14.83% | 0 | 0
OREG 2 Inc (CS12) | OtherTech_OT | 56880 | CS12 | NWMT | 7.5 | 7.5 | 14.83% | 0 | 0
OREG 2 Inc (CS3) | OtherTech_OT | 56880 | CS3 | NWMT | 7.5 | 7.5 | 14.83% | 0 | 0
OREG 2 Inc (CS5) | OtherTech_OT | 56880 | CS5 | NWMT | 7.5 | 7.5 | 14.83% | 0 | 0
OREG 2 Inc (CS8) | OtherTech_OT | 56880 | CS8 | NWMT | 7.5 | 7.5 | 14.83% | 0 | 0
OREG 4 Peetz | OtherTech_OT | 57134 | 1 | WAPA_CO | 4.5 | 4.5 | 14.83% | 0 | 0
Oregon Convention Center | PV_SUN | 60112 | PV1 | PortlandGeneral | 1.4 | 1.4 | 0% | 0 | 0
Oregon Trail Wind Park | WT_WND | 56439 | OTWP | IdahoPower | 13.5 | 13.5 | 0% | 0 | 0
Oregon Trail Windfarm LLC | WT_WND | 56971 | 1 | BPA | 9.9 | 9.9 | 0% | 0 | 0
Oregon University System OIT Klamath Falls | PV_SUN | 58961 | PV | PACWSouth | 2 | 2 | 0% | 0 | 0
Oregon University System Rabbit Field | PV_SUN | 59790 | PV1 | BPA | 1 | 1 | 0% | 0 | 0
Orion Solar I | PV_SUN | 58718 | PV1 | PGAE | 12 | 12 | 0% | 0 | 0
Orion Solar II | PV_SUN | 58721 | ORION | PGAE | 8 | 8 | 0% | 0 | 0
Ormesa I (ITLU1) | ST_GST | 50766 | ITLU1 | IID | 12 | 12 | 14.83% | 1 | 168
Ormesa I (ITLU2) | ST_GST | 50766 | ITLU2 | IID | 12 | 12 | 14.83% | 1 | 168
Ormesa I (OE31) | ST_GST | 50766 | OE31 | IID | 1.2 | 1.2 | 14.83% | 1 | 168
Ormesa I (OE32) | ST_GST | 50766 | OE32 | IID | 1.2 | 1.2 | 14.83% | 1 | 168
Ormesa II (OEC21) | ST_GST | 54724 | OEC21 | IID | 12 | 12 | 14.83% | 1 | 168
Ormesa II (OEC22) | ST_GST | 54724 | OEC22 | IID | 12 | 12 | 14.83% | 1 | 168
Oro Loma | PV_SUN | 59915 | ORCA | PGAE | 20 | 20 | 0% | 0 | 0
OSLH, LLC | PV_SUN | 60976 | PV1 | BPA | 9.9 | 9.9 | 0% | 0 | 0
Otay Landfill Gas, LLC (OTA1) | IC_OT | 52204 | OTA1 | SDGE | 1.5 | 1.5 | 14.83% | 1 | 168
Otay Landfill Gas, LLC (OTA2) | IC_OT | 52204 | OTA2 | SDGE | 1.5 | 1.5 | 14.83% | 1 | 168
Otay Landfill Gas, LLC (OTA3) | IC_OT | 52204 | OTA3 | SDGE | 3.2 | 3.2 | 14.83% | 1 | 168
Otay Landfill Gas, LLC (OTA5) | IC_OT | 52204 | OTA5 | SDGE | 1.5 | 1.5 | 14.83% | 1 | 168
Otay Landfill Gas, LLC (OTA6) | IC_OT | 52204 | OTA6 | SDGE | 1.5 | 1.5 | 14.83% | 1 | 168
Otay Mesa Generating Project (1-01) | CCCT_NG | 55345 | 43831 | SDGE | 158.93 | 155.95 | 3.641% | 1 | 240
Otay Mesa Generating Project (1-02) | CCCT_NG | 55345 | 43832 | SDGE | 158.93 | 155.95 | 3.641% | 1 | 240
Otay Mesa Generating Project (1-03) | CCCT_NG | 55345 | 43833 | SDGE | 263.74 | 258.78 | 3.641% | 1 | 240
Otero Solar | PV_SUN | 58520 | OTE1 | PublicServiceNM | 8 | 8 | 0% | 0 | 0
Otoe Solar Power Generation Station 1 LLC | PV_SUN | 58612 | 1 | SCE | 1.5 | 1.5 | 0% | 0 | 0
Outback Solar At Christmas Valley | PV_SUN | 58131 | PV1 | BPA | 4.4 | 4.4 | 0% | 0 | 0
Owens Valley Solar Project 11 | PV_SUN | 60953 | W5381 | SCE | 1 | 1 | 0% | 0 | 0
Owyhee Dam Power Project | HY_WAT | 50361 | GEN1 | IdahoPower | 2.9 | 2.9 | 4.488% | 1 | 336
Oxbow (CA) | HY_WAT | 426 | 1 | PGAE | 6 | 6 | 4.488% | 1 | 336
Oxbow (OR) (1) | HY_WAT | 3014 | 1 | IdahoPower | 55.7 | 55.7 | 4.488% | 1 | 336
Oxbow (OR) (2) | HY_WAT | 3014 | 2 | IdahoPower | 53.2 | 53.2 | 4.488% | 1 | 336
Oxbow (OR) (3) | HY_WAT | 3014 | 3 | IdahoPower | 55.9 | 55.9 | 4.488% | 1 | 336
Oxbow (OR) (4) | HY_WAT | 3014 | 4 | IdahoPower | 55.1 | 55.1 | 4.488% | 1 | 336
Oxnard (GEN1) | SCCT_NG | 50464 | GEN1 | SCE | 15.5 | 15.5 | 35.78% | 1 | 168
Oxnard (GEN2) | SCCT_NG | 50464 | GEN2 | SCE | 33.6 | 33.6 | 35.78% | 1 | 168
Oxnard Paper Mill | SCCT_NG | 57585 | 1 | SCE | 17.1 | 17.1 | 35.78% | 1 | 168
P Plant (P-TG4) | SCCT_NG | 59456 | P-TG4 | SDGE | 1.1 | 1.1 | 35.78% | 1 | 168
P Plant (P-TG5) | SCCT_NG | 59456 | P-TG5 | SDGE | 1.1 | 1.1 | 35.78% | 1 | 168
Pacific Canyon Windfarm LLC | WT_WND | 56972 | 1 | WAPA_CO | 8.3 | 8.3 | 0% | 0 | 0
Pacific Cruise Ship Terminals Berth 93 | PV_SUN | 57309 | 1 | LDWP | 0.9 | 0.9 | 0% | 0 | 0
Pacific Ethanol Madera Solar Array | PV_SUN | 61989 | PV | PGAE | 2.4 | 2.4 | 0% | 0 | 0
Pacific Ethanol Stockton Cogen Plant | SCCT_NG | 61027 | PESCT | PGAE | 3.6 | 3.6 | 35.78% | 1 | 168
Pacific Wind LLC | WT_WND | 57757 | 1 | SCE | 140 | 140 | 0% | 0 | 0
Pacific-Ultrapower Chinese Station | ST_OT | 50560 | GEN1 | PGAE | 18 | 18 | 14.83% | 1 | 192
Packwood | HY_WAT | 3929 | 1 | BPA | 26 | 26 | 4.488% | 1 | 336
Paisley Geothermal Generating Plant | ST_GST | 59382 | SVEP1 | BPA | 2.3 | 2.3 | 14.83% | 1 | 168
Palen Solar Power Project_PV6 | PV_SUN |  |  | SCE | 100 | 100 | 0% | 0 | 0
Palisades Dam (1) | HY_WAT | 850 | 1 | PacificorpEast | 44.1 | 44.1 | 4.488% | 1 | 336
Palisades Dam (2) | HY_WAT | 850 | 2 | PacificorpEast | 44.1 | 44.1 | 4.488% | 1 | 336
Palisades Dam (3) | HY_WAT | 850 | 3 | PacificorpEast | 44.1 | 44.1 | 4.488% | 1 | 336
Palisades Dam (4) | HY_WAT | 850 | 4 | PacificorpEast | 44.1 | 44.1 | 4.488% | 1 | 336
Palmer Solar | PV_SUN | 62495 | 20181 | PublicServiceCO | 60 | 60 | 0% | 0 | 0
Palo Verde (1) | ST_NUC | 6008 | 1 | AZPublicService | 1314.34 | 1314.34 | 2.223% | 1 | 720
Palo Verde (2) | ST_NUC | 6008 | 2 | AZPublicService | 1317.3 | 1317.3 | 2.223% | 1 | 24
Palo Verde (3) | ST_NUC | 6008 | 3 | AZPublicService | 1315.32 | 1315.32 | 2.223% | 1 | 720
Palo Verde College | PV_SUN | 57773 | 1 | SCE | 0.9 | 0.9 | 0% | 0 | 0
Paloma Solar Hybrid | PV_SUN | 57562 | PV1 | AZPublicService | 17.6 | 17.6 | 0% | 0 | 0
Palomar Energy (CTG1) | CCCT_NG | 55985 | CTG1 | SDGE | 169.31 | 168.8 | 3.641% | 1 | 240
Palomar Energy (CTG2) | CCCT_NG | 55985 | CTG2 | SDGE | 169.31 | 168.8 | 3.641% | 1 | 240
Palomar Energy (STG) | CCCT_NG | 55985 | STG | SDGE | 227.4 | 226.71 | 3.641% | 1 | 240
Palouse | WT_WND | 57530 | 1 | Avista | 105.3 | 105.3 | 0% | 0 | 0
Panasonic Carport Solar Hybrid (PANPV) | PV_SUN | 61439 | PANPV | PublicServiceCO | 1 | 1 | 0% | 0 | 0
Panoche Energy Center (1) | SCCT_NG | 56803 | 1 | PGAE | 96.82 | 96.82 | 35.78% | 1 | 168
Panoche Energy Center (2) | SCCT_NG | 56803 | 2 | PGAE | 96.82 | 96.82 | 35.78% | 1 | 168
Panoche Energy Center (3) | SCCT_NG | 56803 | 3 | PGAE | 96.82 | 96.82 | 35.78% | 1 | 168
Panoche Energy Center (4) | SCCT_NG | 56803 | 4 | PGAE | 96.82 | 96.82 | 35.78% | 1 | 168
Panoche Peaker | SCCT_NG | 55874 | 8 | PGAE | 40.24 | 40.24 | 35.78% | 1 | 168
Panoche Valley Solar Farm | PV_SUN | 57340 | 1 | PGAE | 140 | 140 | 0% | 0 | 0
Paradise Valley H.S. PV | PV_SUN | 58293 | PVH | AZPublicService | 1.3 | 1.3 | 0% | 0 | 0
Pardee (1) | HY_WAT | 376 | 1 | PGAE | 8.9 | 8.9 | 4.488% | 1 | 336
Pardee (2) | HY_WAT | 376 | 2 | PGAE | 8.9 | 8.9 | 4.488% | 1 | 336
Pardee (3) | HY_WAT | 376 | 3 | PGAE | 9.9 | 9.9 | 4.488% | 1 | 336
Park Meridian #1 | PV_SUN | 59539 | 1 | SCE | 1.5 | 1.5 | 0% | 0 | 0
Parker | HY_WAT | 428 | 1 | PGAE | 2.7 | 2.7 | 4.488% | 1 | 336
Parker Dam (1) | HY_WAT | 447 | 1 | WAPA_LwrCO | 30 | 30 | 4.488% | 1 | 336
Parker Dam (2) | HY_WAT | 447 | 2 | WAPA_LwrCO | 30 | 30 | 4.488% | 1 | 336
Parker Dam (3) | HY_WAT | 447 | 3 | WAPA_LwrCO | 30 | 30 | 4.488% | 1 | 336
Parker Dam (4) | HY_WAT | 447 | 4 | WAPA_LwrCO | 30 | 30 | 4.488% | 1 | 336
Parkland (ALP2) | SCCT_NG |  | 1 | Alberta | 10 | 10 | 35.78% | 1 | 174.1725
Parnassus Central Utility Plant (GTG1) | CCCT_NG | 58198 | GTG1 | PGAE | 5.2 | 5.2 | 3.641% | 1 | 288
Parnassus Central Utility Plant (GTG2) | CCCT_NG | 58198 | GTG2 | PGAE | 5.5 | 5.5 | 3.641% | 1 | 288
Parnassus Central Utility Plant (STG1) | CCCT_NG | 58198 | STG1 | PGAE | 1.8 | 1.8 | 3.641% | 1 | 288
Pastoria Energy Facility, LLC (CT01) | CCCT_NG | 55656 | CT01 | SCE | 175.75 | 175.75 | 3.641% | 1 | 240
Pastoria Energy Facility, LLC (CT02) | CCCT_NG | 55656 | CT02 | SCE | 173.85 | 173.85 | 3.641% | 1 | 240
Pastoria Energy Facility, LLC (CT04) | CCCT_NG | 55656 | CT04 | SCE | 156.17 | 156.17 | 3.641% | 1 | 240
Pastoria Energy Facility, LLC (ST03) | CCCT_NG | 55656 | ST03 | SCE | 174.8 | 174.8 | 3.641% | 1 | 240
Pastoria Energy Facility, LLC (ST05) | CCCT_NG | 55656 | ST05 | SCE | 86.33 | 86.33 | 3.641% | 1 | 240
PaTu Wind Farm LLC | WT_WND | 57578 | PATU | BPA | 9 | 9 | 0% | 0 | 0
Patua Acquisition Project, LLC (1) | ST_GST | 58319 | 1 | Nevada | 10 | 10 | 14.83% | 1 | 168
Patua Acquisition Project, LLC (3) | ST_GST | 58319 | 3 | Nevada | 10 | 10 | 14.83% | 1 | 168
Patua Acquisition Project, LLC (5) | ST_GST | 58319 | 5 | Nevada | 10 | 10 | 14.83% | 1 | 168
Patua Acquisition Project, LLC (PV-01) | PV_SUN | 58319 | PV-01 | Nevada | 10.6 | 10.6 | 0% | 0 | 0
Pavant Solar II LLC | PV_SUN | 60449 | PSII | PacificorpEast | 50 | 50 | 0% | 0 | 0
Pavant Solar III | PV_SUN | 60886 | PSIII | PacificorpEast | 20 | 20 | 0% | 0 | 0
Pavant Solar, LLC | PV_SUN | 59702 | 1 | PacificorpEast | 50 | 50 | 0% | 0 | 0
Pawnee | ST_Coal | 6248 | 1 | PublicServiceCO | 505 | 505 | 9.169% | 1 | 696
Payne's Ferry | WT_WND | 57124 | PFWP | IdahoPower | 21 | 21 | 0% | 0 | 0
Payson (86-1) | IC_NG | 7408 | 86-1 | PacificorpEast | 2.6 | 2.6 | 14.83% | 1 | 192
Payson (86-2) | IC_NG | 7408 | 86-2 | PacificorpEast | 2.6 | 2.6 | 14.83% | 1 | 192
Payson (86-3) | IC_NG | 7408 | 86-3 | PacificorpEast | 2 | 2 | 14.83% | 1 | 192
Payson (86-4) | IC_NG | 7408 | 86-4 | PacificorpEast | 2 | 2 | 14.83% | 1 | 192
PE Berkeley (GEN1) | CCCT_NG | 50849 | GEN1 | PGAE | 19.55 | 19.55 | 3.641% | 1 | 288
PE Berkeley (GEN2) | CCCT_NG | 50849 | GEN2 | PGAE | 3.4 | 3.4 | 3.641% | 1 | 288
Peace Canyon 1-4 | HY_WAT | CA-33 | 1,2,3,4 | BritishColumbia | 694 | 694 | 4.488% | 1 | 336
Peak View Wind Farm | WT_WND | 60143 | WTG | PublicServiceCO | 60.8 | 60.8 | 0% | 0 | 0
Pebble Springs Wind LLC | WT_WND | 56789 | 1 | BPA | 98.7 | 98.7 | 0% | 0 | 0
Pebbly Beach Generating Station (10) | IC_DFO | 6704 | 10 | LDWP | 1.1 | 1.1 | 20.5% | 1 | 168
Pebbly Beach Generating Station (12) | IC_DFO | 6704 | 12 | LDWP | 1.6 | 1.6 | 20.5% | 1 | 168
Pebbly Beach Generating Station (14) | IC_DFO | 6704 | 14 | LDWP | 1.4 | 1.4 | 20.5% | 1 | 168
Pebbly Beach Generating Station (15) | IC_DFO | 6704 | 15 | LDWP | 2.8 | 2.8 | 20.5% | 1 | 168
Pebbly Beach Generating Station (7) | IC_DFO | 6704 | 7 | LDWP | 1 | 1 | 20.5% | 1 | 168
Pebbly Beach Generating Station (8) | IC_DFO | 6704 | 8 | LDWP | 1.5 | 1.5 | 20.5% | 1 | 168
Pebbly Beach Generating Station (MT01) | SCCT_OT | 6704 | MT01 | SCE | 0.1 | 0.1 | 35.78% | 1 | 168
Pebbly Beach Generating Station (MT02) | SCCT_OT | 6704 | MT02 | SCE | 0.1 | 0.1 | 35.78% | 1 | 168
Pebbly Beach Generating Station (MT03) | SCCT_OT | 6704 | MT03 | SCE | 0.1 | 0.1 | 35.78% | 1 | 168
Pebbly Beach Generating Station (MT04) | SCCT_OT | 6704 | MT04 | SCE | 0.1 | 0.1 | 35.78% | 1 | 168
Pebbly Beach Generating Station (MT05) | SCCT_OT | 6704 | MT05 | SCE | 0.1 | 0.1 | 35.78% | 1 | 168
Pebbly Beach Generating Station (MT06) | SCCT_OT | 6704 | MT06 | SCE | 0.1 | 0.1 | 35.78% | 1 | 168
Pebbly Beach Generating Station (MT07) | SCCT_OT | 6704 | MT07 | SCE | 0.1 | 0.1 | 35.78% | 1 | 168
Pebbly Beach Generating Station (MT08) | SCCT_OT | 6704 | MT08 | SCE | 0.1 | 0.1 | 35.78% | 1 | 168
Pebbly Beach Generating Station (MT09) | SCCT_OT | 6704 | MT09 | SCE | 0.1 | 0.1 | 35.78% | 1 | 168
Pebbly Beach Generating Station (MT10) | SCCT_OT | 6704 | MT10 | SCE | 0.1 | 0.1 | 35.78% | 1 | 168
Pebbly Beach Generating Station (MT11) | SCCT_OT | 6704 | MT11 | SCE | 0.1 | 0.1 | 35.78% | 1 | 168
Pebbly Beach Generating Station (MT14) | SCCT_OT | 6704 | MT14 | SCE | 0.1 | 0.1 | 35.78% | 1 | 168
Pebbly Beach Generating Station (MT15) | SCCT_OT | 6704 | MT15 | SCE | 0.1 | 0.1 | 35.78% | 1 | 168
Pebbly Beach Generating Station (MT16) | SCCT_OT | 6704 | MT16 | SCE | 0.1 | 0.1 | 35.78% | 1 | 168
Pebbly Beach Generating Station (MT17) | SCCT_OT | 6704 | MT17 | SCE | 0.1 | 0.1 | 35.78% | 1 | 168
Pebbly Beach Generating Station (MT18) | SCCT_OT | 6704 | MT18 | SCE | 0.1 | 0.1 | 35.78% | 1 | 168
Pebbly Beach Generating Station (MT19) | SCCT_OT | 6704 | MT19 | SCE | 0.1 | 0.1 | 35.78% | 1 | 168
Pebbly Beach Generating Station (MT20) | SCCT_OT | 6704 | MT20 | SCE | 0.1 | 0.1 | 35.78% | 1 | 168
Pebbly Beach Generating Station (MT21) | SCCT_OT | 6704 | MT21 | SCE | 0.1 | 0.1 | 35.78% | 1 | 168
Pebbly Beach Generating Station (MT22) | SCCT_OT | 6704 | MT22 | SCE | 0.1 | 0.1 | 35.78% | 1 | 168
Pebbly Beach Generating Station (MT23) | SCCT_OT | 6704 | MT23 | SCE | 0.1 | 0.1 | 35.78% | 1 | 168
Pebbly Beach Generating Station (MT24) | SCCT_OT | 6704 | MT24 | SCE | 0.1 | 0.1 | 35.78% | 1 | 168
Pebbly Beach Generating Station (MT25) | SCCT_OT | 6704 | MT25 | SCE | 0.1 | 0.1 | 35.78% | 1 | 168
PEC Headworks | HY_WAT | 7113 | 1 | GrantCountyPUD | 6.6 | 6.6 | 4.488% | 1 | 336
Peetz Table Wind Energy | WT_WND | 56563 | GE | PublicServiceCO | 199.5 | 199.5 | 0% | 0 | 0
Pelton (1) | HY_WAT | 3048 | 1 | PortlandGeneral | 38 | 38 | 4.488% | 1 | 336
Pelton (2) | HY_WAT | 3048 | 2 | PortlandGeneral | 36 | 36 | 4.488% | 1 | 336
Pelton (3) | HY_WAT | 3048 | 3 | PortlandGeneral | 36 | 36 | 4.488% | 1 | 336
Pennask Wind Farm | WT_WND |  |  | BritishColumbia | 15 | 15 | 0% | 0 | 0
Perrin Ranch Wind LLC | WT_WND | 58155 | GEN1 | AZPublicService | 99.2 | 99.2 | 0% | 0 | 0
Perris | HY_WAT | 481 | 1 | SCE | 7.9 | 7.9 | 4.488% | 1 | 336
Peters Drive Plant | HY_WAT | 10324 | GEN3 | BPA | 1.2 | 1.2 | 4.488% | 1 | 336
PFMG Solar Grossmont Helix LLC | PV_SUN | 62611 | HELIX | SDGE | 1.2 | 1.2 | 0% | 0 | 0
PGAE 11.5 GW Solar | PV_SUN |  |  | PGAE | 478.5 | 478.5 | 0% | 0 | 0
PGAE 11.5 GW Wind | WT_WND |  |  | PGAE | 64.4 | 64.4 | 0% | 0 | 0
PGAE 11.5GW Geothermal | ST_GST |  |  | PGAE | 425 | 425 | 14.83% | 1 | 168
PGP Bio Energy Project 1 | ST_OT |  |  | BritishColumbia | 60.6 | 60.6 | 14.83% | 1 | 192
Phelan Pinon Hills CSD Solar | PV_SUN | 63376 | PPHS | SCE | 0.8 | 0.8 | 0% | 0 | 0
Phelps Dodge Refining (2607) | SCCT_NG | 54628 | 2607 | ElPasoElectric | 0.82 | 0.82 | 35.78% | 1 | 168
Phelps Dodge Refining (2608) | SCCT_NG | 54628 | 2608 | ElPasoElectric | 0.82 | 0.82 | 35.78% | 1 | 168
Phelps Dodge Refining (3001) | SCCT_NG | 54628 | 3001 | ElPasoElectric | 0.98 | 0.98 | 35.78% | 1 | 168
Phelps Dodge Refining (3002) | SCCT_NG | 54628 | 3002 | ElPasoElectric | 0.98 | 0.98 | 35.78% | 1 | 168
Phelps Dodge Refining (3003) | SCCT_NG | 54628 | 3003 | ElPasoElectric | 0.98 | 0.98 | 35.78% | 1 | 168
Phillips 66 Billings Refinery | ST_OT | 56496 | 3701 | NWMT | 1.5 | 1.5 | 14.83% | 1 | 192
Phillips 66 Carbon Plant | ST_OT | 50388 | GEN1 | PGAE | 14 | 14 | 14.83% | 1 | 192
Phoenix | HY_WAT | 264 | 1 | PGAE | 2 | 2 | 4.488% | 1 | 336
Phoenix Airport East Economy Lot | PV_SUN | 58708 | PAEEL | AZPublicService | 1 | 1 | 0% | 0 | 0
Phoenix Airport Rental Car Center | PV_SUN | 58709 | PARCC | AZPublicService | 1.4 | 1.4 | 0% | 0 | 0
PHP 1 | HY_WAT | 4213 | 1 | PortlandGeneral | 24 | 24 | 4.488% | 1 | 336
PHP 2 | HY_WAT | 4214 | 2 | PortlandGeneral | 13.5 | 13.5 | 4.488% | 1 | 336
Picture Rocks Solar, LLC | PV_SUN | 58486 | 1 | TucsonElectric | 20 | 20 | 0% | 0 | 0
Pierce College | PV_SUN | 58248 | GEN1 | LDWP | 1.9 | 1.9 | 0% | 0 | 0
Pikes Peak Solar Garden 1 LLC CSG | PV_SUN | 59848 | PPSG1 | PublicServiceCO | 2 | 2 | 0% | 0 | 0
Pilgrim Stage Wind Park | WT_WND | 56440 | PSWP | IdahoPower | 10.5 | 10.5 | 0% | 0 | 0
Pilot Butte (1) | HY_WAT | 674 | 1 | WAPA_WY | 0.7 | 0.7 | 4.488% | 1 | 336
Pilot Butte (2) | HY_WAT | 674 | 2 | WAPA_WY | 0.8 | 0.8 | 4.488% | 1 | 336
Pilot Knob (1) | HY_WAT | 388 | 1 | IID | 10.4 | 10.4 | 4.488% | 1 | 336
Pilot Knob (2) | HY_WAT | 388 | 2 | IID | 7.7 | 7.7 | 4.488% | 1 | 336
Pima Community College | PV_SUN | 62075 | PV1 | TucsonElectric | 1.1 | 1.1 | 0% | 0 | 0
Pima Community College - East Campus | PV_SUN | 61104 | PV1 | TucsonElectric | 1.3 | 1.3 | 0% | 0 | 0
Pinal Central Energy Center (PCEC) | PV_SUN | 61678 | PCEC | AZPublicService | 20 | 20 | 0% | 0 | 0
Pine Flat (1) | HY_WAT | 7907 | 1 | PGAE | 55 | 55 | 4.488% | 1 | 336
Pine Flat (2) | HY_WAT | 7907 | 2 | PGAE | 55 | 55 | 4.488% | 1 | 336
Pine Flat (3) | HY_WAT | 7907 | 3 | PGAE | 55 | 55 | 4.488% | 1 | 336
Pine Tree Solar Project | PV_SUN | 57306 | 1 | LDWP | 8.5 | 8.5 | 0% | 0 | 0
Pine Tree Wind Power Project | WT_WND | 56433 | 1 | LDWP | 135 | 135 | 0% | 0 | 0
Pine View Dam | HY_WAT | 7132 | NA1 | PacificorpEast | 1.8 | 1.8 | 4.488% | 1 | 336
Pingston Creek | HY_WAT | CA-11310 | 38354 | BritishColumbia | 45 | 45 | 4.488% | 1 | 336
Pinyon Pine I | WT_WND | 57834 | AW07 | SCE | 168 | 168 | 0% | 0 | 0
Pinyon Pine II | WT_WND | 57837 | AW09 | SCE | 132 | 132 | 0% | 0 | 0
Pio Pico Energy Center (CTG1) | SCCT_NG | 57555 | CTG1 | SDGE | 107.4 | 105.74 | 35.78% | 1 | 168
Pio Pico Energy Center (CTG2) | SCCT_NG | 57555 | CTG2 | SDGE | 107.97 | 105.94 | 35.78% | 1 | 168
Pio Pico Energy Center (CTG3) | SCCT_NG | 57555 | CTG3 | SDGE | 108.08 | 106.4 | 35.78% | 1 | 168
Pioneer (1) | HY_WAT | 3656 | 1 | PacificorpEast | 2 | 2 | 4.488% | 1 | 336
Pioneer (2) | HY_WAT | 3656 | 2 | PacificorpEast | 2 | 2 | 4.488% | 1 | 336
Pioneer Wind Park, LLC | WT_WND | 60259 | PWP1 | PacificorpEast | 80 | 80 | 0% | 0 | 0
Pit 1 (H1) | HY_WAT | 265 | H1 | PGAE | 30.5 | 30.5 | 4.488% | 1 | 336
Pit 1 (H2) | HY_WAT | 265 | H2 | PGAE | 30.5 | 30.5 | 4.488% | 1 | 336
Pit 3 (H1) | HY_WAT | 266 | H1 | PGAE | 23.3 | 23.3 | 4.488% | 1 | 336
Pit 3 (H2) | HY_WAT | 266 | H2 | PGAE | 23.3 | 23.3 | 4.488% | 1 | 336
Pit 3 (H3) | HY_WAT | 266 | H3 | PGAE | 23.3 | 23.3 | 4.488% | 1 | 336
Pit 4 (1) | HY_WAT | 267 | 1 | PGAE | 47.5 | 47.5 | 4.488% | 1 | 336
Pit 4 (2) | HY_WAT | 267 | 2 | PGAE | 47.5 | 47.5 | 4.488% | 1 | 336
Pit 5 (H1) | HY_WAT | 268 | H1 | PGAE | 40 | 40 | 4.488% | 1 | 336
Pit 5 (H2) | HY_WAT | 268 | H2 | PGAE | 40 | 40 | 4.488% | 1 | 336
Pit 5 (H3) | HY_WAT | 268 | H3 | PGAE | 40 | 40 | 4.488% | 1 | 336
Pit 5 (H4) | HY_WAT | 268 | H4 | PGAE | 40 | 40 | 4.488% | 1 | 336
Pit 6 (H1) | HY_WAT | 269 | H1 | PGAE | 40 | 40 | 4.488% | 1 | 336
Pit 6 (H2) | HY_WAT | 269 | H2 | PGAE | 40 | 40 | 4.488% | 1 | 336
Pit 7 (H1) | HY_WAT | 270 | H1 | PGAE | 56 | 56 | 4.488% | 1 | 336
Pit 7 (H2) | HY_WAT | 270 | H2 | PGAE | 57 | 57 | 4.488% | 1 | 336
Pixar - Emeryville | OtherTech_NG | 59803 | PXR00 | PGAE | 0.1 | 0.1 | 14.83% | 1 | 168
Plains End (GE10) | IC_NG | 55650 | GE10 | PublicServiceCO | 5.7 | 5.7 | 14.83% | 1 | 192
Plains End (GE11) | IC_NG | 55650 | GE11 | PublicServiceCO | 5.7 | 5.7 | 14.83% | 1 | 192
Plains End (GE12) | IC_NG | 55650 | GE12 | PublicServiceCO | 5.7 | 5.7 | 14.83% | 1 | 192
Plains End (GE13) | IC_NG | 55650 | GE13 | PublicServiceCO | 5.7 | 5.7 | 14.83% | 1 | 192
Plains End (GE14) | IC_NG | 55650 | GE14 | PublicServiceCO | 5.7 | 5.7 | 14.83% | 1 | 192
Plains End (GE15) | IC_NG | 55650 | GE15 | PublicServiceCO | 5.7 | 5.7 | 14.83% | 1 | 192
Plains End (GE16) | IC_NG | 55650 | GE16 | PublicServiceCO | 5.7 | 5.7 | 14.83% | 1 | 192
Plains End (GE17) | IC_NG | 55650 | GE17 | PublicServiceCO | 5.7 | 5.7 | 14.83% | 1 | 192
Plains End (GE18) | IC_NG | 55650 | GE18 | PublicServiceCO | 5.7 | 5.7 | 14.83% | 1 | 192
Plains End (GE19) | IC_NG | 55650 | GE19 | PublicServiceCO | 5.7 | 5.7 | 14.83% | 1 | 192
Plains End (GE20) | IC_NG | 55650 | GE20 | PublicServiceCO | 5.7 | 5.7 | 14.83% | 1 | 192
Plains End (GEN1) | IC_NG | 55650 | GEN1 | PublicServiceCO | 5.7 | 5.7 | 14.83% | 1 | 192
Plains End (GEN2) | IC_NG | 55650 | GEN2 | PublicServiceCO | 5.7 | 5.7 | 14.83% | 1 | 192
Plains End (GEN3) | IC_NG | 55650 | GEN3 | PublicServiceCO | 5.7 | 5.7 | 14.83% | 1 | 192
Plains End (GEN4) | IC_NG | 55650 | GEN4 | PublicServiceCO | 5.7 | 5.7 | 14.83% | 1 | 192
Plains End (GEN5) | IC_NG | 55650 | GEN5 | PublicServiceCO | 5.7 | 5.7 | 14.83% | 1 | 192
Plains End (GEN6) | IC_NG | 55650 | GEN6 | PublicServiceCO | 5.7 | 5.7 | 14.83% | 1 | 192
Plains End (GEN7) | IC_NG | 55650 | GEN7 | PublicServiceCO | 5.7 | 5.7 | 14.83% | 1 | 192
Plains End (GEN8) | IC_NG | 55650 | GEN8 | PublicServiceCO | 5.7 | 5.7 | 14.83% | 1 | 192
Plains End (GEN9) | IC_NG | 55650 | GEN9 | PublicServiceCO | 5.7 | 5.7 | 14.83% | 1 | 192
Plains End II LLC (2G01) | IC_NG | 56516 | 2G01 | PublicServiceCO | 8.3 | 8.3 | 14.83% | 1 | 192
Plains End II LLC (2G02) | IC_NG | 56516 | 2G02 | PublicServiceCO | 8.3 | 8.3 | 14.83% | 1 | 192
Plains End II LLC (2G03) | IC_NG | 56516 | 2G03 | PublicServiceCO | 8.3 | 8.3 | 14.83% | 1 | 192
Plains End II LLC (2G04) | IC_NG | 56516 | 2G04 | PublicServiceCO | 8.3 | 8.3 | 14.83% | 1 | 192
Plains End II LLC (2G05) | IC_NG | 56516 | 2G05 | PublicServiceCO | 8.3 | 8.3 | 14.83% | 1 | 192
Plains End II LLC (2G06) | IC_NG | 56516 | 2G06 | PublicServiceCO | 8.3 | 8.3 | 14.83% | 1 | 192
Plains End II LLC (2G07) | IC_NG | 56516 | 2G07 | PublicServiceCO | 8.3 | 8.3 | 14.83% | 1 | 192
Plains End II LLC (2G08) | IC_NG | 56516 | 2G08 | PublicServiceCO | 8.3 | 8.3 | 14.83% | 1 | 192
Plains End II LLC (2G09) | IC_NG | 56516 | 2G09 | PublicServiceCO | 8.3 | 8.3 | 14.83% | 1 | 192
Plains End II LLC (2G10) | IC_NG | 56516 | 2G10 | PublicServiceCO | 8.3 | 8.3 | 14.83% | 1 | 192
Plains End II LLC (2G11) | IC_NG | 56516 | 2G11 | PublicServiceCO | 8.3 | 8.3 | 14.83% | 1 | 192
Plains End II LLC (2G12) | IC_NG | 56516 | 2G12 | PublicServiceCO | 8.3 | 8.3 | 14.83% | 1 | 192
Plains End II LLC (2G13) | IC_NG | 56516 | 2G13 | PublicServiceCO | 8.3 | 8.3 | 14.83% | 1 | 192
Plains End II LLC (2G14) | IC_NG | 56516 | 2G14 | PublicServiceCO | 8.3 | 8.3 | 14.83% | 1 | 192
Plamex_ S. A. De C. V. | OtherTech_SUN |  |  | N_BajaCA | 1 | 1 | 14.83% | 0 | 0
Plant No 2 Orange County (GEN1) | IC_OT | 52099 | GEN1 | SCE | 1.3 | 1.3 | 14.83% | 1 | 168
Plant No 2 Orange County (GEN2) | IC_OT | 52099 | GEN2 | SCE | 1.3 | 1.3 | 14.83% | 1 | 168
Plant No 2 Orange County (GEN3) | IC_OT | 52099 | GEN3 | SCE | 1.3 | 1.3 | 14.83% | 1 | 168
Plant No 2 Orange County (GEN4) | IC_OT | 52099 | GEN4 | SCE | 1.3 | 1.3 | 14.83% | 1 | 168
Plant No 2 Orange County (GEN5) | IC_OT | 52099 | GEN5 | SCE | 1.3 | 1.3 | 14.83% | 1 | 168
Plant No 2 Orange County (GEN6) | ST_OT | 52099 | GEN6 | SCE | 0.4 | 0.4 | 14.83% | 1 | 192
Playa Solar 1, LLC | PV_SUN | 59827 | GEN01 | Nevada | 79 | 79 | 0% | 0 | 0
Playa Solar 2 | PV_SUN | 60261 | GEN1 | Nevada | 100 | 100 | 0% | 0 | 0
Pleasant Valley Hydro | HY_WAT | 402 | 1 | LDWP | 2.7 | 2.7 | 4.488% | 1 | 336
Ples I (T101) | ST_GST | 10479 | T101 | SCE | 5 | 5 | 14.83% | 1 | 168
Ples I (T102) | ST_GST | 10479 | T102 | SCE | 5 | 5 | 14.83% | 1 | 168
Ples I (T103) | ST_GST | 10479 | T103 | SCE | 5 | 5 | 14.83% | 1 | 168
Plummer Cogen | ST_OT | 55090 | GEN1 | Avista | 5.8 | 5.8 | 14.83% | 1 | 192
Poe (1) | HY_WAT | 272 | 1 | PGAE | 60 | 60 | 4.488% | 1 | 336
Poe (2) | HY_WAT | 272 | 2 | PGAE | 60 | 60 | 4.488% | 1 | 336
Pole Hill | HY_WAT | 519 | 1 | WAPA_CO | 38.2 | 38.2 | 4.488% | 1 | 336
Ponderosa Bailey Creek | HY_WAT | 10709 | GEN1 | PGAE | 1.1 | 1.1 | 4.488% | 1 | 336
Ponnequin Phase 1 | WT_WND | 55203 | EXIS | PublicServiceCO | 5.2 | 5.2 | 0% | 0 | 0
Poole | HY_WAT | 353 | 1 | SCE | 11.3 | 11.3 | 4.488% | 1 | 336
Poplar Hill | SCCT_NG |  | 1 | Alberta | 48.98 | 48.98 | 35.78% | 1 | 168
Port of LA Solar FiT Project | PV_SUN | 61319 | W4885 | SCE | 1.1 | 1.1 | 0% | 0 | 0
Port Westward (1) | CCCT_NG | 56227 | 1 | PortlandGeneral | 267.9 | 267.9 | 3.641% | 1 | 240
Port Westward (2) | CCCT_NG | 56227 | 2 | PortlandGeneral | 138.5 | 138.5 | 3.641% | 1 | 240
Port Westward Unit 2 (1) | IC_NG | 58266 | 1 | PortlandGeneral | 18.7 | 18.7 | 14.83% | 1 | 192
Port Westward Unit 2 (10) | IC_NG | 58266 | 10 | PortlandGeneral | 18.7 | 18.7 | 14.83% | 1 | 192
Port Westward Unit 2 (11) | IC_NG | 58266 | 11 | PortlandGeneral | 18.7 | 18.7 | 14.83% | 1 | 192
Port Westward Unit 2 (12) | IC_NG | 58266 | 12 | PortlandGeneral | 18.7 | 18.7 | 14.83% | 1 | 192
Port Westward Unit 2 (2) | IC_NG | 58266 | 2 | PortlandGeneral | 18.7 | 18.7 | 14.83% | 1 | 192
Port Westward Unit 2 (3) | IC_NG | 58266 | 3 | PortlandGeneral | 18.7 | 18.7 | 14.83% | 1 | 192
Port Westward Unit 2 (4) | IC_NG | 58266 | 4 | PortlandGeneral | 18.7 | 18.7 | 14.83% | 1 | 192
Port Westward Unit 2 (5) | IC_NG | 58266 | 5 | PortlandGeneral | 18.7 | 18.7 | 14.83% | 1 | 192
Port Westward Unit 2 (6) | IC_NG | 58266 | 6 | PortlandGeneral | 18.7 | 18.7 | 14.83% | 1 | 192
Port Westward Unit 2 (7) | IC_NG | 58266 | 7 | PortlandGeneral | 18.7 | 18.7 | 14.83% | 1 | 192
Port Westward Unit 2 (8) | IC_NG | 58266 | 8 | PortlandGeneral | 18.7 | 18.7 | 14.83% | 1 | 192
Port Westward Unit 2 (9) | IC_NG | 58266 | 9 | PortlandGeneral | 18.7 | 18.7 | 14.83% | 1 | 192
Portal | HY_WAT | 354 | 1 | SCE | 10.8 | 10.8 | 4.488% | 1 | 336
Portal Ridge Solar B, LLC | PV_SUN | 60310 | GEN01 | SCE | 20 | 20 | 0% | 0 | 0
Portal Ridge Solar C, LLC | PV_SUN | 60311 | GEN01 | SCE | 11.4 | 11.4 | 0% | 0 | 0
Porterville 6 and 7 (PV1) | PV_SUN | 59219 | PV1 | PGAE | 1.5 | 1.5 | 0% | 0 | 0
Porterville 6 and 7 (PV2) | PV_SUN | 59219 | PV2 | PGAE | 1.5 | 1.5 | 0% | 0 | 0
Porterville Solar (1) | PV_SUN | 58309 | 1 | PGAE | 1 | 1 | 0% | 0 | 0
Porterville Solar (2) | PV_SUN | 58309 | 2 | PGAE | 1 | 1 | 0% | 0 | 0
Porterville Solar (5) | PV_SUN | 58309 | 5 | PGAE | 1.5 | 1.5 | 0% | 0 | 0
Poseidon Solar, LLC | PV_SUN | 57318 | 1 | SaltRiverProject | 20 | 20 | 0% | 0 | 0
Poseidon Wind, LLC | WT_WND | 57379 | 1 | AZPublicService | 65.1 | 65.1 | 0% | 0 | 0
Post Falls (1) | HY_WAT | 835 | 1 | Avista | 2.9 | 2.9 | 4.488% | 1 | 336
Post Falls (2) | HY_WAT | 835 | 2 | Avista | 2.9 | 2.9 | 4.488% | 1 | 336
Post Falls (3) | HY_WAT | 835 | 3 | Avista | 2.9 | 2.9 | 4.488% | 1 | 336
Post Falls (4) | HY_WAT | 835 | 4 | Avista | 2.9 | 2.9 | 4.488% | 1 | 336
Post Falls (5) | HY_WAT | 835 | 5 | Avista | 2.9 | 2.9 | 4.488% | 1 | 336
Post Falls (6) | HY_WAT | 835 | 6 | Avista | 3.5 | 3.5 | 4.488% | 1 | 336
POTB Digester | IC_OT | 58591 | GEN1 | BPA | 1 | 1 | 14.83% | 1 | 168
Potholes East Canal 66.0 | HY_WAT | 56697 | 1 | BPA | 2.3 | 2.3 | 4.488% | 1 | 336
Potrero Hills Energy Producers (1) | IC_OT | 59952 | 1 | PGAE | 1.6 | 1.6 | 14.83% | 1 | 168
Potrero Hills Energy Producers (2) | IC_OT | 59952 | 2 | PGAE | 1.6 | 1.6 | 14.83% | 1 | 168
Potrero Hills Energy Producers (3) | IC_OT | 59952 | 3 | PGAE | 1.6 | 1.6 | 14.83% | 1 | 168
Potrero Hills Energy Producers (4) | IC_OT | 59952 | 4 | PGAE | 1.6 | 1.6 | 14.83% | 1 | 168
Potrero Hills Energy Producers (5) | IC_OT | 59952 | 5 | PGAE | 1.6 | 1.6 | 14.83% | 1 | 168
Potter Valley (1) | HY_WAT | 274 | 1 | PGAE | 4.5 | 4.5 | 4.488% | 1 | 336
Potter Valley (2) | HY_WAT | 274 | 2 | PGAE | 2 | 2 | 4.488% | 1 | 336
Potter Valley (3) | HY_WAT | 274 | 3 | PGAE | 2.7 | 2.7 | 4.488% | 1 | 336
Powell River | HY_WAT |  |  | BritishColumbia | 44.5 | 44.5 | 4.488% | 1 | 336
Powell River CG (Catalyst) 12 | ST_OT |  |  | BritishColumbia | 38 | 38 | 14.83% | 1 | 192
Power County Wind Park North | WT_WND | 57761 | PCWPN | PacificorpEast | 22.5 | 22.5 | 0% | 0 | 0
Power County Wind Park South | WT_WND | 57760 | PCWPS | PacificorpEast | 22.5 | 22.5 | 0% | 0 | 0
Power Generation Station (PGS) 2 | SCCT_OT | 57696 | 1 | PGAE | 3.8 | 3.8 | 35.78% | 1 | 168
Powhatan Solar Power Generation Station 1 LLC | PV_SUN | 58611 | 1 | SCE | 1.5 | 1.5 | 0% | 0 | 0
Prairie Fire | PV_SUN | 58171 | GEN1 | TucsonElectric | 4.5 | 4.5 | 0% | 0 | 0
PRC-Desoto Intl/PPG Aerospace (CATR1) | IC_DFO | 58085 | CATR1 | SCE | 0.5 | 0.5 | 20.5% | 1 | 168
PRC-Desoto Intl/PPG Aerospace (CATR2) | IC_DFO | 58085 | CATR2 | SCE | 1 | 1 | 20.5% | 1 | 168
Preferred Freezer San Leandro | PV_SUN | 62578 | SLPV1 | PGAE | 2 | 2 | 0% | 0 | 0
Prescott Airport | PV_SUN | 56228 | PV1 | AZPublicService | 2.1 | 2.1 | 0% | 0 | 0
Prescott Solar Plant | PV_SUN | 58147 | PV1 | AZPublicService | 10.8 | 10.8 | 0% | 0 | 0
Presidente Juarez_Rosarito_Paq2_CC | ST_DFO |  |  | N_BajaCA | 259.01 | 259.01 | 20.5% | 1 | 264
Presidente Juarez_Rosarito1_CC | CCCT_NG |  |  | N_BajaCA | 231.94 | 231.94 | 3.641% | 1 | 720
Presidente Juarez_Rosarito2_CC | CCCT_NG |  |  | N_BajaCA | 232.32 | 232.32 | 3.641% | 1 | 456
Priest Rapids (1) | HY_WAT | 3887 | 1 | GrantCountyPUD | 95 | 95 | 4.488% | 1 | 336
Priest Rapids (10) | HY_WAT | 3887 | 10 | GrantCountyPUD | 95 | 95 | 4.488% | 1 | 336
Priest Rapids (2) | HY_WAT | 3887 | 2 | GrantCountyPUD | 97.8 | 97.8 | 4.488% | 1 | 336
Priest Rapids (3) | HY_WAT | 3887 | 3 | GrantCountyPUD | 95 | 95 | 4.488% | 1 | 336
Priest Rapids (4) | HY_WAT | 3887 | 4 | GrantCountyPUD | 95 | 95 | 4.488% | 1 | 336
Priest Rapids (5) | HY_WAT | 3887 | 5 | GrantCountyPUD | 95 | 95 | 4.488% | 1 | 336
Priest Rapids (6) | HY_WAT | 3887 | 6 | GrantCountyPUD | 95 | 95 | 4.488% | 1 | 336
Priest Rapids (7) | HY_WAT | 3887 | 7 | GrantCountyPUD | 95 | 95 | 4.488% | 1 | 336
Priest Rapids (8) | HY_WAT | 3887 | 8 | GrantCountyPUD | 95 | 95 | 4.488% | 1 | 336
Priest Rapids (9) | HY_WAT | 3887 | 9 | GrantCountyPUD | 95 | 95 | 4.488% | 1 | 336
Prima Plant (UNT1) | IC_OT | 55601 | UNT1 | SDGE | 2.7 | 2.7 | 14.83% | 1 | 168
Prima Plant (UNT2) | IC_OT | 55601 | UNT2 | SDGE | 2.7 | 2.7 | 14.83% | 1 | 168
Primrose Cogeneration | OtherTech_NG |  | 2 | Alberta | 61.22 | 61.22 | 14.83% | 1 | 168
Prineville Solar Energy LLC | PV_SUN | 63049 | GEN1 | BPA | 46.2 | 46.2 | 0% | 0 | 0
Productos Urologos de Mexico_ S. A. de C. V. | IC_DFO |  |  | N_BajaCA | 2.85 | 2.85 | 20.5% | 1 | 168
Prospect 1 | HY_WAT | 3032 | 1 | PACWSouth | 4.6 | 4.6 | 4.488% | 1 | 336
Prospect 2 (1) | HY_WAT | 3033 | 1 | PACWSouth | 18 | 18 | 4.488% | 1 | 336
Prospect 2 (2) | HY_WAT | 3033 | 2 | PACWSouth | 18 | 18 | 4.488% | 1 | 336
Prospect 3 | HY_WAT | 3034 | 1 | PACWSouth | 7.7 | 7.7 | 4.488% | 1 | 336
Prospect 4 | HY_WAT | 3035 | 1 | PACWSouth | 0.9 | 0.9 | 4.488% | 1 | 336
Prospector Windfarm (Burnt River) | WT_WND | 59493 | PW | IdahoPower | 10 | 10 | 0% | 0 | 0
Prosperity Energy Storage Facility Hybrid (GEN-1) | PV_SUN | 58899 | GEN-1 | PublicServiceNM | 0.5 | 0.5 | 0% | 0 | 0
Provo Power Plant (1) | IC_NG | 61508 | 1 | PacificorpEast | 2.4 | 2.4 | 14.83% | 1 | 192
Provo Power Plant (2) | IC_NG | 61508 | 2 | PacificorpEast | 2.4 | 2.4 | 14.83% | 1 | 192
Provo Power Plant (3) | IC_NG | 61508 | 3 | PacificorpEast | 2.4 | 2.4 | 14.83% | 1 | 192
Provo Power Plant (4) | IC_NG | 61508 | 4 | PacificorpEast | 2.4 | 2.4 | 14.83% | 1 | 192
Provo Power Plant (5) | IC_NG | 61508 | 5 | PacificorpEast | 2.4 | 2.4 | 14.83% | 1 | 192
Pueblo (IC1) | IC_DFO | 460 | IC1 | PublicServiceCO | 2 | 2 | 20.5% | 1 | 168
Pueblo (IC3) | IC_DFO | 460 | IC3 | PublicServiceCO | 2 | 2 | 20.5% | 1 | 168
Pueblo (IC4) | IC_DFO | 460 | IC4 | PublicServiceCO | 2 | 2 | 20.5% | 1 | 168
Pueblo (IC5) | IC_DFO | 460 | IC5 | PublicServiceCO | 2 | 2 | 20.5% | 1 | 168
Pueblo Airport Generating Station (4) | CCCT_NG | 56998 | 4 | PublicServiceCO | 37 | 37 | 3.641% | 1 | 288
Pueblo Airport Generating Station (43) | CCCT_NG | 56998 | 43 | PublicServiceCO | 20 | 20 | 3.641% | 1 | 288
Pueblo Airport Generating Station (5) | CCCT_NG | 56998 | 5 | PublicServiceCO | 37 | 37 | 3.641% | 1 | 288
Pueblo Airport Generating Station (53) | CCCT_NG | 56998 | 53 | PublicServiceCO | 20 | 20 | 3.641% | 1 | 288
Pueblo Airport Generating Station (6) | CCCT_NG | 56998 | 6 | PublicServiceCO | 37 | 37 | 3.641% | 1 | 288
Pueblo Airport Generating Station (7) | CCCT_NG | 56998 | 7 | PublicServiceCO | 37 | 37 | 3.641% | 1 | 288
Pueblo Airport Generating Station (CT08) | SCCT_NG | 56998 | CT08 | PublicServiceCO | 40 | 40 | 35.78% | 1 | 168
Pueblo Airport Generating Station (GT1) | SCCT_NG | 56998 | GT1 | PublicServiceCO | 90 | 90 | 35.78% | 1 | 168
Pueblo Airport Generating Station (GT2) | SCCT_NG | 56998 | GT2 | PublicServiceCO | 90 | 90 | 35.78% | 1 | 168
Puente Hills Energy Recovery (GEN1) | ST_OT | 10472 | GEN1 | SCE | 45 | 45 | 14.83% | 1 | 192
Pumpjack Solar I | PV_SUN | 59322 | GEN1 | PGAE | 20 | 20 | 0% | 0 | 0
Puntledge 1 | HY_WAT | CA-34 | 1 | BritishColumbia | 24 | 24 | 4.488% | 1 | 336
Purcell Power | ST_OT |  |  | BritishColumbia | 10.8 | 10.8 | 14.83% | 1 | 192
Putah Creek Solar Farm | PV_SUN | 59550 | PCSF | PGAE | 2 | 2 | 0% | 0 | 0
PVN Milliken, LLC | PV_SUN | 60790 | PV | SCE | 3 | 3 | 0% | 0 | 0
Pyramid (1) | SCCT_NG | 7975 | 1 | PublicServiceNM | 41.45 | 41.45 | 35.78% | 1 | 168
Pyramid (2) | SCCT_NG | 7975 | 2 | PublicServiceNM | 41.45 | 41.45 | 35.78% | 1 | 168
Pyramid (3) | SCCT_NG | 7975 | 3 | PublicServiceNM | 41.45 | 41.45 | 35.78% | 1 | 168
Pyramid (4) | SCCT_NG | 7975 | 4 | PublicServiceNM | 41.45 | 41.45 | 35.78% | 1 | 168
Quail Creek Hydro Plant #1 | HY_WAT | 52039 | 1 | PacificorpEast | 2.3 | 2.3 | 4.488% | 1 | 336
Quality Wind | WT_WND |  |  | BritishColumbia | 142.2 | 142.2 | 0% | 0 | 0
Queen Creek Solar Farm | PV_SUN | 57883 | GEN1 | SaltRiverProject | 18.6 | 18.6 | 0% | 0 | 0
Questa Solar Facility | PV_SUN | 57369 | QST | PublicServiceNM | 1 | 1 | 0% | 0 | 0
Quichapa 1 | PV_SUN | 61119 | W5519 | PacificorpEast | 2.7 | 2.7 | 0% | 0 | 0
Quichapa 2 | PV_SUN | 61120 | W5520 | PacificorpEast | 2.7 | 2.7 | 0% | 0 | 0
Quichapa 3 | PV_SUN | 61121 | W5521 | PacificorpEast | 2.7 | 2.7 | 0% | 0 | 0
Quincy Chute | HY_WAT | 917 | 1 | GrantCountyPUD | 9.4 | 9.4 | 4.488% | 1 | 336
Quincy II Solar Garden | PV_SUN | 61752 | PV1 | PublicServiceCO | 1.5 | 1.5 | 0% | 0 | 0
Quincy Solar (SO393) | PV_SUN | 62664 | SO393 | PublicServiceCO | 1.5 | 1.5 | 0% | 0 | 0
Quinto Solar PV Project | PV_SUN | 59339 | SSC13 | PGAE | 76.8 | 76.8 | 0% | 0 | 0
R C Kirkwood (1) | HY_WAT | 382 | 1 | PGAE | 39.5 | 39.5 | 4.488% | 1 | 336
R C Kirkwood (2) | HY_WAT | 382 | 2 | PGAE | 39.5 | 39.5 | 4.488% | 1 | 336
R C Kirkwood (3) | HY_WAT | 382 | 3 | PGAE | 36.5 | 36.5 | 4.488% | 1 | 336
R E Badger Filtration Plant | HY_WAT | 50147 | 1 | SDGE | 0.5 | 0.5 | 4.488% | 1 | 336
Radiance Solar 4 | PV_SUN | 58354 | 1 | SCE | 1.5 | 1.5 | 0% | 0 | 0
Radiance Solar 5 | PV_SUN | 58355 | 1 | SCE | 1.5 | 1.5 | 0% | 0 | 0
Rafael Solar | PV_SUN | 63206 | RSPV1 | BPA | 2.2 | 2.2 | 0% | 0 | 0
Raft River Geothermal Power Plant | ST_GST | 56317 | 1 | IdahoPower | 10.2 | 10.2 | 14.83% | 1 | 168
Railroad Solar Center, LLC | PV_SUN | 60333 | RSC1 | IdahoPower | 4.5 | 4.5 | 0% | 0 | 0
Rainbow (MT) (RAI9) | HY_WAT | 2193 | RAI9 | NWMT | 64 | 64 | 4.488% | 1 | 336
Rainbow Lake 4 APL | SCCT_NG | CA-4 | 4 | Alberta | 45 | 45 | 35.78% | 1 | 168
Rainbow Lake 5 APL | SCCT_NG | CA-4 | 5 | Alberta | 51.02 | 51.02 | 35.78% | 1 | 168
Ralston | HY_WAT | 427 | 1 | PGAE | 86 | 86 | 4.488% | 1 | 336
Ramona 1 | PV_SUN | 58909 | RAM1 | BritishColumbia | 2 | 2 | 0% | 0 | 0
Ramona 2 | PV_SUN | 58911 | RAM2 | SDGE | 5 | 5 | 0% | 0 | 0
Ramona Solar Energy | PV_SUN | 60995 | 1 | SDGE | 3.6 | 3.6 | 0% | 0 | 0
Ramonas L1 | HY_WAT |  |  | BritishColumbia | 7 | 7 | 4.488% | 1 | 336
Ramonas U1 | HY_WAT |  |  | BritishColumbia | 7 | 7 | 4.488% | 1 | 336
Rancho Cucamonga Dist #1 | PV_SUN | 59540 | 2 | SCE | 1.8 | 1.8 | 0% | 0 | 0
Rancho Penasquitos | HY_WAT | 56615 | G100 | SDGE | 4.2 | 4.2 | 4.488% | 1 | 336
Rancho Seco Solar II, LLC | PV_SUN | 63387 | RSS2 | BANC | 160 | 160 | 0% | 0 | 0
Rancho Seco Solar, LLC | PV_SUN | 60226 | GEN01 | SCE | 10.8 | 10.8 | 0% | 0 | 0
Rathdrum (1) | SCCT_NG | 7456 | 1 | Avista | 87.5 | 87.5 | 35.78% | 1 | 168
Rathdrum (2) | SCCT_NG | 7456 | 2 | Avista | 87.5 | 87.5 | 35.78% | 1 | 168
Rathdrum Power LLC (CTG1) | CCCT_NG | 55179 | CTG1 | Avista | 172 | 172 | 3.641% | 1 | 240
Rathdrum Power LLC (STG1) | CCCT_NG | 55179 | STG1 | Avista | 110 | 110 | 3.641% | 1 | 240
Ratkovich Alhambra | OtherTech_NG | 62458 | RAT00 | SCE | 1 | 1 | 14.83% | 1 | 168
Rawhide (1) | ST_Coal | 6761 | 1 | PublicServiceCO | 280 | 280 | 9.169% | 1 | 696
Rawhide (A) | SCCT_NG | 6761 | A | PublicServiceCO | 65 | 65 | 35.78% | 1 | 168
Rawhide (B) | SCCT_NG | 6761 | B | PublicServiceCO | 65 | 65 | 35.78% | 1 | 168
Rawhide (C) | SCCT_NG | 6761 | C | PublicServiceCO | 65 | 65 | 35.78% | 1 | 168
Rawhide (D) | SCCT_NG | 6761 | D | PublicServiceCO | 65 | 65 | 35.78% | 1 | 168
Rawhide (F) | SCCT_NG | 6761 | F | PublicServiceCO | 128 | 128 | 35.78% | 1 | 168
Ray D Nixon (1) | ST_Coal | 8219 | 1 | WAPA_CO | 208 | 208 | 9.169% | 1 | 528
Ray D Nixon (GT1) | SCCT_NG | 8219 | GT1 | WAPA_CO | 32 | 32 | 35.78% | 1 | 168
Ray D Nixon (GT2) | SCCT_NG | 8219 | GT2 | WAPA_CO | 32 | 32 | 35.78% | 1 | 168
Raymond Reservoir | HY_WAT | CA-10108 | 1 | Alberta | 21 | 21 | 4.488% | 1 | 336
RC Energy AA LLC Solar Facility | PV_SUN | 62756 | AA001 | PublicServiceNM | 1 | 1 | 0% | 0 | 0
RCWD PV Project | PV_SUN | 60426 | RCWD | SCE | 2.7 | 2.7 | 0% | 0 | 0
RE Adams East, LLC | PV_SUN | 58984 | 1 | PGAE | 19 | 19 | 0% | 0 | 0
RE Ajo 1 LLC | PV_SUN | 57795 | 1 | TucsonElectric | 4.5 | 4.5 | 0% | 0 | 0
RE Astoria | PV_SUN | 59976 | ASTR1 | SCE | 100 | 100 | 0% | 0 | 0
RE Astoria 2 | PV_SUN | 59977 | ASTR2 | SCE | 75 | 75 | 0% | 0 | 0
RE Bagdad Solar I LLC | PV_SUN | 57790 | 1 | AZPublicService | 15 | 15 | 0% | 0 | 0
RE Barren Ridge 1 | PV_SUN | 60389 | REBR1 | SCE | 60 | 60 | 0% | 0 | 0
RE Bruceville 1 | PV_SUN | 57783 | BRU1 | BANC | 5 | 5 | 0% | 0 | 0
RE Bruceville 2 | PV_SUN | 57784 | BRU2 | BANC | 5 | 5 | 0% | 0 | 0
RE Bruceville 3 | PV_SUN | 57785 | BRU3 | BANC | 5 | 5 | 0% | 0 | 0
RE Camelot LLC | PV_SUN | 58983 | 1 | SCE | 45 | 45 | 0% | 0 | 0
RE Columbia Two, LLC | PV_SUN | 58990 | 1 | SCE | 15 | 15 | 0% | 0 | 0
RE Dillard 1 | PV_SUN | 57777 | DL1 | BANC | 3 | 3 | 0% | 0 | 0
RE Dillard 2 | PV_SUN | 57779 | DIL2 | BANC | 3 | 3 | 0% | 0 | 0
RE Dillard 3 | PV_SUN | 57781 | DIL3 | BANC | 3 | 3 | 0% | 0 | 0
RE Dillard 4 | PV_SUN | 57806 | DIL4 | BANC | 0.4 | 0.4 | 0% | 0 | 0
RE Garland | PV_SUN | 60233 | PV2 | SCE | 185 | 185 | 0% | 0 | 0
RE Garland A | PV_SUN | 60386 | PV1 | SCE | 20 | 20 | 0% | 0 | 0
RE Gaskell West 1 LLC | PV_SUN | 61445 | PV1 | SCE | 20 | 20 | 0% | 0 | 0
RE Kammerer 1 | PV_SUN | 57778 | KAM1 | BANC | 5 | 5 | 0% | 0 | 0
RE Kammerer 2 | PV_SUN | 57780 | KAM2 | BANC | 5 | 5 | 0% | 0 | 0
RE Kammerer 3 | PV_SUN | 57782 | KAM3 | BANC | 5 | 5 | 0% | 0 | 0
RE Kansas Solar, LLC | PV_SUN | 58985 | 1 | PGAE | 20 | 20 | 0% | 0 | 0
RE Kansas South LLC | PV_SUN | 58148 | KS | PGAE | 20 | 20 | 0% | 0 | 0
RE Kent South, LLC | PV_SUN | 58991 | 1 | PGAE | 20 | 20 | 0% | 0 | 0
RE McKenzie 1 | PV_SUN | 57816 | MCK1 | BANC | 5 | 5 | 0% | 0 | 0
RE McKenzie 2 | PV_SUN | 57817 | MCK2 | BANC | 5 | 5 | 0% | 0 | 0
RE McKenzie 3 | PV_SUN | 57818 | MCK3 | BANC | 5 | 5 | 0% | 0 | 0
RE McKenzie 4 | PV_SUN | 57819 | MCK4 | BANC | 5 | 5 | 0% | 0 | 0
RE McKenzie 5 | PV_SUN | 57820 | MCK5 | BANC | 5 | 5 | 0% | 0 | 0
RE McKenzie 6 | PV_SUN | 57821 | MCK6 | BANC | 5 | 5 | 0% | 0 | 0
RE Mustang LLC | PV_SUN | 59150 | PV1 | PGAE | 100 | 100 | 0% | 0 | 0
RE Old River One, LLC | PV_SUN | 58986 | 1 | PGAE | 20 | 20 | 0% | 0 | 0
RE Tranquillity | PV_SUN | 59939 | TQ | PGAE | 200 | 200 | 0% | 0 | 0
RE Victor Phelan Solar One LLC | PV_SUN | 58202 | VPS1 | SCE | 20 | 20 | 0% | 0 | 0
Red Bluff (IC1) | IC_NG | 56184 | IC1 | PGAE | 2.8 | 2.8 | 14.83% | 1 | 192
Red Bluff (IC10) | IC_NG | 56184 | IC10 | PGAE | 2.8 | 2.8 | 14.83% | 1 | 192
Red Bluff (IC11) | IC_NG | 56184 | IC11 | PGAE | 2.8 | 2.8 | 14.83% | 1 | 192
Red Bluff (IC12) | IC_NG | 56184 | IC12 | PGAE | 2.8 | 2.8 | 14.83% | 1 | 192
Red Bluff (IC13) | IC_NG | 56184 | IC13 | PGAE | 2.8 | 2.8 | 14.83% | 1 | 192
Red Bluff (IC14) | IC_NG | 56184 | IC14 | PGAE | 2.8 | 2.8 | 14.83% | 1 | 192
Red Bluff (IC15) | IC_NG | 56184 | IC15 | PGAE | 2.8 | 2.8 | 14.83% | 1 | 192
Red Bluff (IC16) | IC_NG | 56184 | IC16 | PGAE | 2.8 | 2.8 | 14.83% | 1 | 192
Red Bluff (IC2) | IC_NG | 56184 | IC2 | PGAE | 2.8 | 2.8 | 14.83% | 1 | 192
Red Bluff (IC3) | IC_NG | 56184 | IC3 | PGAE | 2.8 | 2.8 | 14.83% | 1 | 192
Red Bluff (IC4) | IC_NG | 56184 | IC4 | PGAE | 2.8 | 2.8 | 14.83% | 1 | 192
Red Bluff (IC5) | IC_NG | 56184 | IC5 | PGAE | 2.8 | 2.8 | 14.83% | 1 | 192
Red Bluff (IC6) | IC_NG | 56184 | IC6 | PGAE | 2.8 | 2.8 | 14.83% | 1 | 192
Red Bluff (IC7) | IC_NG | 56184 | IC7 | PGAE | 2.8 | 2.8 | 14.83% | 1 | 192
Red Bluff (IC8) | IC_NG | 56184 | IC8 | PGAE | 2.8 | 2.8 | 14.83% | 1 | 192
Red Bluff (IC9) | IC_NG | 56184 | IC9 | PGAE | 2.8 | 2.8 | 14.83% | 1 | 192
Red Cloud Wind LLC_WT1 | WT_WND |  |  | PublicServiceNM | 350 | 350 | 0% | 0 | 0
Red Hawk (CT1A) | CCCT_NG | 55455 | CT1A | AZPublicService | 156.7 | 156.7 | 3.641% | 1 | 240
Red Hawk (CT1B) | CCCT_NG | 55455 | CT1B | AZPublicService | 156.7 | 156.7 | 3.641% | 1 | 240
Red Hawk (CT2A) | CCCT_NG | 55455 | CT2A | AZPublicService | 157.87 | 157.87 | 3.641% | 1 | 240
Red Hawk (CT2B) | CCCT_NG | 55455 | CT2B | AZPublicService | 153.11 | 153.11 | 3.641% | 1 | 240
Red Hawk (ST1) | CCCT_NG | 55455 | ST1 | AZPublicService | 164.26 | 164.26 | 3.641% | 1 | 240
Red Hawk (ST2) | CCCT_NG | 55455 | ST2 | AZPublicService | 165.47 | 165.47 | 3.641% | 1 | 240
Red Horse 2 (RH2S) | PV_SUN | 58833 | RH2S | TucsonElectric | 51 | 51 | 0% | 0 | 0
Red Horse 2 (RH2W) | WT_WND | 58833 | RH2W | PublicServiceCO | 30 | 30 | 0% | 0 | 0
Red Horse III | PV_SUN | 60285 | RH3 | PublicServiceCO | 30 | 30 | 0% | 0 | 0
Red Mesa Wind LLC | WT_WND | 57357 | EXIS | PublicServiceNM | 102.4 | 102.4 | 0% | 0 | 0
Red Mountain | HY_WAT | 484 | 1 | SCE | 5.9 | 5.9 | 4.488% | 1 | 336
Red Rock | PV_SUN | 60467 | PV1 | AZPublicService | 40 | 40 | 0% | 0 | 0
Redcrest Solar Farm | PV_SUN | 58831 | PV-1 | SCE | 16 | 16 | 0% | 0 | 0
Redding Power (1) | SCCT_NG | 7307 | 1 | BANC | 15.98 | 15.98 | 35.78% | 1 | 168
Redding Power (2) | SCCT_NG | 7307 | 2 | BANC | 23 | 23 | 35.78% | 1 | 168
Redding Power (3) | SCCT_NG | 7307 | 3 | BANC | 23 | 23 | 35.78% | 1 | 168
Redding Power (4) | CCCT_NG | 7307 | 4 | BANC | 25.76 | 25.76 | 3.641% | 1 | 288
Redding Power (5) | CCCT_NG | 7307 | 5 | BANC | 41.4 | 41.4 | 3.641% | 1 | 288
Redding Power (6) | CCCT_NG | 7307 | 6 | BANC | 42.32 | 42.32 | 3.641% | 1 | 288
Redlands Water & Power | HY_WAT | 50267 | RED1 | WAPA_CO | 1.4 | 1.4 | 4.488% | 1 | 336
Redwater Cogeneration #1 | SCCT_NG |  | 1 | Alberta | 79.59 | 79.59 | 35.78% | 1 | 168
Redwood 4 Solar Farm | PV_SUN | 60490 | RW4SF | PGAE | 20 | 20 | 0% | 0 | 0
Reedley Community College Solar | PV_SUN | 63074 | 234 | PGAE | 2.6 | 2.6 | 0% | 0 | 0
Reeves (1) | ST_NG | 2450 | 1 | PublicServiceNM | 44 | 44 | 3.641% | 1 | 216
Reeves (2) | ST_NG | 2450 | 2 | PublicServiceNM | 44 | 44 | 3.641% | 1 | 216
Reeves (3) | ST_NG | 2450 | 3 | PublicServiceNM | 66 | 66 | 3.641% | 1 | 216
Regional Wastewater Control Facility (0101) | IC_OT | 56134 | 101 | PGAE | 0.2 | 0.2 | 14.83% | 1 | 168
Regional Wastewater Control Facility (0301) | IC_OT | 56134 | 301 | PGAE | 0.2 | 0.2 | 14.83% | 1 | 168
Regional Wastewater Control Facility (0401) | IC_OT | 56134 | 401 | PGAE | 0.2 | 0.2 | 14.83% | 1 | 168
Regional Wastewater Control Facility (0501) | IC_DFO | 56134 | 501 | PGAE | 0.2 | 0.2 | 20.5% | 1 | 168
Regulus Solar Project | PV_SUN | 57650 | FRV4 | PGAE | 60 | 60 | 0% | 0 | 0
Renew Solar ABC Sacramento LLC | PV_SUN | 62545 | SACRA | BANC | 1.7 | 1.7 | 0% | 0 | 0
ReSource Center (SBAD1) | IC_OT | 63094 | SBAD1 | PGAE | 1.1 | 1.1 | 14.83% | 1 | 168
ReSource Center (SBAD2) | IC_OT | 63094 | SBAD2 | PGAE | 1.1 | 1.1 | 14.83% | 1 | 168
Revelstoke 1-4 | HY_WAT | CA-35 | 1,2,3,4 | BritishColumbia | 1980 | 1980 | 4.488% | 1 | 336
Revelstoke 5 | HY_WAT | CA-35 | 5 | BritishColumbia | 500 | 500 | 4.488% | 1 | 336
Richard Burdette Geothermal (1) | ST_GST | 56321 | 1 | Nevada | 15 | 15 | 14.83% | 1 | 168
Richard Burdette Geothermal (OEC2) | ST_GST | 56321 | OEC2 | Nevada | 15 | 15 | 14.83% | 1 | 168
Richard J Donovan Correctional Facility | SCCT_NG | 54936 | 3 | SDGE | 2.33 | 2.21 | 35.78% | 1 | 168
Richmond Cogen (GEN1) | CCCT_NG | 52109 | GEN1 | PGAE | 5.04 | 5.04 | 3.641% | 1 | 288
Richmond Cogen (GEN2) | CCCT_NG | 52109 | GEN2 | PGAE | 5.04 | 5.04 | 3.641% | 1 | 288
Richmond Cogen (GEN5) | CCCT_NG | 52109 | GEN5 | PGAE | 2.91 | 2.91 | 3.641% | 1 | 288
Ridge Crest Wind Partners | WT_WND | 55741 | A1 | PublicServiceCO | 29.7 | 29.7 | 0% | 0 | 0
Ridgetop | WT_WND | 54931 | WGN1 | SCE | 46.9 | 46.9 | 0% | 0 | 0
Ridgetop Energy LLC | WT_WND | 10597 | WGN1 | SCE | 29 | 29 | 0% | 0 | 0
Rifle Generating Station (GT2) | CCCT_NG | 10755 | GT2 | WAPA_CO | 15 | 15 | 3.641% | 1 | 288
Rifle Generating Station (GT3) | CCCT_NG | 10755 | GT3 | WAPA_CO | 15 | 15 | 3.641% | 1 | 288
Rifle Generating Station (GT4) | CCCT_NG | 10755 | GT4 | WAPA_CO | 15 | 15 | 3.641% | 1 | 288
Rifle Generating Station (ST1) | CCCT_NG | 10755 | ST1 | WAPA_CO | 34.8 | 34.8 | 3.641% | 1 | 288
Rio Bravo | SCCT_NG | 55039 | GT1 | PublicServiceNM | 140.75 | 140.75 | 35.78% | 1 | 168
Rio Bravo Fresno | ST_OT | 10767 | GEN1 | PGAE | 24.3 | 24.3 | 14.83% | 1 | 192
Rio Bravo Hydro Project (UNT1) | HY_WAT | 50037 | UNT1 | PGAE | 6.4 | 6.4 | 4.488% | 1 | 336
Rio Bravo Hydro Project (UNT2) | HY_WAT | 50037 | UNT2 | PGAE | 6.4 | 6.4 | 4.488% | 1 | 336
Rio Bravo Rocklin | ST_OT | 10772 | GEN1 | PGAE | 21.4 | 21.4 | 14.83% | 1 | 192
Rio Bravo Solar 1 LLC | PV_SUN | 59249 | PV1 | PGAE | 14.1 | 14.1 | 0% | 0 | 0
Rio Bravo Solar II LLC | PV_SUN | 59250 | PV1 | PGAE | 14.1 | 14.1 | 0% | 0 | 0
Rio Communities Solar Energy Center | PV_SUN | 60198 | RCSEC | PublicServiceNM | 9.9 | 9.9 | 0% | 0 | 0
Rio De Oro Solar Energy Center | PV_SUN | 62597 | RDO | PublicServiceNM | 8.2 | 8.2 | 0% | 0 | 0
Rio Grande (8) | ST_NG | 2444 | 8 | ElPasoElectric | 142.99 | 142.99 | 3.641% | 1 | 216
Rio Grande (9) | SCCT_NG | 2444 | 9 | ElPasoElectric | 89.65 | 89.65 | 35.78% | 1 | 168
Rio Grande Solar | PV_SUN | 58500 | RIO | SCE | 5 | 5 | 0% | 0 | 0
Rio Hondo | HY_WAT | 482 | 1 | SCE | 1.9 | 1.9 | 4.488% | 1 | 336
Rio Rancho High School | PV_SUN | 58589 | RRHS | PublicServiceNM | 1 | 1 | 0% | 0 | 0
Rio Rancho Solar Energy Center | PV_SUN | 63184 | RIRA | PublicServiceNM | 10 | 10 | 0% | 0 | 0
Rio Rico Solar | PV_SUN | 59044 | RRSF | TucsonElectric | 5.1 | 5.1 | 0% | 0 | 0
Ripon Generation Station (1) | SCCT_NG | 56135 | 1 | BANC | 50 | 50 | 35.78% | 1 | 168
Ripon Generation Station (2) | SCCT_NG | 56135 | 2 | BANC | 50 | 50 | 35.78% | 1 | 168
Rising Tree Wind Farm | WT_WND | 57621 | GEN1 | SCE | 79.2 | 79.2 | 0% | 0 | 0
Rising Tree Wind Farm II | WT_WND | 59235 | GEN1 | SCE | 19.8 | 19.8 | 0% | 0 | 0
Rising Tree Wind Farm III | WT_WND | 59236 | GEN1 | SCE | 99 | 99 | 0% | 0 | 0
River Bend Solar, LLC (RBSMT) | PV_SUN | 61289 | RBSMT | NWMT | 2 | 2 | 0% | 0 | 0
River Mill (1) | HY_WAT | 3049 | 1 | PortlandGeneral | 4.3 | 4.3 | 4.488% | 1 | 336
River Mill (2) | HY_WAT | 3049 | 2 | PortlandGeneral | 4.3 | 4.3 | 4.488% | 1 | 336
River Mill (3) | HY_WAT | 3049 | 3 | PortlandGeneral | 4.3 | 4.3 | 4.488% | 1 | 336
River Mill (4) | HY_WAT | 3049 | 4 | PortlandGeneral | 5.2 | 5.2 | 4.488% | 1 | 336
River Mill (5) | HY_WAT | 3049 | 5 | PortlandGeneral | 6.6 | 6.6 | 4.488% | 1 | 336
River Mountains Solar | PV_SUN | 59747 | 1 | Nevada | 14.4 | 14.4 | 0% | 0 | 0
River Road Gen Plant | CCCT_NG | 7605 | 1 | BPA | 248 | 248 | 3.641% | 1 | 240
Riverbend Landfill (GEN1) | IC_OT | 57019 | GEN1 | PortlandGeneral | 0.8 | 0.8 | 14.83% | 1 | 168
Riverbend Landfill (GEN2) | IC_OT | 57019 | GEN2 | PortlandGeneral | 0.8 | 0.8 | 14.83% | 1 | 168
Riverbend Landfill (GEN3) | IC_OT | 57019 | GEN3 | PortlandGeneral | 0.8 | 0.8 | 14.83% | 1 | 168
Riverbend Landfill (GEN4) | IC_OT | 57019 | GEN4 | PortlandGeneral | 0.8 | 0.8 | 14.83% | 1 | 168
Riverbend Landfill (GEN5) | IC_OT | 57019 | GEN5 | PortlandGeneral | 0.8 | 0.8 | 14.83% | 1 | 168
Riverbend Landfill (GEN6) | IC_OT | 57019 | GEN6 | PortlandGeneral | 0.8 | 0.8 | 14.83% | 1 | 168
Riverside Energy Resource Center (1) | SCCT_NG | 56143 | 1 | SCE | 50 | 50 | 35.78% | 1 | 168
Riverside Energy Resource Center (2) | SCCT_NG | 56143 | 2 | SCE | 50 | 50 | 35.78% | 1 | 168
Riverside Energy Resource Center (3) | SCCT_NG | 56143 | 3 | SCE | 48 | 48 | 35.78% | 1 | 168
Riverside Energy Resource Center (4) | SCCT_NG | 56143 | 4 | SCE | 48 | 48 | 35.78% | 1 | 168
Riverside RWQCP Fuel Cell | OtherTech_OT | 59877 | MB20 | SCE | 1.4 | 1.4 | 14.83% | 0 | 0
Riverview Energy Center | SCCT_NG | 55963 | CTG1 | PGAE | 46.1 | 46.1 | 35.78% | 1 | 168
Riverview Solar | PV_SUN | 63092 | RIVER | WAPA_CO | 1.5 | 1.5 | 0% | 0 | 0
Riverview Wind Farm | WT_WND |  |  | Alberta | 105 | 105 | 0% | 0 | 0
Roadrunner Solar | PV_SUN | 57338 | 1 | ElPasoElectric | 20 | 20 | 0% | 0 | 0
Roaring Creek Water Power | HY_WAT | 10881 | GEN1 | PGAE | 2 | 2 | 4.488% | 1 | 336
Robbs Peak | HY_WAT | 433 | 1 | BANC | 25.5 | 25.5 | 4.488% | 1 | 336
Robert O Schulz Solar Farm (1) | PV_SUN | 57579 | 1 | TIDC | 0.9 | 0.9 | 0% | 0 | 0
Robert O Schulz Solar Farm (2) | PV_SUN | 57579 | 2 | TIDC | 0.4 | 0.4 | 0% | 0 | 0
Rock Creek (H1) | HY_WAT | 275 | H1 | PGAE | 63 | 63 | 4.488% | 1 | 336
Rock Creek (H2) | HY_WAT | 275 | H2 | PGAE | 63 | 63 | 4.488% | 1 | 336
Rock Creek Dairy (CHP1) | IC_OT | 58142 | CHP1 | IdahoPower | 1.6 | 1.6 | 14.83% | 1 | 168
Rock Creek Dairy (CHP2) | IC_OT | 58142 | CHP2 | IdahoPower | 1.6 | 1.6 | 14.83% | 1 | 168
Rock Creek I | HY_WAT | 50987 | GEN1 | IdahoPower | 1 | 1 | 4.488% | 1 | 336
Rock Creek II | HY_WAT | 10809 | GEN1 | IdahoPower | 1.8 | 1.8 | 4.488% | 1 | 336
Rock Creek LP (GEN1) | HY_WAT | 50892 | GEN1 | PGAE | 1.5 | 1.5 | 4.488% | 1 | 336
Rock Creek LP (GEN2) | HY_WAT | 50892 | GEN2 | PGAE | 1.5 | 1.5 | 4.488% | 1 | 336
Rock Island (A) | HY_WAT | 6200 | A | ChelanCountyPUD | 1.2 | 1.2 | 4.488% | 1 | 336
Rock Island (B-1) | HY_WAT | 6200 | B-1 | ChelanCountyPUD | 15 | 15 | 4.488% | 1 | 336
Rock Island (B-10) | HY_WAT | 6200 | B-10 | ChelanCountyPUD | 19 | 19 | 4.488% | 1 | 336
Rock Island (B-2) | HY_WAT | 6200 | B-2 | ChelanCountyPUD | 15 | 15 | 4.488% | 1 | 336
Rock Island (B-3) | HY_WAT | 6200 | B-3 | ChelanCountyPUD | 15 | 15 | 4.488% | 1 | 336
Rock Island (B-4) | HY_WAT | 6200 | B-4 | ChelanCountyPUD | 15 | 15 | 4.488% | 1 | 336
Rock Island (B-5) | HY_WAT | 6200 | B-5 | ChelanCountyPUD | 17 | 17 | 4.488% | 1 | 336
Rock Island (B-6) | HY_WAT | 6200 | B-6 | ChelanCountyPUD | 17 | 17 | 4.488% | 1 | 336
Rock Island (B-7) | HY_WAT | 6200 | B-7 | ChelanCountyPUD | 17 | 17 | 4.488% | 1 | 336
Rock Island (B-8) | HY_WAT | 6200 | B-8 | ChelanCountyPUD | 17 | 17 | 4.488% | 1 | 336
Rock Island (B-9) | HY_WAT | 6200 | B-9 | ChelanCountyPUD | 19 | 19 | 4.488% | 1 | 336
Rock Island (U-1) | HY_WAT | 6200 | U-1 | ChelanCountyPUD | 42 | 42 | 4.488% | 1 | 336
Rock Island (U-2) | HY_WAT | 6200 | U-2 | ChelanCountyPUD | 42 | 42 | 4.488% | 1 | 336
Rock Island (U-3) | HY_WAT | 6200 | U-3 | ChelanCountyPUD | 42 | 42 | 4.488% | 1 | 336
Rock Island (U-4) | HY_WAT | 6200 | U-4 | ChelanCountyPUD | 42 | 42 | 4.488% | 1 | 336
Rock Island (U-5) | HY_WAT | 6200 | U-5 | ChelanCountyPUD | 42 | 42 | 4.488% | 1 | 336
Rock Island (U-6) | HY_WAT | 6200 | U-6 | ChelanCountyPUD | 42 | 42 | 4.488% | 1 | 336
Rock Island (U-7) | HY_WAT | 6200 | U-7 | ChelanCountyPUD | 42 | 42 | 4.488% | 1 | 336
Rock Island (U-8) | HY_WAT | 6200 | U-8 | ChelanCountyPUD | 42 | 42 | 4.488% | 1 | 336
Rock River I LLC | WT_WND | 55740 | GEN1 | PacificorpEast | 50 | 50 | 0% | 0 | 0
Rockland Wind Farm | WT_WND | 57766 | RLWF | IdahoPower | 79.2 | 79.2 | 0% | 0 | 0
Rockwood (1) | SCCT_NG | 7824 | 1 | IID | 24.1 | 24.1 | 35.78% | 1 | 168
Rockwood (2) | SCCT_DFO | 7824 | 2 | IID | 23 | 23 | 20.5% | 1 | 168
Rocky Brook Hydroelectric | HY_WAT | 50228 | GEN1 | BPA | 1.2 | 1.2 | 4.488% | 1 | 336
Rocky Ford (IC1A) | IC_DFO | 6516 | IC1A | PublicServiceCO | 2 | 2 | 20.5% | 1 | 168
Rocky Ford (IC2) | IC_DFO | 6516 | IC2 | PublicServiceCO | 2 | 2 | 20.5% | 1 | 168
Rocky Ford (IC3) | IC_DFO | 6516 | IC3 | PublicServiceCO | 2 | 2 | 20.5% | 1 | 168
Rocky Ford (IC4) | IC_DFO | 6516 | IC4 | PublicServiceCO | 2 | 2 | 20.5% | 1 | 168
Rocky Ford (IC5) | IC_DFO | 6516 | IC5 | PublicServiceCO | 2 | 2 | 20.5% | 1 | 168
Rocky Mountain Energy Center (CTG1) | CCCT_NG | 55835 | CTG1 | PublicServiceCO | 147.58 | 147.58 | 3.641% | 1 | 240
Rocky Mountain Energy Center (CTG2) | CCCT_NG | 55835 | CTG2 | PublicServiceCO | 147.58 | 147.58 | 3.641% | 1 | 240
Rocky Mountain Energy Center (STG1) | CCCT_NG | 55835 | STG1 | PublicServiceCO | 282.94 | 282.94 | 3.641% | 1 | 240
Rocky Reach (C-1) | HY_WAT | 3883 | C-1 | ChelanCountyPUD | 104.9 | 104.9 | 4.488% | 1 | 336
Rocky Reach (C-10) | HY_WAT | 3883 | C-10 | ChelanCountyPUD | 129.9 | 129.9 | 4.488% | 1 | 336
Rocky Reach (C-11) | HY_WAT | 3883 | C-11 | ChelanCountyPUD | 129.9 | 129.9 | 4.488% | 1 | 336
Rocky Reach (C-2) | HY_WAT | 3883 | C-2 | ChelanCountyPUD | 104.9 | 104.9 | 4.488% | 1 | 336
Rocky Reach (C-3) | HY_WAT | 3883 | C-3 | ChelanCountyPUD | 104.9 | 104.9 | 4.488% | 1 | 336
Rocky Reach (C-4) | HY_WAT | 3883 | C-4 | ChelanCountyPUD | 104.9 | 104.9 | 4.488% | 1 | 336
Rocky Reach (C-5) | HY_WAT | 3883 | C-5 | ChelanCountyPUD | 104.9 | 104.9 | 4.488% | 1 | 336
Rocky Reach (C-6) | HY_WAT | 3883 | C-6 | ChelanCountyPUD | 104.9 | 104.9 | 4.488% | 1 | 336
Rocky Reach (C-7) | HY_WAT | 3883 | C-7 | ChelanCountyPUD | 104.9 | 104.9 | 4.488% | 1 | 336
Rocky Reach (C-8) | HY_WAT | 3883 | C-8 | ChelanCountyPUD | 129.9 | 129.9 | 4.488% | 1 | 336
Rocky Reach (C-9) | HY_WAT | 3883 | C-9 | ChelanCountyPUD | 129.9 | 129.9 | 4.488% | 1 | 336
Rodeo Solar C2 | PV_SUN | 58751 | RSC2 | SCE | 1.5 | 1.5 | 0% | 0 | 0
Rodeo Solar D2 | PV_SUN | 58752 | RSD2 | SCE | 1.5 | 1.5 | 0% | 0 | 0
Roger Road WWTP | PV_SUN | 57524 | 1 | TucsonElectric | 0.9 | 0.9 | 0% | 0 | 0
Roll Delano | OtherTech_NG | 58297 | ROL4 | PGAE | 0.3 | 0.3 | 14.83% | 1 | 168
Roll Delano 2 | OtherTech_NG | 58296 | ROL6 | PGAE | 0.4 | 0.4 | 14.83% | 1 | 168
Roll Lost Hills | OtherTech_NG | 58298 | ROL3 | PGAE | 0.7 | 0.7 | 14.83% | 1 | 168
Rolling Hills | WT_WND | 56842 | 1 | PacificorpEast | 138 | 138 | 0% | 0 | 0
Rollins | HY_WAT | 34 | 1P | PGAE | 12.1 | 12.1 | 4.488% | 1 | 336
Roosevelt | HY_WAT | 149 | ROOS | SaltRiverProject | 36 | 36 | 4.488% | 1 | 336
Roosevelt Biogas 1 (1) | IC_OT | 7832 | 1 | BPA | 2.1 | 2.1 | 14.83% | 1 | 168
Roosevelt Biogas 1 (2) | IC_OT | 7832 | 2 | BPA | 2.1 | 2.1 | 14.83% | 1 | 168
Roosevelt Biogas 1 (3) | IC_OT | 7832 | 3 | BPA | 2.1 | 2.1 | 14.83% | 1 | 168
Roosevelt Biogas 1 (4) | IC_OT | 7832 | 4 | BPA | 2.1 | 2.1 | 14.83% | 1 | 168
Roosevelt Biogas 1 (5) | IC_OT | 7832 | 5 | BPA | 2.1 | 2.1 | 14.83% | 1 | 168
Roosevelt Biogas 1 (7) | CCCT_OT | 7832 | 7 | BPA | 10 | 10 | 3.641% | 0 | 0
Roosevelt Biogas 1 (8) | CCCT_OT | 7832 | 8 | BPA | 10 | 10 | 3.641% | 0 | 0
Roosevelt Biogas 1 (9) | CCCT_OT | 7832 | 9 | BPA | 6 | 6 | 3.641% | 0 | 0
Roosevelt County | WT_WND | 58771 | GEN1 | PublicServiceNM | 250 | 250 | 0% | 0 | 0
Rosamond One | PV_SUN | 58498 | RONE | SCE | 20 | 20 | 0% | 0 | 0
Rosamond Two | PV_SUN | 58499 | RTWO | SCE | 20 | 20 | 0% | 0 | 0
Roseburg Forest Products Biomass | ST_OT | 56469 | 1 | PACWSouth | 6.1 | 6.1 | 14.83% | 1 | 192
Roseburg LFG | IC_OT | 57911 | 1 | PACWSouth | 1.6 | 1.6 | 14.83% | 1 | 168
Roseville (1) | SCCT_NG | 7452 | 1 | BANC | 21.3 | 21.3 | 35.78% | 1 | 168
Roseville (2) | SCCT_NG | 7452 | 2 | BANC | 21.3 | 21.3 | 35.78% | 1 | 168
Roseville Energy Park (0001) | CCCT_NG | 56298 | 1 | BANC | 39.06 | 39.06 | 3.641% | 1 | 288
Roseville Energy Park (0002) | CCCT_NG | 56298 | 2 | BANC | 39.06 | 39.06 | 3.641% | 1 | 288
Roseville Energy Park (0003) | CCCT_NG | 56298 | 3 | BANC | 72.54 | 72.54 | 3.641% | 1 | 288
Roseville Solar | PV_SUN | 62114 | ROSE | PGAE | 1 | 1 | 0% | 0 | 0
Ross (41) | HY_WAT | 6202 | 41 | SeattleCL | 112.5 | 112.5 | 4.488% | 1 | 336
Ross (42) | HY_WAT | 6202 | 42 | SeattleCL | 112.5 | 112.5 | 4.488% | 1 | 336
Ross (43) | HY_WAT | 6202 | 43 | SeattleCL | 112.5 | 112.5 | 4.488% | 1 | 336
Ross (44) | HY_WAT | 6202 | 44 | SeattleCL | 112.5 | 112.5 | 4.488% | 1 | 336
Round Butte (1) | HY_WAT | 3050 | 1 | PortlandGeneral | 110 | 110 | 4.488% | 1 | 336
Round Butte (2) | HY_WAT | 3050 | 2 | PortlandGeneral | 121.5 | 121.5 | 4.488% | 1 | 336
Round Butte (3) | HY_WAT | 3050 | 3 | PortlandGeneral | 121.5 | 121.5 | 4.488% | 1 | 336
Roundhouse Wind Energy Project (82059) | WT_WND | 63133 | 82059 | WAPA_WY | 124 | 124 | 0% | 0 | 0
Roundhouse Wind Energy Project (82060) | WT_WND | 63133 | 82060 | WAPA_WY | 79 | 79 | 0% | 0 | 0
Roundhouse Wind Energy Project (82061) | WT_WND | 63133 | 82061 | WAPA_WY | 23 | 23 | 0% | 0 | 0
Roza | HY_WAT | 6407 | 1 | BPA | 12.9 | 12.9 | 4.488% | 1 | 336
RPI Fuel Cell LLC | OtherTech_OT | 57419 | 1 | SCE | 0.9 | 0.9 | 14.83% | 0 | 0
Rudy Solar, LLC | PV_SUN | 59410 | SNL19 | SCE | 1.5 | 1.5 | 0% | 0 | 0
Rugged Solar LLC | PV_SUN | 57960 | 1 | SDGE | 80 | 80 | 0% | 0 | 0
Rupert GT 1-2 | SCCT_NG | CA-48 | 1,2 | BritishColumbia | 46 | 46 | 35.78% | 1 | 168
Rush Creek (1) | HY_WAT | 357 | 1 | SCE | 5.9 | 5.9 | 4.488% | 1 | 336
Rush Creek (2) | HY_WAT | 357 | 2 | SCE | 5.5 | 5.5 | 4.488% | 1 | 336
Rush Creek Wind | WT_WND | 60619 | GEN1 | PublicServiceCO | 600 | 600 | 0% | 0 | 0
Ruskin 1-3 | HY_WAT | CA-36 | 1,2,3 | BritishColumbia | 105 | 105 | 4.488% | 1 | 336
Russell City Energy Center (CTG1) | CCCT_NG | 56467 | CTG1 | PGAE | 190 | 190 | 3.641% | 1 | 240
Russell City Energy Center (CTG2) | CCCT_NG | 56467 | CTG2 | PGAE | 190 | 190 | 3.641% | 1 | 240
Russell City Energy Center (STG1) | CCCT_NG | 56467 | STG1 | PGAE | 235.6 | 235.6 | 3.641% | 1 | 240
Russell D Smith | HY_WAT | 56694 | 1 | BPA | 6.1 | 6.1 | 4.488% | 1 | 336
Rutan (1) | PV_SUN | 58449 | 1 | SCE | 1.5 | 1.5 | 0% | 0 | 0
Rutan (2) | PV_SUN | 58449 | 2 | SCE | 1.5 | 1.5 | 0% | 0 | 0
Rutan (3) | PV_SUN | 58449 | 3 | SCE | 1 | 1 | 0% | 0 | 0
Rutherford Creek 1 | HY_WAT |  |  | BritishColumbia | 25 | 25 | 4.488% | 1 | 336
Rutherford Creek 2 | HY_WAT |  |  | BritishColumbia | 25 | 25 | 4.488% | 1 | 336
Ruxton Park | HY_WAT | 495 | 1 | WAPA_CO | 1 | 1 | 4.488% | 1 | 336
RV CSU Power II LLC | PV_SUN | 57507 | CSUII | WAPA_CO | 3 | 3 | 0% | 0 | 0
RV CSU Power LLC | PV_SUN | 57141 | CSU1 | WAPA_CO | 1.9 | 1.9 | 0% | 0 | 0
Ryan (RYA1) | HY_WAT | 2194 | RYA1 | NWMT | 10 | 10 | 4.488% | 1 | 336
Ryan (RYA2) | HY_WAT | 2194 | RYA2 | NWMT | 12 | 12 | 4.488% | 1 | 336
Ryan (RYA3) | HY_WAT | 2194 | RYA3 | NWMT | 12 | 12 | 4.488% | 1 | 336
Ryan (RYA4) | HY_WAT | 2194 | RYA4 | NWMT | 12 | 12 | 4.488% | 1 | 336
Ryan (RYA5) | HY_WAT | 2194 | RYA5 | NWMT | 11.5 | 11.5 | 4.488% | 1 | 336
Ryan (RYA6) | HY_WAT | 2194 | RYA6 | NWMT | 11.5 | 11.5 | 4.488% | 1 | 336
Ryegrass Windfarm | WT_WND | 57427 | 1 | IdahoPower | 23 | 23 | 0% | 0 | 0
S E Hazelton A (GEN1) | HY_WAT | 50896 | GEN1 | IdahoPower | 2.8 | 2.8 | 4.488% | 1 | 336
S E Hazelton A (GEN2) | HY_WAT | 50896 | GEN2 | IdahoPower | 2.8 | 2.8 | 4.488% | 1 | 336
S E Hazelton A (GEN3) | HY_WAT | 50896 | GEN3 | IdahoPower | 2.8 | 2.8 | 4.488% | 1 | 336
S Slocan 1-3 | HY_WAT | CA-55 | 1,2,3 | BritishColumbia | 57 | 57 | 4.488% | 1 | 336
Sacramento (SMUD) | PV_SUN | 59323 | SMUPV | BANC | 1.5 | 1.5 | 0% | 0 | 0
Sacramento Fairbain Water Treatment Plant | PV_SUN | 58636 | 1 | BANC | 1 | 1 | 0% | 0 | 0
Sacramento Regional County Sanitation PV | PV_SUN | 61209 | PV1 | BANC | 3.5 | 3.5 | 0% | 0 | 0
Sacramento Soleil LLC | PV_SUN | 56875 | TBD | BANC | 1 | 1 | 0% | 0 | 0
Saddle Hills (SDH1) | ST_NG |  | 1 | Alberta | 11 | 11 | 3.641% | 1 | 369.3423
Saddle Mountain Solar I | PV_SUN | 58213 | AZ2 | AZPublicService | 15 | 15 | 0% | 0 | 0
Sage Solar I-III | PV_SUN | 62399 | 77778 | PacificorpEast | 57.6 | 57.6 | 0% | 0 | 0
Sagebrush Power Partners | WT_WND | 56858 | GEN1 | BPA | 100.7 | 100.7 | 0% | 0 | 0
Saguaro (GE1) | SCCT_NG | 118 | GE1 | AZPublicService | 76.79 | 76.79 | 35.78% | 1 | 168
Saguaro (GT1) | SCCT_NG | 118 | GT1 | AZPublicService | 53.75 | 53.75 | 35.78% | 1 | 168
Saguaro (GT2) | SCCT_NG | 118 | GT2 | AZPublicService | 53.75 | 53.75 | 35.78% | 1 | 168
Saguaro Power (CTG1) | CCCT_NG | 54271 | CTG1 | Nevada | 36.48 | 36.48 | 3.641% | 1 | 288
Saguaro Power (CTG2) | CCCT_NG | 54271 | CTG2 | Nevada | 36.48 | 36.48 | 3.641% | 1 | 288
Saguaro Power (STG) | CCCT_NG | 54271 | STG | Nevada | 27.84 | 27.84 | 3.641% | 1 | 288
Saint Agnes Medical Center (9911) | SCCT_NG | 54800 | 9911 | PGAE | 0.4 | 0.4 | 35.78% | 1 | 168
Saint Agnes Medical Center (9929) | SCCT_NG | 54800 | 9929 | PGAE | 0.4 | 0.4 | 35.78% | 1 | 168
Saint Johns Health Center | SCCT_NG | 50610 | 1 | SCE | 1 | 1 | 35.78% | 1 | 168
Salida (2) | HY_WAT | 474 | 2 | PublicServiceCO | 0.6 | 0 | 4.488% | 1 | 336
Salinas River Cogeneration | SCCT_NG | 50865 | K100 | PGAE | 32.9 | 32.9 | 35.78% | 1 | 168
Salmon Diesel (1) | IC_DFO | 817 | 1 | IdahoPower | 2.7 | 2.7 | 20.5% | 1 | 168
Salmon Diesel (2) | IC_DFO | 817 | 2 | IdahoPower | 2.7 | 2.7 | 20.5% | 1 | 168
Salmon Falls Wind Park | WT_WND | 56441 | SFWP | IdahoPower | 21 | 21 | 0% | 0 | 0
Salt Lake Energy Systems (Unit1) | IC_OT | 56554 | Unit1 | PacificorpEast | 0.8 | 0.8 | 14.83% | 1 | 168
Salt Lake Energy Systems (Unit2) | IC_OT | 56554 | Unit2 | PacificorpEast | 0.8 | 0.8 | 14.83% | 1 | 168
Salt Lake Energy Systems (Unit3) | IC_OT | 56554 | Unit3 | PacificorpEast | 1.5 | 1.5 | 14.83% | 1 | 168
Salt Palace Solar Gen Plant (1) | PV_SUN | 58006 | 1 | PacificorpEast | 0.8 | 0.8 | 0% | 0 | 0
Salt Palace Solar Gen Plant (2) | PV_SUN | 58006 | 2 | PacificorpEast | 0.5 | 0.5 | 0% | 0 | 0
Salt Springs (1) | HY_WAT | 279 | 1 | PGAE | 11 | 11 | 4.488% | 1 | 336
Salt Springs (2) | HY_WAT | 279 | 2 | PGAE | 33 | 33 | 4.488% | 1 | 336
Salton Sea Power Gen Co - Unit 2 (GEN1) | ST_GST | 10879 | GEN1 | IID | 10 | 10 | 14.83% | 1 | 168
Salton Sea Power Gen Co - Unit 2 (GEN2) | ST_GST | 10879 | GEN2 | IID | 4 | 4 | 14.83% | 1 | 168
Salton Sea Power Gen Co - Unit 2 (GEN3) | ST_GST | 10879 | GEN3 | IID | 2.1 | 2.1 | 14.83% | 1 | 168
Salton Sea Power Gen Co - Unit 3 | ST_GST | 10759 | GEN1 | IID | 47.5 | 47.5 | 14.83% | 1 | 168
Salton Sea Power Gen Co - Unit 4 | ST_GST | 54996 | 4100 | IID | 44 | 44 | 14.83% | 1 | 168
Salton Sea Power Gen Co Unit 1 | ST_GST | 10878 | EE11 | IID | 10 | 10 | 14.83% | 1 | 168
Salton Sea Power LLC - Unit 5 | ST_GST | 55983 | TG51 | IID | 46 | 46 | 14.83% | 1 | 168
San Antonio Regional Hospital (2074) | IC_NG | 50234 | 2074 | SCE | 0.2 | 0.2 | 14.83% | 1 | 192
San Antonio Regional Hospital (2075) | IC_NG | 50234 | 2075 | SCE | 0.2 | 0.2 | 14.83% | 1 | 192
San Antonio Regional Hospital (2076) | IC_NG | 50234 | 2076 | SCE | 0.2 | 0.2 | 14.83% | 1 | 192
San Antonio West Solar Rooftop | PV_SUN | 57904 | CHNO | SCE | 1.5 | 1.5 | 0% | 0 | 0
San Dimas | HY_WAT | 6646 | 1 | SCE | 9.9 | 9.9 | 4.488% | 1 | 336
San Dimas Wash Generating Station | HY_WAT | 50233 | 4011 | SCE | 1 | 1 | 4.488% | 1 | 336
San Emidio | ST_GST | 57456 | SE-U1 | Nevada | 9 | 9 | 14.83% | 1 | 168
San Fernando (1) | HY_WAT | 403 | 1 | LDWP | 3.2 | 3.2 | 4.488% | 1 | 336
San Fernando (2) | HY_WAT | 403 | 2 | LDWP | 2.9 | 2.9 | 4.488% | 1 | 336
San Francisquito 1 (1A) | HY_WAT | 6479 | 1A | LDWP | 21.2 | 21.2 | 4.488% | 1 | 336
San Francisquito 1 (3) | HY_WAT | 6479 | 3 | LDWP | 9.8 | 9.8 | 4.488% | 1 | 336
San Francisquito 1 (4) | HY_WAT | 6479 | 4 | LDWP | 11.4 | 11.4 | 4.488% | 1 | 336
San Francisquito 1 (6) | HY_WAT | 6479 | 6 | LDWP | 20.9 | 20.9 | 4.488% | 1 | 336
San Francisquito 2 (1) | HY_WAT | 6480 | 1 | LDWP | 14.5 | 14.5 | 4.488% | 1 | 336
San Francisquito 2 (2) | HY_WAT | 6480 | 2 | LDWP | 10.4 | 10.4 | 4.488% | 1 | 336
San Francisquito 2 (3) | HY_WAT | 6480 | 3 | LDWP | 14.4 | 14.4 | 4.488% | 1 | 336
San Gabriel Hydro Project (U1) | HY_WAT | 54017 | U1 | LDWP | 3.6 | 3.6 | 4.488% | 1 | 336
San Gabriel Hydro Project (U2) | HY_WAT | 54017 | U2 | LDWP | 1 | 1 | 4.488% | 1 | 336
San Gorgonio Farms Wind Farm | WT_WND | 50281 | WGEN | SCE | 31 | 31 | 0% | 0 | 0
San Gorgonio Westwinds II LLC | WT_WND | 50690 | GEN1 | SCE | 43.4 | 43.4 | 0% | 0 | 0
San Gorgonio Windplant WPP1993 | WT_WND | 54454 | GEN11 | SCE | 49.5 | 49.5 | 0% | 0 | 0
San Isabel Solar, LLC | PV_SUN | 60304 | SISPV | PublicServiceCO | 30 | 30 | 0% | 0 | 0
San Joaquin 2 | HY_WAT | 276 | 1 | PGAE | 3.2 | 3.2 | 4.488% | 1 | 336
San Joaquin 3 | HY_WAT | 277 | 3 | PGAE | 4.2 | 4.2 | 4.488% | 1 | 336
San Joaquin Solar (SJ1A) | PV_SUN | 60678 | SJ1A | PGAE | 18.5 | 18.5 | 0% | 0 | 0
San Joaquin Solar (SJ1B) | PV_SUN | 60678 | SJ1B | PGAE | 1.5 | 1.5 | 0% | 0 | 0
San Jose Cogeneration | SCCT_NG | 10548 | GEN1 | PGAE | 0.3 | 0.3 | 35.78% | 1 | 168
San Juan (1) | ST_Coal | 2451 | 1 | PublicServiceNM | 340 | 340 | 9.169% | 1 | 696
San Juan (4) | ST_Coal | 2451 | 4 | PublicServiceNM | 507 | 507 | 9.169% | 1 | 696
San Luis Solar Garden | PV_SUN | 61472 | ANTO2 | WAPA_CO | 1.2 | 1.2 | 0% | 0 | 0
San Luis Valley Solar Array | PV_SUN | 61605 | 1 | WAPA_CO | 2.7 | 2.7 | 0% | 0 | 0
San Luis Valley Solar Ranch | PV_SUN | 57317 | 1 | PublicServiceCO | 35 | 35 | 0% | 0 | 0
San Matias | WT_WND |  |  | N_BajaCA | 29.7 | 29.7 | 0% | 0 | 0
San Miguel I Solar Energy Center | PV_SUN | 63081 | SMI | PublicServiceNM | 8.2 | 8.2 | 0% | 0 | 0
San Miguel II Solar Energy Center | PV_SUN | 63082 | SMII | PublicServiceNM | 8.2 | 8.2 | 0% | 0 | 0
San Pablo Raceway | PV_SUN | 62004 | SPRWY | SCE | 100 | 100 | 0% | 0 | 0
Sand Bar Power Plant | HY_WAT | 50400 | GEN1 | PGAE | 14 | 14 | 4.488% | 1 | 336
Sand Drag LLC | PV_SUN | 57361 | 1 | PGAE | 19 | 19 | 0% | 0 | 0
Sand Ranch Windfarm LLC | WT_WND | 56973 | 1 | WAPA_CO | 9.9 | 9.9 | 0% | 0 | 0
Sandoval Solar Energy Center | PV_SUN | 59558 | SSEC1 | PublicServiceNM | 1.3 | 1.3 | 0% | 0 | 0
Sandstone Solar | PV_SUN | 59634 | SNDST | SaltRiverProject | 42 | 42 | 0% | 0 | 0
Santa Ana 1 (1) | HY_WAT | 361 | 1 | SCE | 0.8 | 0.8 | 4.488% | 1 | 336
Santa Ana 1 (2) | HY_WAT | 361 | 2 | SCE | 0.8 | 0.8 | 4.488% | 1 | 336
Santa Ana 1 (3) | HY_WAT | 361 | 3 | SCE | 0.8 | 0.8 | 4.488% | 1 | 336
Santa Ana 1 (4) | HY_WAT | 361 | 4 | SCE | 0.8 | 0.8 | 4.488% | 1 | 336
Santa Ana 3 | HY_WAT | 363 | 1 | SCE | 3.1 | 3.1 | 4.488% | 1 | 336
Santa Clara Cogen (1) | SCCT_NG | 7232 | 1 | PGAE | 3.5 | 3.5 | 35.78% | 1 | 168
Santa Clara Cogen (2) | SCCT_NG | 7232 | 2 | PGAE | 3.5 | 3.5 | 35.78% | 1 | 168
Santa Cruz Energy | IC_OT | 57876 | UNT1 | PGAE | 1.5 | 1.5 | 14.83% | 1 | 168
Santa Fe Solar Energy Center | PV_SUN | 60196 | SFSEC | PublicServiceNM | 9.3 | 9.3 | 0% | 0 | 0
Santa Fe Springs Rooftop Solar BLDG H | PV_SUN | 58913 | 1 | SCE | 1.5 | 1.5 | 0% | 0 | 0
Santa Fe Springs Rooftop Solar BLDG M | PV_SUN | 58912 | 1 | SCE | 1.8 | 1.8 | 0% | 0 | 0
Santa Felicia Dam (UNT1) | HY_WAT | 50076 | UNT1 | SCE | 0.2 | 0.2 | 4.488% | 1 | 336
Santa Felicia Dam (UNT2) | HY_WAT | 50076 | UNT2 | SCE | 1 | 1 | 4.488% | 1 | 336
Santa Maria LFG Power Plant | IC_OT | 57100 | EN01 | PGAE | 1 | 1 | 14.83% | 1 | 168
Santa Rita Jail (SRFC2) | OtherTech_NG | 58625 | SRFC2 | PGAE | 1.4 | 1.4 | 14.83% | 1 | 168
Santa Rita Jail (SRPV2) | PV_SUN | 58625 | SRPV2 | PGAE | 0.1 | 0.1 | 0% | 0 | 0
Santa Rita Jail (SRPV3) | PV_SUN | 58625 | SRPV3 | PGAE | 0.1 | 0.1 | 0% | 0 | 0
Santa Rita Jail Fuel Cell | OtherTech_NG | 60385 | MB-18 | PGAE | 1.4 | 1.4 | 14.83% | 1 | 168
Santa Rosa Junior College Petaluma Solar | PV_SUN | 62039 | SRJCP | PGAE | 0.6 | 0.6 | 0% | 0 | 0
Santan (ST1) | CCCT_NG | 8068 | ST1 | SaltRiverProject | 91.67 | 91.67 | 3.641% | 1 | 288
Santan (ST2) | CCCT_NG | 8068 | ST2 | SaltRiverProject | 91.67 | 91.67 | 3.641% | 1 | 288
Santan (ST3) | CCCT_NG | 8068 | ST3 | SaltRiverProject | 91.67 | 91.67 | 3.641% | 1 | 288
Santan (ST4) | CCCT_NG | 8068 | ST4 | SaltRiverProject | 91.67 | 91.67 | 3.641% | 1 | 288
Santan (ST5A) | CCCT_NG | 8068 | ST5A | SaltRiverProject | 158.1 | 158.1 | 3.641% | 1 | 240
Santan (ST5B) | CCCT_NG | 8068 | ST5B | SaltRiverProject | 158.1 | 158.1 | 3.641% | 1 | 240
Santan (ST5S) | CCCT_NG | 8068 | ST5S | SaltRiverProject | 265.98 | 265.98 | 3.641% | 1 | 240
Santan (ST6A) | CCCT_NG | 8068 | ST6A | SaltRiverProject | 152.72 | 152.72 | 3.641% | 1 | 240
Santan (ST6S) | CCCT_NG | 8068 | ST6S | SaltRiverProject | 124.2 | 124.2 | 3.641% | 1 | 240
Santolina Solar Energy Center | PV_SUN | 60197 | SANTO | PublicServiceNM | 10.5 | 10.5 | 0% | 0 | 0
Sargent Canyon Cogeneration | SCCT_NG | 50864 | K100 | PGAE | 29.92 | 29.92 | 35.78% | 1 | 168
Sawtooth Wind Project | WT_WND | 57749 | ST | IdahoPower | 22.4 | 22.4 | 0% | 0 | 0
SC 1 Data Center, Phase 2 (17A) | IC_DFO | 59074 | 17A | PGAE | 2.3 | 2.3 | 20.5% | 1 | 168
SC 1 Data Center, Phase 2 (17B) | IC_DFO | 59074 | 17B | PGAE | 2.3 | 2.3 | 20.5% | 1 | 168
SC 1 Data Center, Phase 2 (18A) | IC_DFO | 59074 | 18A | PGAE | 2.3 | 2.3 | 20.5% | 1 | 168
SC 1 Data Center, Phase 2 (18B) | IC_DFO | 59074 | 18B | PGAE | 2.3 | 2.3 | 20.5% | 1 | 168
SC 1 Data Center, Phase 2 (19A) | IC_DFO | 59074 | 19A | PGAE | 2.3 | 2.3 | 20.5% | 1 | 168
SC 1 Data Center, Phase 2 (19B) | IC_DFO | 59074 | 19B | PGAE | 2.3 | 2.3 | 20.5% | 1 | 168
SC 1 Data Center, Phase 2 (20A) | IC_DFO | 59074 | 20A | PGAE | 2.3 | 2.3 | 20.5% | 1 | 168
SC 1 Data Center, Phase 2 (20B) | IC_DFO | 59074 | 20B | PGAE | 2.3 | 2.3 | 20.5% | 1 | 168
SC 1 Data Center, Phase 2 (21A) | IC_DFO | 59074 | 21A | PGAE | 2.3 | 2.3 | 20.5% | 1 | 168
SC 1 Data Center, Phase 2 (21B) | IC_DFO | 59074 | 21B | PGAE | 2.3 | 2.3 | 20.5% | 1 | 168
SC 1 Data Center, Phase 2 (22A) | IC_DFO | 59074 | 22A | PGAE | 2.3 | 2.3 | 20.5% | 1 | 168
SC 1 Data Center, Phase 2 (22B) | IC_DFO | 59074 | 22B | PGAE | 2.3 | 2.3 | 20.5% | 1 | 168
SC 1 Data Center, Phase 2 (EG10B) | IC_DFO | 59074 | EG10B | PGAE | 1.9 | 1.9 | 20.5% | 1 | 168
SC 1 Data Center, Phase 2 (EG11A) | IC_DFO | 59074 | EG11A | PGAE | 1.9 | 1.9 | 20.5% | 1 | 168
SC 1 Data Center, Phase 2 (EG11B) | IC_DFO | 59074 | EG11B | PGAE | 1.9 | 1.9 | 20.5% | 1 | 168
SC 1 Data Center, Phase 2 (EG12A) | IC_DFO | 59074 | EG12A | PGAE | 1.9 | 1.9 | 20.5% | 1 | 168
SC 1 Data Center, Phase 2 (EG12B) | IC_DFO | 59074 | EG12B | PGAE | 1.9 | 1.9 | 20.5% | 1 | 168
SC 1 Data Center, Phase 2 (EG13A) | IC_DFO | 59074 | EG13A | PGAE | 1.9 | 1.9 | 20.5% | 1 | 168
SC 1 Data Center, Phase 2 (EG14A) | IC_DFO | 59074 | EG14A | PGAE | 1.9 | 1.9 | 20.5% | 1 | 168
SC 1 Data Center, Phase 2 (EG15A) | IC_DFO | 59074 | EG15A | PGAE | 1.9 | 1.9 | 20.5% | 1 | 168
SC 1 Data Center, Phase 2 (EG15B) | IC_DFO | 59074 | EG15B | PGAE | 1.9 | 1.9 | 20.5% | 1 | 168
SC 1 Data Center, Phase 2 (EG16A) | IC_DFO | 59074 | EG16A | PGAE | 1.9 | 1.9 | 20.5% | 1 | 168
SC 1 Data Center, Phase 2 (EG16B) | IC_DFO | 59074 | EG16B | PGAE | 1.9 | 1.9 | 20.5% | 1 | 168
SC 1 Data Center, Phase 2 (EG1A) | IC_DFO | 59074 | EG1A | PGAE | 1.8 | 1.8 | 20.5% | 1 | 168
SC 1 Data Center, Phase 2 (EG1B) | IC_DFO | 59074 | EG1B | PGAE | 1.8 | 1.8 | 20.5% | 1 | 168
SC 1 Data Center, Phase 2 (EG2A) | IC_DFO | 59074 | EG2A | PGAE | 1.8 | 1.8 | 20.5% | 1 | 168
SC 1 Data Center, Phase 2 (EG2B) | IC_DFO | 59074 | EG2B | PGAE | 1.8 | 1.8 | 20.5% | 1 | 168
SC 1 Data Center, Phase 2 (EG3A) | IC_DFO | 59074 | EG3A | PGAE | 1.8 | 1.8 | 20.5% | 1 | 168
SC 1 Data Center, Phase 2 (EG3B) | IC_DFO | 59074 | EG3B | PGAE | 1.8 | 1.8 | 20.5% | 1 | 168
SC 1 Data Center, Phase 2 (EG4A) | IC_DFO | 59074 | EG4A | PGAE | 1.8 | 1.8 | 20.5% | 1 | 168
SC 1 Data Center, Phase 2 (EG4B) | IC_DFO | 59074 | EG4B | PGAE | 1.8 | 1.8 | 20.5% | 1 | 168
SC 1 Data Center, Phase 2 (EG5A) | IC_DFO | 59074 | EG5A | PGAE | 1.8 | 1.8 | 20.5% | 1 | 168
SC 1 Data Center, Phase 2 (EG5B) | IC_DFO | 59074 | EG5B | PGAE | 1.8 | 1.8 | 20.5% | 1 | 168
SC 1 Data Center, Phase 2 (EG6A) | IC_DFO | 59074 | EG6A | PGAE | 1.8 | 1.8 | 20.5% | 1 | 168
SC 1 Data Center, Phase 2 (EG6B) | IC_DFO | 59074 | EG6B | PGAE | 1.8 | 1.8 | 20.5% | 1 | 168
SC 1 Data Center, Phase 2 (EG7A) | IC_DFO | 59074 | EG7A | PGAE | 1.8 | 1.8 | 20.5% | 1 | 168
SC 1 Data Center, Phase 2 (EG7B) | IC_DFO | 59074 | EG7B | PGAE | 1.8 | 1.8 | 20.5% | 1 | 168
SC 1 Data Center, Phase 2 (EG8A) | IC_DFO | 59074 | EG8A | PGAE | 1.8 | 1.8 | 20.5% | 1 | 168
SC 1 Data Center, Phase 2 (EG8B) | IC_DFO | 59074 | EG8B | PGAE | 1.8 | 1.8 | 20.5% | 1 | 168
SC 1 Data Center, Phase 2 (EG9A) | IC_DFO | 59074 | EG9A | PGAE | 1.9 | 1.9 | 20.5% | 1 | 168
SC 1 Data Center, Phase 2 (EG9B) | IC_DFO | 59074 | EG9B | PGAE | 1.9 | 1.9 | 20.5% | 1 | 168
SCA Cogen 2 (CCST) | CCCT_NG | 7551 | CCST | BANC | 36.85 | 36.85 | 3.641% | 1 | 288
SCA Cogen 2 (CT1A) | CCCT_NG | 7551 | CT1A | BANC | 46.65 | 46.65 | 3.641% | 1 | 288
SCA Cogen 2 (CT1B) | CCCT_NG | 7551 | CT1B | BANC | 46.65 | 46.65 | 3.641% | 1 | 288
SCA Cogen 2 (CT1C) | SCCT_NG | 7551 | CT1C | BANC | 46.35 | 46.35 | 35.78% | 1 | 168
SCADSNV_Solar_1Axis | PV_SUN |  |  | SCE | 62 | 557 | 0% | 0 | 0
SCADSNV_Solar_Fixed | PV_SUN |  |  | SCE | 21 | 186 | 0% | 0 | 0
Scattergood (4) | CCCT_NG | 404 | 4 | LDWP | 204 | 204 | 3.641% | 1 | 257.504
Scattergood (5) | CCCT_NG | 404 | 5 | LDWP | 107 | 107 | 3.641% | 1 | 288
Scattergood (6) | SCCT_NG | 404 | 6 | LDWP | 102 | 102 | 35.78% | 1 | 168
Scattergood (7) | SCCT_NG | 404 | 7 | LDWP | 102 | 102 | 35.78% | 1 | 168
SCCCD - Clovis Community College | PV_SUN | 63021 | 232 | PGAE | 1.3 | 1.3 | 0% | 0 | 0
SCCCD - Fresno Community College | PV_SUN | 63068 | 231 | PGAE | 2.2 | 2.2 | 0% | 0 | 0
SCDA Solar 1 | PV_SUN | 61006 | SCAIR | BANC | 7 | 7 | 0% | 0 | 0
SCE 11.5 GW Solar | PV_SUN |  |  | SCE | 2034.35 | 2034.35 | 0% | 0 | 0
SCE 11.5 GW Wind | WT_WND |  |  | SCE | 9.8 | 9.8 | 0% | 0 | 0
SCE 11.5GW Geothermal | ST_GST |  |  | SCE | 290 | 290 | 14.83% | 1 | 168
SCE_PSH | STO_WAT |  |  | SCE | 1000 | 1000 | 0% | 0 | 0
SCE-Snowline-Duncan Road (North) | PV_SUN | 59359 | 10400 | SCE | 1.5 | 1.5 | 0% | 0 | 0
SCE-Snowline-Duncan Road (South) | PV_SUN | 59360 | 11113 | SCE | 1 | 1 | 0% | 0 | 0
SCE-Snowline-White Rd (Central) | PV_SUN | 59423 | 10402 | SCE | 1.5 | 1.5 | 0% | 0 | 0
SCE-Snowline-White Road (North) | PV_SUN | 59422 | 10401 | SCE | 1.5 | 1.5 | 0% | 0 | 0
SCE-Snowline-White Road (South) | PV_SUN | 59421 | 11111 | SCE | 1.5 | 1.5 | 0% | 0 | 0
Scotford (A) | SCCT_NG |  | 2,3 | Alberta | 146.94 | 146.94 | 35.78% | 1 | 216
Scotford (B) (Air Liquide 1) | SCCT_NG |  | 1 | Alberta | 72.45 | 72.45 | 35.78% | 1 | 168
Scott Flat | HY_WAT | 839 | 7P | PGAE | 0.9 | 0.9 | 4.488% | 1 | 336
SDCCD - Miramar | PV_SUN | 59138 | 57449 | SDGE | 1.1 | 1.1 | 0% | 0 | 0
SDCWA - Twin Oaks | PV_SUN | 59139 | 57449 | SDGE | 1.1 | 1.1 | 0% | 0 | 0
SDGE 11.5GW Geothermal | ST_GST |  |  | SDGE | 100 | 100 | 14.83% | 1 | 168
SDS Lumber Gorge Energy Division (TG2) | ST_OT | 50231 | TG2 | BPA | 3.7 | 3.7 | 14.83% | 1 | 192
SDS Lumber Gorge Energy Division (TG3) | ST_OT | 50231 | TG3 | BPA | 3.4 | 3.4 | 14.83% | 1 | 192
Searchlight Solar | PV_SUN | 59404 | 1 | Nevada | 17.5 | 17.5 | 0% | 0 | 0
SeaWorld Aquatica | PV_SUN | 61843 | 10276 | SDGE | 1 | 1 | 0% | 0 | 0
Sechelt Creek 1 | HY_WAT | CA-65 | 1 | BritishColumbia | 12.5 | 12.5 | 4.488% | 1 | 336
Second Imperial Geothermal (GE10) | ST_GST | 54111 | GE10 | IID | 4.5 | 4.5 | 14.83% | 1 | 168
Second Imperial Geothermal (GE11) | ST_GST | 54111 | GE11 | IID | 4.5 | 4.5 | 14.83% | 1 | 168
Second Imperial Geothermal (GE12) | ST_GST | 54111 | GE12 | IID | 4.5 | 4.5 | 14.83% | 1 | 168
Second Imperial Geothermal (GE13) | ST_GST | 54111 | GE13 | IID | 16 | 16 | 14.83% | 1 | 168
Second Imperial Geothermal (GEN1) | ST_GST | 54111 | GEN1 | IID | 3.5 | 3.5 | 14.83% | 1 | 168
Second Imperial Geothermal (GEN14) | ST_GST | 54111 | GEN14 | IID | 16 | 16 | 14.83% | 1 | 168
Second Imperial Geothermal (GEN2) | ST_GST | 54111 | GEN2 | IID | 3.5 | 3.5 | 14.83% | 1 | 168
Second Imperial Geothermal (GEN3) | ST_GST | 54111 | GEN3 | IID | 3.5 | 3.5 | 14.83% | 1 | 168
Second Imperial Geothermal (GEN4) | ST_GST | 54111 | GEN4 | IID | 3.5 | 3.5 | 14.83% | 1 | 168
Second Imperial Geothermal (GEN5) | ST_GST | 54111 | GEN5 | IID | 3.5 | 3.5 | 14.83% | 1 | 168
Second Imperial Geothermal (GEN6) | ST_GST | 54111 | GEN6 | IID | 3.5 | 3.5 | 14.83% | 1 | 168
Second Imperial Geothermal (GEN7) | ST_GST | 54111 | GEN7 | IID | 4.5 | 4.5 | 14.83% | 1 | 168
Second Imperial Geothermal (GEN8) | ST_GST | 54111 | GEN8 | IID | 4.5 | 4.5 | 14.83% | 1 | 168
Second Imperial Geothermal (GEN9) | ST_GST | 54111 | GEN9 | IID | 4.5 | 4.5 | 14.83% | 1 | 168
SeeGen 1 | IC_OT | CA-78 | 1 | BritishColumbia | 22 | 22 | 14.83% | 1 | 168
SEGS III | ST_SUN | 10439 | GEN1 | SCE | 34 | 34 | 0% | 0 | 0
SEGS IV | ST_SUN | 10440 | GEN1 | SCE | 34 | 34 | 0% | 0 | 0
SEGS IX | ST_SUN | 10446 | GEN1 | SCE | 64 | 64 | 0% | 0 | 0
SEGS V | ST_SUN | 10441 | GEN1 | SCE | 34 | 34 | 0% | 0 | 0
SEGS VI | ST_SUN | 10442 | GEN1 | SCE | 35 | 35 | 0% | 0 | 0
SEGS VII | ST_SUN | 10443 | GEN1 | SCE | 35 | 35 | 0% | 0 | 0
SEGS VIII | ST_SUN | 10444 | GEN1 | SCE | 64 | 64 | 0% | 0 | 0
Selis Ksanka Qlispe (KER1) | HY_WAT | 2188 | KER1 | NWMT | 62 | 62 | 4.488% | 1 | 336
Selis Ksanka Qlispe (KER2) | HY_WAT | 2188 | KER2 | NWMT | 62 | 62 | 4.488% | 1 | 336
Selis Ksanka Qlispe (KER3) | HY_WAT | 2188 | KER3 | NWMT | 82 | 82 | 4.488% | 1 | 336
Seminoe (1) | HY_WAT | 4182 | 1 | WAPA_CO | 17.2 | 17.2 | 4.488% | 1 | 336
Seminoe (2) | HY_WAT | 4182 | 2 | WAPA_CO | 17.2 | 17.2 | 4.488% | 1 | 336
Seminoe (3) | HY_WAT | 4182 | 3 | WAPA_CO | 17.2 | 17.2 | 4.488% | 1 | 336
Seneca Sustainable Energy LLC | ST_OT | 57457 | 1 | BPA | 19.8 | 19.8 | 14.83% | 1 | 192
Sentinel Energy Center, LLC (CTG1) | SCCT_NG | 57482 | CTG1 | SCE | 100 | 100 | 35.78% | 1 | 240
Sentinel Energy Center, LLC (CTG2) | SCCT_NG | 57482 | CTG2 | SCE | 100 | 100 | 35.78% | 1 | 240
Sentinel Energy Center, LLC (CTG3) | SCCT_NG | 57482 | CTG3 | SCE | 100 | 100 | 35.78% | 1 | 240
Sentinel Energy Center, LLC (CTG4) | SCCT_NG | 57482 | CTG4 | SCE | 100 | 100 | 35.78% | 1 | 240
Sentinel Energy Center, LLC (CTG5) | SCCT_NG | 57482 | CTG5 | SCE | 100 | 100 | 35.78% | 1 | 240
Sentinel Energy Center, LLC (CTG6) | SCCT_NG | 57482 | CTG6 | SCE | 100 | 100 | 35.78% | 1 | 240
Sentinel Energy Center, LLC (CTG7) | SCCT_NG | 57482 | CTG7 | SCE | 100 | 100 | 35.78% | 1 | 240
Sentinel Energy Center, LLC (CTG8) | SCCT_NG | 57482 | CTG8 | SCE | 100 | 100 | 35.78% | 1 | 240
Sepulveda Canyon | HY_WAT | 316 | 1 | LDWP | 8.5 | 8.5 | 4.488% | 1 | 336
SEPV 1 | PV_SUN | 58073 | SEPV | SCE | 2 | 2 | 0% | 0 | 0
SEPV 18 | PV_SUN | 59730 | SPV18 | SCE | 2 | 2 | 0% | 0 | 0
SEPV 2 | PV_SUN | 58074 | SEPV | SCE | 2 | 2 | 0% | 0 | 0
SEPV 8 | PV_SUN | 58234 | SPV8 | SCE | 11.8 | 11.8 | 0% | 0 | 0
SEPV Imperial Dixieland East | PV_SUN | 60745 | SESI1 | IID | 1.6 | 1.6 | 0% | 0 | 0
SEPV Imperial Dixieland West | PV_SUN | 60744 | SESI2 | IID | 2.4 | 2.4 | 0% | 0 | 0
SEPV Mojave West | PV_SUN | 59740 | SPVMW | SCE | 20 | 20 | 0% | 0 | 0
SEPV Palmdale East | PV_SUN | 59273 | PALME | LDWP | 9 | 9 | 0% | 0 | 0
SEPV9 Power Plant | PV_SUN | 58227 | SPV9 | SCE | 8.8 | 8.8 | 0% | 0 | 0
Seton 1 | HY_WAT |  | 1 | BritishColumbia | 48 | 48 | 4.488% | 1 | 336
Seven Mile 1-3 | HY_WAT | CA-38 | 1,2,3 | BritishColumbia | 603 | 603 | 4.488% | 1 | 336
Seven Mile 4 | HY_WAT | CA-38 | 4 | BritishColumbia | 201.25 | 201.25 | 4.488% | 1 | 336
Seven Mile Hill (1) | WT_WND | 56843 | 1 | PacificorpEast | 122.1 | 122.1 | 0% | 0 | 0
Seven Mile Hill (2) | WT_WND | 56843 | 2 | PacificorpEast | 24.1 | 24.1 | 0% | 0 | 0
Seville 1 | PV_SUN | 59722 | SEV1 | IID | 20 | 20 | 0% | 0 | 0
Seville 2 | PV_SUN | 59723 | SEV2 | IID | 30 | 30 | 0% | 0 | 0
SF Southeast Cogen Plant | IC_OT | 57971 | COGEN | PGAE | 1.9 | 1.9 | 14.83% | 1 | 168
SF State University (1) | OtherTech_NG | 57043 | 1 | PGAE | 0.2 | 0.2 | 14.83% | 1 | 168
SF State University (2) | OtherTech_NG | 57043 | 2 | PGAE | 1.4 | 1.4 | 14.83% | 1 | 168
SFDK Solar | PV_SUN | 62649 | SFDK | PGAE | 6.3 | 6.3 | 0% | 0 | 0
Shafter Solar LLC | PV_SUN | 59408 | 1 | SCE | 20 | 20 | 0% | 0 | 0
Shasta (1) | HY_WAT | 445 | 1 | PGAE | 142 | 142 | 4.488% | 1 | 336
Shasta (2) | HY_WAT | 445 | 2 | PGAE | 142 | 142 | 4.488% | 1 | 336
Shasta (3) | HY_WAT | 445 | 3 | PGAE | 142 | 142 | 4.488% | 1 | 336
Shasta (4) | HY_WAT | 445 | 4 | PGAE | 142 | 142 | 4.488% | 1 | 336
Shasta (5) | HY_WAT | 445 | 5 | PGAE | 142 | 142 | 4.488% | 1 | 336
Shasta (S1) | HY_WAT | 445 | S1 | PGAE | 2 | 2 | 4.488% | 1 | 336
Shasta (S2) | HY_WAT | 445 | S2 | PGAE | 2 | 2 | 4.488% | 1 | 336
Shasta Solar Farm (GENA) | PV_SUN | 58814 | GENA | PGAE | 1.5 | 1.5 | 0% | 0 | 0
Shasta Solar Farm (GENB) | PV_SUN | 58814 | GENB | PGAE | 1.5 | 1.5 | 0% | 0 | 0
Shavano Falls Hydro | HY_WAT | 61189 | GEN1 | WAPA_CO | 2.8 | 2.8 | 4.488% | 1 | 336
Shavano Falls Hydro Drop 4 | HY_WAT | 61190 | GEN1 | WAPA_CO | 4.5 | 4.5 | 4.488% | 1 | 336
Sheep Creek Hydro (TB1) | HY_WAT | 50091 | TB1 | BPA | 0.8 | 0.8 | 4.488% | 1 | 336
Sheep Creek Hydro (TB2) | HY_WAT | 50091 | TB2 | BPA | 0.2 | 0.2 | 4.488% | 1 | 336
Sheep Solar | PV_SUN | 61830 | PGRC8 | BPA | 2.2 | 2.2 | 0% | 0 | 0
Sheerness 1 | ST_Coal | CA-3 | 1 | Alberta | 400 | 0 | 9.169% | 1 | 432
Sheerness 2 | ST_Coal | CA-3 | 2 | Alberta | 390 | 0 | 9.169% | 1 | 384
Shell New Energies, Junction City | SCCT_OT | 59704 | JCBIO | BPA | 1.6 | 1.6 | 35.78% | 1 | 168
Shelter Creek Condominiums Solar | PV_SUN | 62806 | SCC01 | PGAE | 1.1 | 1.1 | 0% | 0 | 0
Shepard Energy Centre | CCCT_NG |  |  | Alberta | 885.71 | 885.71 | 3.641% | 1 | 336
Sheperd Gas Upgrade | ST_NG |  | 1 | Alberta | 12 | 12 | 3.641% | 1 | 369.3423
Shiloh I Wind Project | WT_WND | 56362 | 1 | PGAE | 150 | 150 | 0% | 0 | 0
Shiloh III Wind Project LLC | WT_WND | 57586 | 1 | PGAE | 100 | 100 | 0% | 0 | 0
Shiloh IV Wind Project LLC | WT_WND | 57725 | 1 | PGAE | 102.5 | 102.5 | 0% | 0 | 0
Shiloh Wind Project 2 LLC | WT_WND | 56874 | TBD | PGAE | 150 | 150 | 0% | 0 | 0
Shinish Creek Wind | WT_WND |  |  | BritishColumbia | 15 | 15 | 0% | 0 | 0
Short Mountain (1) | IC_OT | 7413 | 1 | BPA | 0.8 | 0.8 | 14.83% | 1 | 168
Short Mountain (2) | IC_OT | 7413 | 2 | BPA | 0.8 | 0.8 | 14.83% | 1 | 168
Short Mountain (3) | IC_OT | 7413 | 3 | BPA | 0.8 | 0.8 | 14.83% | 1 | 168
Short Mountain (4) | IC_OT | 7413 | 4 | BPA | 0.8 | 0.8 | 14.83% | 1 | 168
Shoshone (CO) (A) | HY_WAT | 476 | A | PublicServiceCO | 4 | 4 | 4.488% | 1 | 336
Shoshone (CO) (B) | HY_WAT | 476 | B | PublicServiceCO | 4 | 4 | 4.488% | 1 | 336
Shoshone (WY) | HY_WAT | 4183 | 1 | WAPA_CO | 3 | 3 | 4.488% | 1 | 336
Shoshone Falls (3) | HY_WAT | 818 | 3 | IdahoPower | 12.4 | 12.4 | 4.488% | 1 | 336
Shoshone Falls (4) | HY_WAT | 818 | 4 | IdahoPower | 3.2 | 3.2 | 4.488% | 1 | 336
Shuswap 1-2 | HY_WAT | CA-39 | 1,2 | BritishColumbia | 5 | 5 | 4.488% | 1 | 336
Sierra Nevada Brewing Co Hybrid (COGN) | SCCT_NG | 58585 | COGN | PGAE | 0.94 | 0.94 | 35.78% | 1 | 168
Sierra Nevada Brewing Co Hybrid (SOLR) | PV_SUN | 58585 | SOLR | PGAE | 0.5 | 0.5 | 0% | 0 | 0
Sierra Pacific Aberdeen | ST_OT | 55882 | GEN1 | BPA | 14.9 | 14.9 | 14.83% | 1 | 192
Sierra Pacific Burlington Facility | ST_OT | 56406 | GEN1 | PugetSound | 21.8 | 21.8 | 14.83% | 1 | 192
Sierra Pacific Burney Facility | ST_OT | 50110 | GEN1 | PGAE | 15.6 | 15.6 | 14.83% | 1 | 192
Sierra Pacific Industries (2042-RD) | PV_SUN | 63416 | GEN1 | PGAE | 8.4 | 8.4 | 0% | 0 | 0
Sierra Pacific Lincoln Facility | ST_OT | 10144 | GEN4 | PGAE | 12.5 | 12.5 | 14.83% | 1 | 192
Sierra Pacific Loyalton Facility | ST_OT | 50111 | GEN1 | PGAE | 11.88 | 11.88 | 14.83% | 1 | 192
Sierra Pacific Quincy Facility (GEN3) | ST_OT | 50112 | GEN3 | PGAE | 24 | 24 | 14.83% | 1 | 192
Sierra Pacific Sonora (GEN3) | ST_OT | 54517 | GEN3 | PGAE | 6.02 | 6.02 | 14.83% | 1 | 192
Sierra Solar Greenworks | PV_SUN | 59431 | SSG1 | LDWP | 18 | 18 | 0% | 0 | 0
Sierra SunTower Solar Gen Station | ST_SUN | 57323 | UNIT1 | SCE | 2 | 2 | 0% | 0 | 0
Sigurd Solar LLC | PV_SUN | 62666 | SGSOL | PacificorpEast | 80 | 80 | 0% | 0 | 0
Silicon Valley Clean Water | IC_OT | 60249 | CGN | PGAE | 1.2 | 1.2 | 14.83% | 1 | 168
Silver City WWTP PV Project | PV_SUN | 58540 | PV-1 | PublicServiceNM | 0.8 | 0.8 | 0% | 0 | 0
Silver Sage Windpower | WT_WND | 57091 | SSW01 | WAPA_CO | 42 | 42 | 0% | 0 | 0
Silver State Solar Power North | PV_SUN | 57442 | 56188 | Nevada | 50 | 50 | 0% | 0 | 0
Silver State Solar Power South (BLK1) | PV_SUN | 58644 | BLK1 | Nevada | 26.4 | 26.4 | 0% | 0 | 0
Silver State Solar Power South (BLK2) | PV_SUN | 58644 | BLK2 | Nevada | 27.9 | 27.9 | 0% | 0 | 0
Silver State Solar Power South (BLK3) | PV_SUN | 58644 | BLK3 | Nevada | 37.2 | 37.2 | 0% | 0 | 0
Silver State Solar Power South (BLK4) | PV_SUN | 58644 | BLK4 | Nevada | 35.7 | 35.7 | 0% | 0 | 0
Silver State Solar Power South (BLK5) | PV_SUN | 58644 | BLK5 | Nevada | 35 | 35 | 0% | 0 | 0
Silver State Solar Power South (BLK6) | PV_SUN | 58644 | BLK6 | Nevada | 36.6 | 36.6 | 0% | 0 | 0
Silver State Solar Power South (BLK7) | PV_SUN | 58644 | BLK7 | Nevada | 35 | 35 | 0% | 0 | 0
Silver State Solar Power South (BLK8) | PV_SUN | 58644 | BLK8 | Nevada | 16.2 | 16.2 | 0% | 0 | 0
Silverhawk (CT1) | CCCT_NG | 55841 | CT1 | Nevada | 158.1 | 158.1 | 3.641% | 1 | 240
Silverhawk (CT2) | CCCT_NG | 55841 | CT2 | Nevada | 158.1 | 158.1 | 3.641% | 1 | 240
Silverhawk (ST1) | CCCT_NG | 55841 | ST1 | Nevada | 241.8 | 241.8 | 3.641% | 1 | 240
Silverton Solar | PV_SUN | 61829 | PGRC7 | BPA | 2.2 | 2.2 | 0% | 0 | 0
Simcoe Solar | PV_SUN | 60748 | IDSS | IdahoPower | 20 | 20 | 0% | 0 | 0
Sinnott (Pincher Creek) | WT_WND | CA-10111 | I | Alberta | 6.5 | 6.5 | 0% | 0 | 0
Siphon Drop Power Plant (1) | HY_WAT | 57364 | 1 | IID | 2.2 | 2.2 | 4.488% | 1 | 336
Siphon Drop Power Plant (2) | HY_WAT | 57364 | 2 | IID | 2.2 | 2.2 | 4.488% | 1 | 336
Siphon Power Project (GEN1) | HY_WAT | 50980 | GEN1 | PACWSouth | 2.7 | 2.7 | 4.488% | 1 | 336
Siphon Power Project (GEN2) | HY_WAT | 50980 | GEN2 | PACWSouth | 2.7 | 2.7 | 4.488% | 1 | 336
Site 980 65 | HY_WAT | 50322 | GEN1 | PGAE | 2.1 | 2.1 | 4.488% | 1 | 336
Site C G1-G6 | HY_WAT |  |  | BritishColumbia | 1100 | 1100 | 4.488% | 1 | 336
SJ/SC WPCP (EG4) | IC_OT | 56080 | EG4 | PGAE | 3.5 | 3.5 | 14.83% | 1 | 168
SJ/SC WPCP (EG5) | IC_OT | 56080 | EG5 | PGAE | 3.5 | 3.5 | 14.83% | 1 | 168
SJ/SC WPCP (EG6) | IC_OT | 56080 | EG6 | PGAE | 3.5 | 3.5 | 14.83% | 1 | 168
SJ/SC WPCP (EG7) | IC_OT | 56080 | EG7 | PGAE | 3.5 | 3.5 | 14.83% | 1 | 168
Skookumchuck | HY_WAT | 7259 | 1 | BPA | 1 | 1 | 4.488% | 1 | 336
Skookumchuck Wind Facility | WT_WND | 63205 | 1 | BPA | 136 | 136 | 0% | 0 | 0
Skookumchuk Power Project (Purcell CG) 1 | ST_OT |  |  | BritishColumbia | 50 | 50 | 14.83% | 1 | 192
Sky River LLC | WT_WND | 50536 | WGNS | SCE | 76.9 | 76.9 | 0% | 0 | 0
Skylark | PV_SUN | 60248 | CAREY | WAPA_CO | 4 | 4 | 0% | 0 | 0
Slate Creek | HY_WAT | 50961 | GEN1 | PACWSouth | 3.9 | 3.9 | 4.488% | 1 | 336
Slave Lake Pulp | ST_OT |  |  | Alberta | 9 | 9 | 14.83% | 1 | 192
Slide Creek | HY_WAT | 3036 | 1 | PACWSouth | 18 | 18 | 4.488% | 1 | 336
Sly Creek | HY_WAT | 776 | 1 | PGAE | 12.1 | 12.1 | 4.488% | 1 | 336
Smith Falls Hydro Project (GEN1) | HY_WAT | 54249 | GEN1 | BPA | 18 | 18 | 4.488% | 1 | 336
Smith Falls Hydro Project (GEN2) | HY_WAT | 54249 | GEN2 | BPA | 18 | 18 | 4.488% | 1 | 336
Smith Falls Hydro Project (GEN3) | HY_WAT | 54249 | GEN3 | BPA | 2.1 | 2.1 | 4.488% | 1 | 336
SMPA Solar 1 Community Solar | PV_SUN | 58547 | 1 | WAPA_CO | 1 | 1 | 0% | 0 | 0
SMUD at Fleshman | PV_SUN | 57671 | PV1 | BANC | 2.9 | 2.9 | 0% | 0 | 0
SMUD at Grundman | PV_SUN | 57669 | PV1 | BANC | 17 | 17 | 0% | 0 | 0
SMUD at Lawrence | PV_SUN | 57753 | PV1 | BANC | 1 | 1 | 0% | 0 | 0
SMUD at Van Conett | PV_SUN | 57670 | PV1 | BANC | 2.9 | 2.9 | 0% | 0 | 0
Snake Creek (1) | HY_WAT | 3658 | 1 | PacificorpEast | 0.5 | 0.5 | 4.488% | 1 | 336
Snake Creek (2) | HY_WAT | 3658 | 2 | PacificorpEast | 0.5 | 0.5 | 4.488% | 1 | 336
Snoqualmie (1) | HY_WAT | 3860 | 1 | PugetSound | 1.5 | 1.5 | 4.488% | 1 | 336
Snoqualmie (2) | HY_WAT | 3860 | 2 | PugetSound | 1.5 | 1.5 | 4.488% | 1 | 336
Snoqualmie (3) | HY_WAT | 3860 | 3 | PugetSound | 1.5 | 1.5 | 4.488% | 1 | 336
Snoqualmie (4) | HY_WAT | 3860 | 4 | PugetSound | 1.5 | 1.5 | 4.488% | 1 | 336
Snoqualmie (5A) | HY_WAT | 3860 | 5A | PugetSound | 6.1 | 6.1 | 4.488% | 1 | 336
Snoqualmie 2 (6A) | HY_WAT | 7867 | 6A | PugetSound | 12.6 | 12.6 | 4.488% | 1 | 336
Snoqualmie 2 (7) | HY_WAT | 7867 | 7 | PugetSound | 21 | 21 | 4.488% | 1 | 336
Snowbird Power Plant (1367) | IC_NG | 10215 | 1367 | PacificorpEast | 0.6 | 0.6 | 14.83% | 1 | 192
Snowbird Power Plant (1391) | IC_NG | 10215 | 1391 | PacificorpEast | 0.6 | 0.6 | 14.83% | 1 | 192
Snowbird Power Plant (1392) | IC_NG | 10215 | 1392 | PacificorpEast | 0.6 | 0.6 | 14.83% | 1 | 192
Soboba Community Solar Project | PV_SUN | 61834 | SCSP1 | SCE | 0.8 | 0.8 | 0% | 0 | 0
Soda (1) | HY_WAT | 831 | 1 | PacificorpEast | 7.6 | 7.6 | 4.488% | 1 | 336
Soda (2) | HY_WAT | 831 | 2 | PacificorpEast | 7.6 | 7.6 | 4.488% | 1 | 336
Soda Lake Geothermal No I II (OEC1) | ST_GST | 52174 | OEC1 | Nevada | 1.6 | 1.6 | 14.83% | 1 | 168
Soda Lake Geothermal No I II (OEC2) | ST_GST | 52174 | OEC2 | Nevada | 1.7 | 1.7 | 14.83% | 1 | 168
Soda Lake Geothermal No I II (OEC3) | ST_GST | 52174 | OEC3 | Nevada | 1.7 | 1.7 | 14.83% | 1 | 168
Soda Lake Geothermal No I II (OEC4) | ST_GST | 52174 | OEC4 | Nevada | 1.8 | 1.8 | 14.83% | 1 | 168
Soda Lake Geothermal No I II (OEC5) | ST_GST | 52174 | OEC5 | Nevada | 1.7 | 1.7 | 14.83% | 1 | 168
Soda Lake Geothermal No I II (OEC6) | ST_GST | 52174 | OEC6 | Nevada | 1.7 | 1.7 | 14.83% | 1 | 168
Soda Springs | HY_WAT | 3037 | 1 | PACWSouth | 11.6 | 11.6 | 4.488% | 1 | 336
Soderglen | WT_WND |  | I | Alberta | 71 | 71 | 0% | 0 | 0
Sol Orchard El Centro PV | PV_SUN | 58621 | ECPV | IID | 20 | 20 | 0% | 0 | 0
Solana Generating Station (GEN 1) | ST_SUN | 56812 | GEN 1 | AZPublicService | 140 | 140 | 0% | 0 | 0
Solana Generating Station (GEN2) | ST_SUN | 56812 | GEN2 | AZPublicService | 140 | 140 | 0% | 0 | 0
Solano County Cogen Plant (3163) | IC_NG | 50985 | 3163 | PGAE | 0.5 | 0.5 | 14.83% | 1 | 192
Solano County Cogen Plant (3164) | IC_NG | 50985 | 3164 | PGAE | 0.5 | 0.5 | 14.83% | 1 | 192
Solano County Cogen Plant (3165) | IC_NG | 50985 | 3165 | PGAE | 0.5 | 0.5 | 14.83% | 1 | 192
Solano Wind (1) | WT_WND | 7526 | 1 | PGAE | 13.2 | 13.2 | 0% | 0 | 0
Solano Wind (2) | WT_WND | 7526 | 2 | PGAE | 24 | 24 | 0% | 0 | 0
Solano Wind (2B) | WT_WND | 7526 | 2B | PGAE | 63 | 63 | 0% | 0 | 0
Solano Wind (3) | WT_WND | 7526 | 3 | PGAE | 128 | 128 | 0% | 0 | 0
Solano_Wind | WT_WND |  |  | PGAE | 542 | 542 | 0% | 0 | 0
Solar Blythe 2 | PV_SUN | 60558 | PV1 | SCE | 20 | 20 | 0% | 0 | 0
Solar Blythe LLC | PV_SUN | 56939 | 1 | SCE | 21 | 21 | 0% | 0 | 0
Solar Borrego I | PV_SUN | 57455 | SB1 | SDGE | 26 | 26 | 0% | 0 | 0
Solar Gen 2 (ALHM) | PV_SUN | 58592 | ALHM | IID | 50 | 50 | 0% | 0 | 0
Solar Gen 2 (ARK) | PV_SUN | 58592 | ARK | IID | 50 | 50 | 0% | 0 | 0
Solar Gen 2 (SONR) | PV_SUN | 58592 | SONR | IID | 50 | 50 | 0% | 0 | 0
Solar Las Vegas MB 2, LLC | PV_SUN | 60350 | LVMB2 | Nevada | 1.5 | 1.5 | 0% | 0 | 0
Solar Las Vegas MB-1 | PV_SUN | 59430 | MB-1 | Nevada | 5 | 5 | 0% | 0 | 0
Solar Oasis LLC | PV_SUN | 59528 | OASIS | LDWP | 20 | 20 | 0% | 0 | 0
Solar Photovoltaic Project #02 (S1A) | PV_SUN | 56996 | S1A | SCE | 0.5 | 0.5 | 0% | 0 | 0
Solar Photovoltaic Project #02 (S1B) | PV_SUN | 56996 | S1B | SCE | 0.5 | 0.5 | 0% | 0 | 0
Solar Photovoltaic Project #03 (S003A) | PV_SUN | 57217 | S003A | SCE | 0.5 | 0.5 | 0% | 0 | 0
Solar Photovoltaic Project #03 (S003B) | PV_SUN | 57217 | S003B | SCE | 0.5 | 0.5 | 0% | 0 | 0
Solar Photovoltaic Project #05 (S005A) | PV_SUN | 57219 | S005A | SCE | 0.5 | 0.5 | 0% | 0 | 0
Solar Photovoltaic Project #05 (S005B) | PV_SUN | 57219 | S005B | SCE | 0.5 | 0.5 | 0% | 0 | 0
Solar Photovoltaic Project #05 (S005C) | PV_SUN | 57219 | S005C | SCE | 0.5 | 0.5 | 0% | 0 | 0
Solar Photovoltaic Project #05 (S005D) | PV_SUN | 57219 | S005D | SCE | 0.5 | 0.5 | 0% | 0 | 0
Solar Photovoltaic Project #05 (S005E) | PV_SUN | 57219 | S005E | SCE | 0.5 | 0.5 | 0% | 0 | 0
Solar Photovoltaic Project #06 (S006A) | PV_SUN | 57220 | S006A | SCE | 0.5 | 0.5 | 0% | 0 | 0
Solar Photovoltaic Project #06 (S006B) | PV_SUN | 57220 | S006B | SCE | 0.5 | 0.5 | 0% | 0 | 0
Solar Photovoltaic Project #06 (S006C) | PV_SUN | 57220 | S006C | SCE | 0.5 | 0.5 | 0% | 0 | 0
Solar Photovoltaic Project #06 (S006D) | PV_SUN | 57220 | S006D | SCE | 0.5 | 0.5 | 0% | 0 | 0
Solar Photovoltaic Project #07 (S007A) | PV_SUN | 57221 | S007A | SCE | 0.5 | 0.5 | 0% | 0 | 0
Solar Photovoltaic Project #07 (S007B) | PV_SUN | 57221 | S007B | SCE | 0.5 | 0.5 | 0% | 0 | 0
Solar Photovoltaic Project #07 (S007C) | PV_SUN | 57221 | S007C | SCE | 0.5 | 0.5 | 0% | 0 | 0
Solar Photovoltaic Project #07 (S007D) | PV_SUN | 57221 | S007D | SCE | 0.5 | 0.5 | 0% | 0 | 0
Solar Photovoltaic Project #07 (S007E) | PV_SUN | 57221 | S007E | SCE | 0.5 | 0.5 | 0% | 0 | 0
Solar Photovoltaic Project #08 (S008A) | PV_SUN | 57222 | S008A | SCE | 0.5 | 0.5 | 0% | 0 | 0
Solar Photovoltaic Project #08 (S008B) | PV_SUN | 57222 | S008B | SCE | 0.5 | 0.5 | 0% | 0 | 0
Solar Photovoltaic Project #08 (S008C) | PV_SUN | 57222 | S008C | SCE | 0.5 | 0.5 | 0% | 0 | 0
Solar Photovoltaic Project #08 (S008D) | PV_SUN | 57222 | S008D | SCE | 0.5 | 0.5 | 0% | 0 | 0
Solar Photovoltaic Project #09 (S009A) | PV_SUN | 57223 | S009A | SCE | 0.5 | 0.5 | 0% | 0 | 0
Solar Photovoltaic Project #09 (S009B) | PV_SUN | 57223 | S009B | SCE | 0.5 | 0.5 | 0% | 0 | 0
Solar Photovoltaic Project #10 (S010A) | PV_SUN | 57224 | S010A | SCE | 0.5 | 0.5 | 0% | 0 | 0
Solar Photovoltaic Project #10 (S010B) | PV_SUN | 57224 | S010B | SCE | 0.5 | 0.5 | 0% | 0 | 0
Solar Photovoltaic Project #10 (S010C) | PV_SUN | 57224 | S010C | SCE | 0.5 | 0.5 | 0% | 0 | 0
Solar Photovoltaic Project #11 (S011A) | PV_SUN | 57225 | S011A | SCE | 0.5 | 0.5 | 0% | 0 | 0
Solar Photovoltaic Project #11 (S011B) | PV_SUN | 57225 | S011B | SCE | 0.5 | 0.5 | 0% | 0 | 0
Solar Photovoltaic Project #11 (S011C) | PV_SUN | 57225 | S011C | SCE | 0.5 | 0.5 | 0% | 0 | 0
Solar Photovoltaic Project #11 (S011D) | PV_SUN | 57225 | S011D | SCE | 0.5 | 0.5 | 0% | 0 | 0
Solar Photovoltaic Project #11 (S011E) | PV_SUN | 57225 | S011E | SCE | 0.5 | 0.5 | 0% | 0 | 0
Solar Photovoltaic Project #11 (S011F) | PV_SUN | 57225 | S011F | SCE | 0.5 | 0.5 | 0% | 0 | 0
Solar Photovoltaic Project #11 (S011G) | PV_SUN | 57225 | S011G | SCE | 0.5 | 0.5 | 0% | 0 | 0
Solar Photovoltaic Project #12 | PV_SUN | 57226 | S012A | SCE | 0.5 | 0.5 | 0% | 0 | 0
Solar Photovoltaic Project #13 (S013A) | PV_SUN | 57227 | S013A | SCE | 0.5 | 0.5 | 0% | 0 | 0
Solar Photovoltaic Project #13 (S013B) | PV_SUN | 57227 | S013B | SCE | 0.5 | 0.5 | 0% | 0 | 0
Solar Photovoltaic Project #13 (S013C) | PV_SUN | 57227 | S013C | SCE | 0.5 | 0.5 | 0% | 0 | 0
Solar Photovoltaic Project #13 (S013D) | PV_SUN | 57227 | S013D | SCE | 0.5 | 0.5 | 0% | 0 | 0
Solar Photovoltaic Project #13 (S013E) | PV_SUN | 57227 | S013E | SCE | 0.5 | 0.5 | 0% | 0 | 0
Solar Photovoltaic Project #13 (S013F) | PV_SUN | 57227 | S013F | SCE | 0.5 | 0.5 | 0% | 0 | 0
Solar Photovoltaic Project #13 (S013G) | PV_SUN | 57227 | S013G | SCE | 0.5 | 0.5 | 0% | 0 | 0
Solar Photovoltaic Project #15 (S015A) | PV_SUN | 57229 | S015A | SCE | 0.5 | 0.5 | 0% | 0 | 0
Solar Photovoltaic Project #15 (S015B) | PV_SUN | 57229 | S015B | SCE | 0.5 | 0.5 | 0% | 0 | 0
Solar Photovoltaic Project #15 (S015C) | PV_SUN | 57229 | S015C | SCE | 0.5 | 0.5 | 0% | 0 | 0
Solar Photovoltaic Project #15 (S015D) | PV_SUN | 57229 | S015D | SCE | 0.5 | 0.5 | 0% | 0 | 0
Solar Photovoltaic Project #15 (S015E) | PV_SUN | 57229 | S015E | SCE | 0.5 | 0.5 | 0% | 0 | 0
Solar Photovoltaic Project #15 (S015F) | PV_SUN | 57229 | S015F | SCE | 0.5 | 0.5 | 0% | 0 | 0
Solar Photovoltaic Project #15 (S015G) | PV_SUN | 57229 | S015G | SCE | 0.5 | 0.5 | 0% | 0 | 0
Solar Photovoltaic Project #16 (S016A) | PV_SUN | 57230 | S016A | SCE | 0.5 | 0.5 | 0% | 0 | 0
Solar Photovoltaic Project #16 (S016B) | PV_SUN | 57230 | S016B | SCE | 0.5 | 0.5 | 0% | 0 | 0
Solar Photovoltaic Project #16 (S016C) | PV_SUN | 57230 | S016C | SCE | 0.5 | 0.5 | 0% | 0 | 0
Solar Photovoltaic Project #17 (S017A) | PV_SUN | 57231 | S017A | SCE | 0.5 | 0.5 | 0% | 0 | 0
Solar Photovoltaic Project #17 (S017B) | PV_SUN | 57231 | S017B | SCE | 0.5 | 0.5 | 0% | 0 | 0
Solar Photovoltaic Project #17 (S017C) | PV_SUN | 57231 | S017C | SCE | 0.5 | 0.5 | 0% | 0 | 0
Solar Photovoltaic Project #17 (S017D) | PV_SUN | 57231 | S017D | SCE | 0.5 | 0.5 | 0% | 0 | 0
Solar Photovoltaic Project #17 (S017E) | PV_SUN | 57231 | S017E | SCE | 0.5 | 0.5 | 0% | 0 | 0
Solar Photovoltaic Project #17 (S017F) | PV_SUN | 57231 | S017F | SCE | 0.5 | 0.5 | 0% | 0 | 0
Solar Photovoltaic Project #17 (S017G) | PV_SUN | 57231 | S017G | SCE | 0.5 | 0.5 | 0% | 0 | 0
Solar Photovoltaic Project #18 (S018A) | PV_SUN | 57232 | S018A | SCE | 0.5 | 0.5 | 0% | 0 | 0
Solar Photovoltaic Project #18 (S018B) | PV_SUN | 57232 | S018B | SCE | 0.5 | 0.5 | 0% | 0 | 0
Solar Photovoltaic Project #18 (S018C) | PV_SUN | 57232 | S018C | SCE | 0.5 | 0.5 | 0% | 0 | 0
Solar Photovoltaic Project #22 (S022A) | PV_SUN | 57237 | S022A | SCE | 0.5 | 0.5 | 0% | 0 | 0
Solar Photovoltaic Project #22 (S022B) | PV_SUN | 57237 | S022B | SCE | 0.5 | 0.5 | 0% | 0 | 0
Solar Photovoltaic Project #22 (S022C) | PV_SUN | 57237 | S022C | SCE | 0.5 | 0.5 | 0% | 0 | 0
Solar Photovoltaic Project #22 (S022D) | PV_SUN | 57237 | S022D | SCE | 0.5 | 0.5 | 0% | 0 | 0
Solar Photovoltaic Project #23 (S023A) | PV_SUN | 57236 | S023A | SCE | 0.5 | 0.5 | 0% | 0 | 0
Solar Photovoltaic Project #23 (S023B) | PV_SUN | 57236 | S023B | SCE | 0.5 | 0.5 | 0% | 0 | 0
Solar Photovoltaic Project #23 (S023C) | PV_SUN | 57236 | S023C | SCE | 0.5 | 0.5 | 0% | 0 | 0
Solar Photovoltaic Project #23 (S023D) | PV_SUN | 57236 | S023D | SCE | 0.5 | 0.5 | 0% | 0 | 0
Solar Photovoltaic Project #23 (S023E) | PV_SUN | 57236 | S023E | SCE | 0.5 | 0.5 | 0% | 0 | 0
Solar Photovoltaic Project #26 (S026A) | PV_SUN | 57245 | S026A | SCE | 0.5 | 0.5 | 0% | 0 | 0
Solar Photovoltaic Project #26 (S026B) | PV_SUN | 57245 | S026B | SCE | 0.5 | 0.5 | 0% | 0 | 0
Solar Photovoltaic Project #26 (S026C) | PV_SUN | 57245 | S026C | SCE | 0.5 | 0.5 | 0% | 0 | 0
Solar Photovoltaic Project #26 (S026D) | PV_SUN | 57245 | S026D | SCE | 0.5 | 0.5 | 0% | 0 | 0
Solar Photovoltaic Project #26 (S026E) | PV_SUN | 57245 | S026E | SCE | 0.5 | 0.5 | 0% | 0 | 0
Solar Photovoltaic Project #26 (S026F) | PV_SUN | 57245 | S026F | SCE | 0.5 | 0.5 | 0% | 0 | 0
Solar Photovoltaic Project #26 (S026G) | PV_SUN | 57245 | S026G | SCE | 0.5 | 0.5 | 0% | 0 | 0
Solar Photovoltaic Project #26 (S026H) | PV_SUN | 57245 | S026H | SCE | 0.5 | 0.5 | 0% | 0 | 0
Solar Photovoltaic Project #26 (S026I) | PV_SUN | 57245 | S026I | SCE | 0.5 | 0.5 | 0% | 0 | 0
Solar Photovoltaic Project #26 (S026J) | PV_SUN | 57245 | S026J | SCE | 0.5 | 0.5 | 0% | 0 | 0
Solar Photovoltaic Project #26 (SO26K) | PV_SUN | 57245 | SO26K | SCE | 0.5 | 0.5 | 0% | 0 | 0
Solar Photovoltaic Project #26 (SO26L) | PV_SUN | 57245 | SO26L | SCE | 0.5 | 0.5 | 0% | 0 | 0
Solar Photovoltaic Project #27 (S027A) | PV_SUN | 57246 | S027A | SCE | 0.5 | 0.5 | 0% | 0 | 0
Solar Photovoltaic Project #27 (S027B) | PV_SUN | 57246 | S027B | SCE | 0.5 | 0.5 | 0% | 0 | 0
Solar Photovoltaic Project #27 (S027C) | PV_SUN | 57246 | S027C | SCE | 0.5 | 0.5 | 0% | 0 | 0
Solar Photovoltaic Project #27 (S027D) | PV_SUN | 57246 | S027D | SCE | 0.5 | 0.5 | 0% | 0 | 0
Solar Photovoltaic Project #28 (S028A) | PV_SUN | 57247 | S028A | SCE | 0.5 | 0.5 | 0% | 0 | 0
Solar Photovoltaic Project #28 (S028B) | PV_SUN | 57247 | S028B | SCE | 0.5 | 0.5 | 0% | 0 | 0
Solar Photovoltaic Project #28 (S028C) | PV_SUN | 57247 | S028C | SCE | 0.5 | 0.5 | 0% | 0 | 0
Solar Photovoltaic Project #28 (S028D) | PV_SUN | 57247 | S028D | SCE | 0.5 | 0.5 | 0% | 0 | 0
Solar Photovoltaic Project #28 (S028E) | PV_SUN | 57247 | S028E | SCE | 0.5 | 0.5 | 0% | 0 | 0
Solar Photovoltaic Project #28 (S028F) | PV_SUN | 57247 | S028F | SCE | 0.5 | 0.5 | 0% | 0 | 0
Solar Photovoltaic Project #28 (S028G) | PV_SUN | 57247 | S028G | SCE | 0.5 | 0.5 | 0% | 0 | 0
Solar Photovoltaic Project #32 (S32A) | PV_SUN | 57534 | S32A | SCE | 0.5 | 0.5 | 0% | 0 | 0
Solar Photovoltaic Project #32 (S32B) | PV_SUN | 57534 | S32B | SCE | 0.5 | 0.5 | 0% | 0 | 0
Solar Photovoltaic Project #32 (S32C) | PV_SUN | 57534 | S32C | SCE | 0.5 | 0.5 | 0% | 0 | 0
Solar Photovoltaic Project #33 (S33A) | PV_SUN | 57535 | S33A | SCE | 0.5 | 0.5 | 0% | 0 | 0
Solar Photovoltaic Project #33 (S33B) | PV_SUN | 57535 | S33B | SCE | 0.5 | 0.5 | 0% | 0 | 0
Solar Photovoltaic Project #42 (S42A) | PV_SUN | 57441 | S42A | PGAE | 0.5 | 0.5 | 0% | 0 | 0
Solar Photovoltaic Project #42 (S42B) | PV_SUN | 57441 | S42B | PGAE | 0.5 | 0.5 | 0% | 0 | 0
Solar Photovoltaic Project #42 (S42C) | PV_SUN | 57441 | S42C | PGAE | 0.5 | 0.5 | 0% | 0 | 0
Solar Photovoltaic Project #42 (S42D) | PV_SUN | 57441 | S42D | PGAE | 0.5 | 0.5 | 0% | 0 | 0
Solar Photovoltaic Project #42 (S42E) | PV_SUN | 57441 | S42E | PGAE | 0.5 | 0.5 | 0% | 0 | 0
Solar Photovoltaic Project #42 (S42F) | PV_SUN | 57441 | S42F | PGAE | 0.5 | 0.5 | 0% | 0 | 0
Solar Photovoltaic Project #42 (S42G) | PV_SUN | 57441 | S42G | PGAE | 0.5 | 0.5 | 0% | 0 | 0
Solar Photovoltaic Project #42 (S42H) | PV_SUN | 57441 | S42H | PGAE | 0.5 | 0.5 | 0% | 0 | 0
Solar Photovoltaic Project #42 (S42I) | PV_SUN | 57441 | S42I | PGAE | 0.5 | 0.5 | 0% | 0 | 0
Solar Photovoltaic Project #42 (S42J) | PV_SUN | 57441 | S42J | PGAE | 0.5 | 0.5 | 0% | 0 | 0
Solar Photovoltaic Project #48 (S48A) | PV_SUN | 57900 | S48A | SCE | 0.5 | 0.5 | 0% | 0 | 0
Solar Photovoltaic Project #48 (S48B) | PV_SUN | 57900 | S48B | SCE | 0.5 | 0.5 | 0% | 0 | 0
Solar Photovoltaic Project #48 (S48C) | PV_SUN | 57900 | S48C | SCE | 0.5 | 0.5 | 0% | 0 | 0
Solar Photovoltaic Project #48 (S48D) | PV_SUN | 57900 | S48D | SCE | 0.5 | 0.5 | 0% | 0 | 0
Solar Photovoltaic Project #48 (S48E) | PV_SUN | 57900 | S48E | SCE | 0.5 | 0.5 | 0% | 0 | 0
Solar Photovoltaic Project #48 (S48F) | PV_SUN | 57900 | S48F | SCE | 0.5 | 0.5 | 0% | 0 | 0
Solar Photovoltaic Project #48 (S48G) | PV_SUN | 57900 | S48G | SCE | 0.5 | 0.5 | 0% | 0 | 0
Solar Photovoltaic Project #48 (S48H) | PV_SUN | 57900 | S48H | SCE | 0.5 | 0.5 | 0% | 0 | 0
Solar Photovoltaic Project #48 (S48I) | PV_SUN | 57900 | S48I | SCE | 0.5 | 0.5 | 0% | 0 | 0
Solar Photovoltaic Project #48 (S48J) | PV_SUN | 57900 | S48J | SCE | 0.5 | 0.5 | 0% | 0 | 0
Solar Star 1 (AVS1) | PV_SUN | 58388 | AVS1 | SCE | 38 | 38 | 0% | 0 | 0
Solar Star 1 (SS11) | PV_SUN | 58388 | SS11 | SCE | 52.6 | 52.6 | 0% | 0 | 0
Solar Star 1 (SS12) | PV_SUN | 58388 | SS12 | SCE | 52.6 | 52.6 | 0% | 0 | 0
Solar Star 1 (SS13) | PV_SUN | 58388 | SS13 | SCE | 57 | 57 | 0% | 0 | 0
Solar Star 1 (SS14) | PV_SUN | 58388 | SS14 | SCE | 32.2 | 32.2 | 0% | 0 | 0
Solar Star 1 (SS15) | PV_SUN | 58388 | SS15 | SCE | 14.6 | 14.6 | 0% | 0 | 0
Solar Star 1 (SS16) | PV_SUN | 58388 | SS16 | SCE | 62.9 | 62.9 | 0% | 0 | 0
Solar Star 2 (AVS2) | PV_SUN | 58389 | AVS2 | SCE | 19 | 19 | 0% | 0 | 0
Solar Star 2 (SS21) | PV_SUN | 58389 | SS21 | SCE | 59 | 59 | 0% | 0 | 0
Solar Star 2 (SS22) | PV_SUN | 58389 | SS22 | SCE | 55 | 55 | 0% | 0 | 0
Solar Star 2 (SS23) | PV_SUN | 58389 | SS23 | SCE | 47 | 47 | 0% | 0 | 0
Solar Star 2 (SS24) | PV_SUN | 58389 | SS24 | SCE | 43 | 43 | 0% | 0 | 0
Solar Star 2 (SS25) | PV_SUN | 58389 | SS25 | SCE | 52 | 52 | 0% | 0 | 0
Solar Star California II LLC | PV_SUN | 57933 | 1 | PGAE | 2 | 2 | 0% | 0 | 0
Solar Star California, XLI, LLC | PV_SUN | 60591 | RS1 | SCE | 54 | 54 | 0% | 0 | 0
Solar Star California, XLIV, LLC | PV_SUN | 60869 | PB1 | SCE | 9.5 | 9.5 | 0% | 0 | 0
Solar Star Oregon II | PV_SUN | 61048 | PV1 | BPA | 56 | 56 | 0% | 0 | 0
Solar Star Palo Alto I, LLC | PV_SUN | 62732 | SSPAI | PGAE | 1.3 | 1.3 | 0% | 0 | 0
Solverde 1 | PV_SUN | 60185 | SOLV1 | SCE | 78 | 78 | 0% | 0 | 0
Sonoma California Geothermal | ST_GST | 510 | 1 | PGAE | 55 | 55 | 14.83% | 1 | 168
Sonoma Central Landfill Phase I (P-11) | IC_OT | 55752 | P-11 | PGAE | 0.7 | 0.7 | 14.83% | 1 | 168
Sonoma Central Landfill Phase I (P-12) | IC_OT | 55752 | P-12 | PGAE | 0.7 | 0.7 | 14.83% | 1 | 168
Sonoma Central Landfill Phase I (P-13) | IC_OT | 55752 | P-13 | PGAE | 0.7 | 0.7 | 14.83% | 1 | 168
Sonoma Central Landfill Phase I (P-14) | IC_OT | 55752 | P-14 | PGAE | 0.7 | 0.7 | 14.83% | 1 | 168
Sonoma Central Landfill Phase II (P-21) | IC_OT | 55753 | P-21 | PGAE | 0.7 | 0.7 | 14.83% | 1 | 168
Sonoma Central Landfill Phase II (P-22) | IC_OT | 55753 | P-22 | PGAE | 0.7 | 0.7 | 14.83% | 1 | 168
Sonoma Central Landfill Phase II (P-23) | IC_OT | 55753 | P-23 | PGAE | 0.7 | 0.7 | 14.83% | 1 | 168
Sonoma Central Landfill Phase II (P-24) | IC_OT | 55753 | P-24 | PGAE | 0.7 | 0.7 | 14.83% | 1 | 168
Sonoma Central Landfill Phase III (P-31) | IC_OT | 55880 | P-31 | PGAE | 0.7 | 0.7 | 14.83% | 1 | 168
Sonoma Central Landfill Phase III (P-32) | IC_OT | 55880 | P-32 | PGAE | 0.7 | 0.7 | 14.83% | 1 | 168
Sonoma County Fuel Cell | OtherTech_NG | 57793 | FC-1 | PGAE | 0.5 | 0.5 | 14.83% | 1 | 168
Sonora 1 | PV_SUN | 58578 | SON1 | IID | 1.5 | 1.5 | 0% | 0 | 0
South | HY_WAT | 280 | 1 | PGAE | 7 | 7 | 4.488% | 1 | 336
South Bay Fuel Cell Plant | OtherTech_OT | 57770 | SBFC | SDGE | 1.4 | 1.4 | 14.83% | 0 | 0
South Belridge Cogeneration Facility (GEN1) | SCCT_NG | 50752 | GEN1 | PGAE | 4.05 | 4.05 | 35.78% | 1 | 168
South Belridge Cogeneration Facility (GEN2) | SCCT_NG | 50752 | GEN2 | PGAE | 4.05 | 4.05 | 35.78% | 1 | 168
South Belridge Cogeneration Facility (GEN3) | SCCT_NG | 50752 | GEN3 | PGAE | 4.05 | 4.05 | 35.78% | 1 | 168
South Canal Hydro-1 | HY_WAT | 58783 | SC-1 | WAPA_CO | 0.2 | 0.2 | 4.488% | 1 | 336
South Canal Hydro-3 | HY_WAT | 58784 | SC-3 | WAPA_CO | 0.2 | 0.2 | 4.488% | 1 | 336
South Consolidated | HY_WAT | 100 | SC1 | SaltRiverProject | 1.4 | 1.4 | 4.488% | 1 | 336
South Dry Creek Hydro | HY_WAT | 10138 | 1 | NWMT | 2 | 2 | 4.488% | 1 | 336
South Fork Tolt | HY_WAT | 622 | 1 | SeattleCL | 16.8 | 16.8 | 4.488% | 1 | 336
South Forks Hydro (GEN1) | HY_WAT | 10296 | GEN1 | IdahoPower | 4 | 4 | 4.488% | 1 | 336
South Forks Hydro (GEN2) | HY_WAT | 10296 | GEN2 | IdahoPower | 4 | 4 | 4.488% | 1 | 336
South Hurlburt Wind LLC | WT_WND | 57549 | SOUTH | BPA | 290 | 290 | 0% | 0 | 0
South Milford Solar Plant | PV_SUN | 59620 | SMS1 | PacificorpEast | 2.9 | 2.9 | 0% | 0 | 0
South Mills Solar, LLC | PV_SUN | 61290 | SMSMT | NWMT | 3 | 3 | 0% | 0 | 0
South Peak Wind | WT_WND | 62939 | 41001 | NWMT | 80 | 80 | 0% | 0 | 0
South Point Energy Center (A) | CCCT_NG | 55177 | A | WAPA_LwrCO | 184.89 | 184.89 | 3.641% | 1 | 240
South Point Energy Center (B) | CCCT_NG | 55177 | B | WAPA_LwrCO | 184.89 | 184.89 | 3.641% | 1 | 240
South Point Energy Center (ST1) | CCCT_NG | 55177 | ST1 | WAPA_LwrCO | 191.6 | 191.6 | 3.641% | 1 | 240
South Valley Solar Energy Center | PV_SUN | 60195 | SVSEC | PublicServiceNM | 9.9 | 9.9 | 0% | 0 | 0
Southeast Kern River Cogen (GTG1) | SCCT_NG | 50751 | GTG1 | PGAE | 16.61 | 16.61 | 35.78% | 1 | 168
Southeast Kern River Cogen (GTG2) | SCCT_NG | 50751 | GTG2 | PGAE | 2.35 | 2.35 | 35.78% | 1 | 168
Southeast Kern River Cogen (GTG3) | SCCT_NG | 50751 | GTG3 | PGAE | 2.35 | 2.35 | 35.78% | 1 | 168
Southeast Resource Recovery | ST_OT | 50837 | GEN1 | SCE | 22 | 22 | 14.83% | 1 | 192
Southern_California_Desert_Ex_Solar_1Axis | PV_SUN |  |  | SCE | 647 | 647 | 0% | 0 | 0
Southern_California_Desert_Ex_Solar_Fixed | PV_SUN |  |  | SCE | 216 | 216 | 0% | 0 | 0
Southside Water Reclamation Plant (GEN1) | IC_NG | 10339 | GEN1 | PublicServiceNM | 0.87 | 0.87 | 14.83% | 1 | 192
Southside Water Reclamation Plant (GEN2) | IC_NG | 10339 | GEN2 | PublicServiceNM | 0.87 | 0.87 | 14.83% | 1 | 192
Southside Water Reclamation Plant (GEN3) | IC_OT | 10339 | GEN3 | PublicServiceNM | 0.4 | 0.4 | 14.83% | 1 | 168
Southside Water Reclamation Plant (GEN4) | IC_OT | 10339 | GEN4 | PublicServiceNM | 0.4 | 0.4 | 14.83% | 1 | 168
SPA Cogen 3 (CCCT) | CCCT_NG | 7552 | CCCT | BANC | 111 | 111 | 3.641% | 1 | 288
SPA Cogen 3 (CCST) | CCCT_NG | 7552 | CCST | BANC | 53 | 53 | 3.641% | 1 | 288
Spanish Fork (1) | HY_WAT | 3691 | 1 | PacificorpEast | 1.7 | 1.7 | 4.488% | 1 | 336
Spanish Fork (2) | HY_WAT | 3691 | 2 | PacificorpEast | 1.7 | 1.7 | 4.488% | 1 | 336
Spanish Fork (3) | HY_WAT | 3691 | 3 | PacificorpEast | 0.2 | 0.2 | 4.488% | 1 | 336
Spanish Fork Wind Park 2 LLC | WT_WND | 56751 | 1 | PacificorpEast | 18.9 | 18.9 | 0% | 0 | 0
Spaulding 1 | HY_WAT | 281 | 1 | PGAE | 7 | 7 | 4.488% | 1 | 336
Spaulding 2 | HY_WAT | 282 | 1 | PGAE | 4.4 | 4.4 | 4.488% | 1 | 336
Spaulding 3 | HY_WAT | 283 | 1 | PGAE | 5.8 | 5.8 | 4.488% | 1 | 336
Spectrum Solar PV Power Project | PV_SUN | 58490 | 1 | Nevada | 30 | 30 | 0% | 0 | 0
SPI Anderson 2 | ST_OT | 59658 | GEN1 | PGAE | 27.2 | 27.2 | 14.83% | 1 | 192
Spicer Meadow Project (GEN1) | HY_WAT | 54554 | GEN1 | PGAE | 2.5 | 2.5 | 4.488% | 1 | 336
Spicer Meadow Project (GEN2) | HY_WAT | 54554 | GEN2 | PGAE | 2.5 | 2.5 | 4.488% | 1 | 336
Spicer Meadow Project (GEN3) | HY_WAT | 54554 | GEN3 | PGAE | 0.5 | 0.5 | 4.488% | 1 | 336
Spillimacheen 1-3 | HY_WAT | CA-40 | 1,2,3 | BritishColumbia | 4 | 4 | 4.488% | 1 | 336
Spindle Hill Energy Center (GEN1) | SCCT_NG | 56445 | GEN1 | PublicServiceCO | 134.85 | 134.85 | 35.78% | 1 | 216
Spindle Hill Energy Center (GEN2) | SCCT_NG | 56445 | GEN2 | PublicServiceCO | 134.85 | 134.85 | 35.78% | 1 | 216
Spion Kop Wind Farm | WT_WND | 58218 | SKW25 | NWMT | 40 | 40 | 0% | 0 | 0
Spirit Mountain | HY_WAT | 7541 | 1 | WAPA_CO | 4.5 | 4.5 | 4.488% | 1 | 336
Spokane Waste to Energy | ST_OT | 50886 | GEN1 | Avista | 22.7 | 22.7 | 14.83% | 1 | 192
Sprague Hydro | HY_WAT | 10737 | GEN1 | PACWSouth | 1 | 1 | 4.488% | 1 | 336
Spreckels Sugar Company | ST_NG | 57916 | 1 | IID | 6.6 | 6.6 | 3.641% | 1 | 216
Spring Canyon | WT_WND | 56320 | 1 | PublicServiceCO | 60 | 60 | 0% | 0 | 0
Spring Canyon Expansion Wind Energy Ctr (1) | WT_WND | 58769 | 1 | PublicServiceCO | 34 | 34 | 0% | 0 | 0
Spring Canyon Expansion Wind Energy Ctr (SCIII) | WT_WND | 58769 | SCIII | PublicServiceCO | 28.6 | 28.6 | 0% | 0 | 0
Spring Creek (1) | HY_WAT | 450 | 1 | PGAE | 90 | 90 | 4.488% | 1 | 336
Spring Creek (2) | HY_WAT | 450 | 2 | PGAE | 90 | 90 | 4.488% | 1 | 336
Spring Gap | HY_WAT | 284 | 1 | PGAE | 7 | 7 | 4.488% | 1 | 336
Spring Valley Wind Project | WT_WND | 57192 | WTG | Nevada | 150 | 150 | 0% | 0 | 0
Springbok 3 Solar Farm (SB3SF) | PV_SUN | 60491 | SB3SF | LDWP | 90 | 90 | 0% | 0 | 0
Springbok Solar Farm 1 | PV_SUN | 59532 | SB1 | LDWP | 105 | 105 | 0% | 0 | 0
Springbok Solar Farm 2 | PV_SUN | 59840 | SB2 | LDWP | 155 | 155 | 0% | 0 | 0
Springer Solar 1 | PV_SUN | 59560 | SPRG1 | PublicServiceNM | 0.8 | 0.8 | 0% | 0 | 0
Springerville (1) | ST_Coal | 8223 | 1 | TucsonElectric | 387 | 387 | 9.169% | 1 | 696
Springerville (2) | ST_Coal | 8223 | 2 | TucsonElectric | 406 | 406 | 9.169% | 1 | 696
Springerville (3) | ST_Coal | 8223 | 3 | TucsonElectric | 417 | 417 | 9.169% | 1 | 696
Springerville (4) | ST_Coal | 8223 | 4 | TucsonElectric | 415 | 415 | 9.169% | 1 | 696
Springerville (SGSS) | PV_SUN | 8223 | SGSS | TucsonElectric | 3.7 | 3.7 | 0% | 0 | 0
Springerville (SGSS1) | PV_SUN | 8223 | SGSS1 | TucsonElectric | 1.4 | 1.4 | 0% | 0 | 0
Springerville (WMS) | PV_SUN | 8223 | WMS | TucsonElectric | 8.3 | 8.3 | 0% | 0 | 0
Springfield (CO) (1) | IC_DFO | 8100 | 1 | PublicServiceCO | 1.2 | 1.2 | 20.5% | 1 | 168
Springfield (CO) (2) | IC_DFO | 8100 | 2 | PublicServiceCO | 0.2 | 0.2 | 20.5% | 1 | 168
Springfield (CO) (IC4) | IC_DFO | 8100 | IC4 | PublicServiceCO | 0.5 | 0.5 | 20.5% | 1 | 168
Springfield (CO) (IC5) | IC_DFO | 8100 | IC5 | PublicServiceCO | 0.8 | 0.8 | 20.5% | 1 | 168
Springs Generating Station (1) | SCCT_NG | 56144 | 1 | SCE | 10 | 10 | 35.78% | 1 | 168
Springs Generating Station (2) | SCCT_NG | 56144 | 2 | SCE | 10 | 10 | 35.78% | 1 | 168
Springs Generating Station (3) | SCCT_NG | 56144 | 3 | SCE | 10 | 10 | 35.78% | 1 | 168
Springs Generating Station (4) | SCCT_NG | 56144 | 4 | SCE | 10 | 10 | 35.78% | 1 | 168
Springville Hydroelectric | HY_WAT | 56125 | 4152 | SCE | 1 | 1 | 4.488% | 1 | 336
SR Jenkins Ft Lupton | PV_SUN | 60023 | FTLUP | WAPA_CO | 13 | 13 | 0% | 0 | 0
SR Kersey | PV_SUN | 61314 | KERS | WAPA_CO | 3.5 | 3.5 | 0% | 0 | 0
SR Mavericks | PV_SUN | 60283 | MVRKS | WAPA_CO | 7.8 | 7.8 | 0% | 0 | 0
SR Platte Solar Farm | PV_SUN | 61462 | PV1 | WAPA_CO | 16 | 16 | 0% | 0 | 0
SR Skylark B | PV_SUN | 60497 | SKY B | WAPA_CO | 2 | 2 | 0% | 0 | 0
SR85 | PV_SUN |  |  | AZPublicService | 10 | 10 | 0% | 0 | 0
SRI International Cogen Project | SCCT_NG | 50537 | GEN1 | PGAE | 5.6 | 5.6 | 35.78% | 1 | 168
SS Creek Hydro Project 1 | HY_WAT |  |  | BritishColumbia | 7 | 7 | 4.488% | 1 | 336
St George Red Rock (1) | IC_DFO | 7080 | 1 | PacificorpEast | 7 | 7 | 20.5% | 1 | 168
St George Red Rock (2) | IC_DFO | 7080 | 2 | PacificorpEast | 7 | 7 | 20.5% | 1 | 168
Stage Gulch Solar | PV_SUN | 61791 | 5001 | PGAE | 0.7 | 0.7 | 0% | 0 | 0
Stairs | HY_WAT | 3659 | 3 | PacificorpEast | 1.2 | 1.2 | 4.488% | 1 | 336
Stampede (1) | HY_WAT | 7066 | 1 | PGAE | 3 | 3 | 4.488% | 1 | 336
Stampede (2) | HY_WAT | 7066 | 2 | PGAE | 0.6 | 0.6 | 4.488% | 1 | 336
Stanford Campus Solar | PV_SUN | 62020 | STANF | PGAE | 1.6 | 1.6 | 0% | 0 | 0
Stanislaus | HY_WAT | 285 | HC1 | PGAE | 91 | 91 | 4.488% | 1 | 336
Stanton Energy Reliability Center (GT1) | SCCT_NG | 60698 | GT1 | SCE | 46.13 | 46.13 | 35.78% | 1 | 168
Stanton Energy Reliability Center (GT2) | SCCT_NG | 60698 | GT2 | SCE | 46.13 | 46.13 | 35.78% | 1 | 168
Staples La Mirada, CA | PV_SUN | 57683 | 1 | SCE | 0.9 | 0.9 | 0% | 0 | 0
Star Point Wind Project LLC | WT_WND | 57096 | 1 | BPA | 98.7 | 98.7 | 0% | 0 | 0
Starbucks - Evolution Fresh | OtherTech_NG | 59804 | SBK00 | SCE | 0.5 | 0.5 | 14.83% | 1 | 168
Starvation | PV_SUN | 63344 | STAR | IdahoPower | 9.9 | 9.9 | 0% | 0 | 0
Stateline Solar (STL) | PV_SUN | 58646 | STL | SCE | 76 | 76 | 0% | 0 | 0
Stateline Solar (STL2) | PV_SUN | 58646 | STL2 | SCE | 34 | 34 | 0% | 0 | 0
Stateline Solar (STL3) | PV_SUN | 58646 | STL3 | SCE | 38 | 38 | 0% | 0 | 0
Stateline Solar (STL4) | PV_SUN | 58646 | STL4 | SCE | 38 | 38 | 0% | 0 | 0
Stateline Solar (STL5) | PV_SUN | 58646 | STL5 | SCE | 38 | 38 | 0% | 0 | 0
Stateline Solar (STL6) | PV_SUN | 58646 | STL6 | SCE | 38 | 38 | 0% | 0 | 0
Stateline Solar (STL7) | PV_SUN | 58646 | STL7 | SCE | 38 | 38 | 0% | 0 | 0
Stave Falls 1-2 | HY_WAT | CA-41 | 1,2 | BritishColumbia | 90 | 90 | 4.488% | 1 | 336
Steamboat Hills LP (GEN1) | ST_GST | 50654 | GEN1 | Nevada | 16.3 | 16.3 | 14.83% | 1 | 168
Steamboat Hills LP (OEC41) | ST_GST | 50654 | OEC41 | Nevada | 5.5 | 5.5 | 14.83% | 1 | 168
Steamboat II (T201) | ST_GST | 54665 | T201 | Nevada | 8.1 | 8.1 | 14.83% | 1 | 168
Steamboat II (T202) | ST_GST | 54665 | T202 | Nevada | 8.1 | 8.1 | 14.83% | 1 | 168
Steamboat III (T301) | ST_GST | 54666 | T301 | Nevada | 8.1 | 8.1 | 14.83% | 1 | 168
Steamboat III (T302) | ST_GST | 54666 | T302 | Nevada | 8.1 | 8.1 | 14.83% | 1 | 168
Steel Bridge Solar, LLC | PV_SUN | 60057 | STEEL | BPA | 2.3 | 2.3 | 0% | 0 | 0
Steepbank 1-2 | ST_OT | CA-20 | 1,2 | Alberta | 64 | 64 | 14.83% | 1 | 192
Stenner Creek Solar | PV_SUN | 61607 | CPOLY | PGAE | 4.5 | 4.5 | 0% | 0 | 0
Sterling PV 3 | PV_SUN | 59198 | STER3 | WAPA_CO | 1.6 | 1.6 | 0% | 0 | 0
Stewart Mountain | HY_WAT | 150 | SM | SaltRiverProject | 13 | 13 | 4.488% | 1 | 336
Stillwater Facility (1) | PV_SUN | 50765 | 1 | Nevada | 21.8 | 21.8 | 0% | 0 | 0
Stillwater Facility (1-1) | ST_GST | 50765 | 43831 | Nevada | 14.3 | 14.3 | 14.83% | 1 | 168
Stillwater Facility (1-2) | ST_GST | 50765 | 43832 | Nevada | 14.3 | 14.3 | 14.83% | 1 | 168
Stillwater Facility (2-1) | ST_GST | 50765 | 43862 | Nevada | 14.3 | 14.3 | 14.83% | 1 | 168
Stillwater Facility (2-2) | ST_GST | 50765 | 43863 | Nevada | 14.3 | 14.3 | 14.83% | 1 | 168
Stillwater Wind, LLC | WT_WND | 61858 | WT | NWMT | 80 | 80 | 0% | 0 | 0
Stockton Biomass | ST_OT | 54238 | STG | PGAE | 45 | 45 | 14.83% | 1 | 192
Stoltze CoGen1 | ST_OT | 58523 | STL2 | BPA | 1.5 | 1.5 | 14.83% | 1 | 192
Stone Creek | HY_WAT | 7508 | 1 | PortlandGeneral | 10.7 | 10.7 | 4.488% | 1 | 336
Stony Gorge (1) | HY_WAT | 7151 | 1 | PGAE | 2.5 | 2.5 | 4.488% | 1 | 336
Stony Gorge (2) | HY_WAT | 7151 | 2 | PGAE | 2.5 | 2.5 | 4.488% | 1 | 336
Storrie Lake Solar Project | PV_SUN | 58794 | MSMPV | PublicServiceNM | 1.5 | 1.5 | 0% | 0 | 0
Strata Roof 1 | PV_SUN | 60219 | UNIT1 | BANC | 0.6 | 0.6 | 0% | 0 | 0
Strathcona 1-2 | HY_WAT | CA-42 | 1,2 | BritishColumbia | 62 | 62 | 4.488% | 1 | 336
Strathcona Cogeneration | ST_NG |  | 1 | Alberta | 48 | 48 | 3.641% | 1 | 369.3423
Strawberry Creek (1) | HY_WAT | 6393 | 1 | NWMT | 0.5 | 0.5 | 4.488% | 1 | 336
Strawberry Creek (2) | HY_WAT | 6393 | 2 | NWMT | 0.5 | 0.5 | 4.488% | 1 | 336
Strawberry Creek (3) | HY_WAT | 6393 | 3 | NWMT | 0.5 | 0.5 | 4.488% | 1 | 336
Strontia Springs Hydro Plant | HY_WAT | 10081 | GEN1 | PublicServiceCO | 1 | 1 | 4.488% | 1 | 336
Stroud Solar Station | PV_SUN | 57497 | 1 | PGAE | 20 | 20 | 0% | 0 | 0
Sturgeon #1-2 | SCCT_NG |  | 1,2 | Alberta | 18 | 18 | 35.78% | 1 | 168
Sue Cleveland High School | PV_SUN | 58588 | SCHS | PublicServiceNM | 1 | 1 | 0% | 0 | 0
Sugarloaf Hydro Plant | HY_WAT | 50435 | SUG1 | PublicServiceCO | 2.5 | 2.5 | 4.488% | 1 | 336
Sullivan (1) | HY_WAT | 3053 | 1 | PortlandGeneral | 1.4 | 1.4 | 4.488% | 1 | 336
Sullivan (10) | HY_WAT | 3053 | 10 | PortlandGeneral | 1.5 | 1.5 | 4.488% | 1 | 336
Sullivan (11) | HY_WAT | 3053 | 11 | PortlandGeneral | 1.4 | 1.4 | 4.488% | 1 | 336
Sullivan (12) | HY_WAT | 3053 | 12 | PortlandGeneral | 1.4 | 1.4 | 4.488% | 1 | 336
Sullivan (13) | HY_WAT | 3053 | 13 | PortlandGeneral | 1.2 | 1.2 | 4.488% | 1 | 336
Sullivan (2) | HY_WAT | 3053 | 2 | PortlandGeneral | 1.5 | 1.5 | 4.488% | 1 | 336
Sullivan (3) | HY_WAT | 3053 | 3 | PortlandGeneral | 1.5 | 1.5 | 4.488% | 1 | 336
Sullivan (4) | HY_WAT | 3053 | 4 | PortlandGeneral | 1.5 | 1.5 | 4.488% | 1 | 336
Sullivan (5) | HY_WAT | 3053 | 5 | PortlandGeneral | 1.5 | 1.5 | 4.488% | 1 | 336
Sullivan (6) | HY_WAT | 3053 | 6 | PortlandGeneral | 1.5 | 1.5 | 4.488% | 1 | 336
Sullivan (7) | HY_WAT | 3053 | 7 | PortlandGeneral | 1.5 | 1.5 | 4.488% | 1 | 336
Sullivan (8) | HY_WAT | 3053 | 8 | PortlandGeneral | 1.4 | 1.4 | 4.488% | 1 | 336
Sullivan (9) | HY_WAT | 3053 | 9 | PortlandGeneral | 1 | 1 | 4.488% | 1 | 336
Sulphur Springs | PV_SUN | 60381 | SSSP | TucsonElectric | 20 | 20 | 0% | 0 | 0
Sumas Power Plant (GEN1) | CCCT_NG | 54476 | GEN1 | PugetSound | 96.5 | 96.5 | 3.641% | 1 | 288
Sumas Power Plant (GEN2) | CCCT_NG | 54476 | GEN2 | PugetSound | 40.8 | 40.8 | 3.641% | 1 | 288
Summer Falls Power Plant (1) | HY_WAT | 56695 | 1 | BPA | 46 | 46 | 4.488% | 1 | 336
Summer Falls Power Plant (2) | HY_WAT | 56695 | 2 | BPA | 46 | 46 | 4.488% | 1 | 336
Summer North Solar (UE2) | PV_SUN | 58757 | UE2 | SCE | 1.5 | 1.5 | 0% | 0 | 0
Summer North Solar (UF2) | PV_SUN | 58757 | UF2 | SCE | 2 | 2 | 0% | 0 | 0
Summer North Solar (UG2) | PV_SUN | 58757 | UG2 | SCE | 1.5 | 1.5 | 0% | 0 | 0
Summer North Solar (UH2) | PV_SUN | 58757 | UH2 | SCE | 1.5 | 1.5 | 0% | 0 | 0
Summer Solar A2 | PV_SUN | 58753 | SSA2 | SCE | 1.5 | 1.5 | 0% | 0 | 0
Summer Solar B2 | PV_SUN | 58754 | SSB2 | SCE | 1.5 | 1.5 | 0% | 0 | 0
Summer Solar C2 | PV_SUN | 58755 | SSC2 | SCE | 1.5 | 1.5 | 0% | 0 | 0
Summer Solar D2 | PV_SUN | 58756 | SSD2 | SCE | 1 | 1 | 0% | 0 | 0
Summer Solar LLC | PV_SUN | 60280 | SUMSL | SCE | 19 | 19 | 0% | 0 | 0
Summerview I wind farm | WT_WND | CA-10008 | 1 | Alberta | 66 | 66 | 0% | 0 | 0
Summerview II wind farm | WT_WND |  |  | Alberta | 66 | 66 | 0% | 0 | 0
Sun City Project LLC | PV_SUN | 57360 | 1 | PGAE | 20 | 20 | 0% | 0 | 0
Sun Harvest Solar NDP1 | PV_SUN | 59687 | NDP1 | PGAE | 1.5 | 1.5 | 0% | 0 | 0
Sun Peak Generating Station (5657) | SCCT_NG | 54854 | 5657 | Nevada | 74 | 74 | 35.78% | 1 | 168
Sun Peak Generating Station (5658) | SCCT_NG | 54854 | 5658 | Nevada | 74 | 74 | 35.78% | 1 | 168
Sun Peak Generating Station (5659) | SCCT_NG | 54854 | 5659 | Nevada | 74 | 74 | 35.78% | 1 | 168
Sun Streams, LLC | PV_SUN | 60827 | GEN01 | AZPublicService | 144 | 144 | 0% | 0 | 0
SunAnza | PV_SUN | 60791 | ANZA1 | SCE | 2 | 2 | 0% | 0 | 0
Suncor Cogen/Poplar Creek Ph 1 | CCCT_NG | CA-10180-10181 | 1A,1B,1C | Alberta | 339.8 | 339.8 | 3.641% | 1 | 240
Suncor Tar Island/Poplar Creek Ph 2 | CCCT_NG | CA-10182 | 1D | Alberta | 30.61 | 30.61 | 3.641% | 1 | 288
Sundance (CT1) | SCCT_NG | 55522 | CT1 | AZPublicService | 41.84 | 41.84 | 35.78% | 1 | 72
Sundance (CT10) | SCCT_NG | 55522 | CT10 | AZPublicService | 41.84 | 41.84 | 35.78% | 1 | 72
Sundance (CT2) | SCCT_NG | 55522 | CT2 | AZPublicService | 41.84 | 41.84 | 35.78% | 1 | 72
Sundance (CT3) | SCCT_NG | 55522 | CT3 | AZPublicService | 41.84 | 41.84 | 35.78% | 1 | 72
Sundance (CT4) | SCCT_NG | 55522 | CT4 | AZPublicService | 41.84 | 41.84 | 35.78% | 1 | 72
Sundance (CT5) | SCCT_NG | 55522 | CT5 | AZPublicService | 41.84 | 41.84 | 35.78% | 1 | 72
Sundance (CT6) | SCCT_NG | 55522 | CT6 | AZPublicService | 41.84 | 41.84 | 35.78% | 1 | 72
Sundance (CT7) | SCCT_NG | 55522 | CT7 | AZPublicService | 41.84 | 41.84 | 35.78% | 1 | 72
Sundance (CT8) | SCCT_NG | 55522 | CT8 | AZPublicService | 41.84 | 41.84 | 35.78% | 1 | 72
Sundance (CT9) | SCCT_NG | 55522 | CT9 | AZPublicService | 41.84 | 41.84 | 35.78% | 1 | 72
Sundance 3 | ST_Coal | CA-13 | 3 | Alberta | 368 | 368 | 9.169% | 1 | 696
Sundance 4 | ST_Coal | CA-13 | 4 | Alberta | 406 | 406 | 9.169% | 1 | 696
Sundance 5 | ST_Coal | CA-13 | 5 | Alberta | 406 | 406 | 9.169% | 1 | 696
Sundance 6 | ST_Coal | CA-13 | 6 | Alberta | 401 | 401 | 9.169% | 1 | 696
SunE Alamosa (1) | PV_SUN | 56481 | 1 | PublicServiceCO | 1 | 1 | 0% | 0 | 0
SunE Alamosa (2) | PV_SUN | 56481 | 2 | PublicServiceCO | 6.7 | 6.7 | 0% | 0 | 0
SunE- E Philadelphia Ontario | PV_SUN | 59916 | 12307 | SCE | 1 | 1 | 0% | 0 | 0
SunE EPE1 LLC | PV_SUN | 57986 | 1 | ElPasoElectric | 11.3 | 11.3 | 0% | 0 | 0
SunE EPE2 LLC | PV_SUN | 57985 | 1 | ElPasoElectric | 13.6 | 13.6 | 0% | 0 | 0
SunE Rochester | PV_SUN | 60032 | RCHTR | SCE | 1 | 1 | 0% | 0 | 0
SunEdison Anheuser Busch Fairfield | PV_SUN | 57010 | 1 | PGAE | 0.9 | 0.9 | 0% | 0 | 0
SunEdison Ironwood State Prison | PV_SUN | 57007 | 1 | SCE | 0.9 | 0.9 | 0% | 0 | 0
SunEdison Procter & Gamble Oxnard | PV_SUN | 57008 | 1 | SCE | 0.8 | 0.8 | 0% | 0 | 0
SunEdison Walgreens Moreno Valley | PV_SUN | 57004 | 1 | SCE | 0.9 | 0.9 | 0% | 0 | 0
SunEdison Walmart Apple Valley DC | PV_SUN | 57012 | 1 | SCE | 0.9 | 0.9 | 0% | 0 | 0
Sunnyside Cogen Associates | ST_OT | 50951 | GEN1 | PacificorpEast | 51 | 51 | 14.83% | 1 | 192
Sunnyside Ranch Community Solar Array | PV_SUN | 59742 | HCE | WAPA_CO | 1.5 | 1.5 | 0% | 0 | 0
Sunnyvale City of WPCP (S-14) | IC_OT | 57557 | S-14 | PGAE | 0.8 | 0.8 | 14.83% | 1 | 168
Sunnyvale City of WPCP (S-15) | IC_OT | 57557 | S-15 | PGAE | 0.8 | 0.8 | 14.83% | 1 | 168
Sunray 2 (SUN2) | PV_SUN | 10437 | SUN2 | SCE | 18.5 | 18.5 | 0% | 0 | 0
Sunray 3 (SUN3) | PV_SUN | 10438 | SUN3 | SCE | 13 | 13 | 0% | 0 | 0
Sunrise Power LLC (STG) | CCCT_NG | 55182 | STG | PGAE | 248.4 | 248.4 | 3.641% | 1 | 240
Sunrise Power LLC (X718) | CCCT_NG | 55182 | X718 | PGAE | 147.2 | 147.2 | 3.641% | 1 | 240
Sunrise Power LLC (X719) | CCCT_NG | 55182 | X719 | PGAE | 147.2 | 147.2 | 3.641% | 1 | 240
SunSelect1 (1) | IC_NG | 61754 | 1 | SCE | 3.3 | 3.3 | 14.83% | 1 | 192
SunSelect1 (2) | IC_NG | 61754 | 2 | SCE | 3.3 | 3.3 | 14.83% | 1 | 192
Sunset Reservoir North Basin | PV_SUN | 57559 | 1 | PGAE | 4.5 | 4.5 | 0% | 0 | 0
Sunshine Gas Producers (1) | SCCT_OT | 58429 | 1 | SCE | 4 | 4 | 35.78% | 1 | 168
Sunshine Gas Producers (2) | SCCT_OT | 58429 | 2 | SCE | 4 | 4 | 35.78% | 1 | 168
Sunshine Gas Producers (3) | SCCT_OT | 58429 | 3 | SCE | 4 | 4 | 35.78% | 1 | 168
Sunshine Gas Producers (4) | SCCT_OT | 58429 | 4 | SCE | 4 | 4 | 35.78% | 1 | 168
Sunshine Gas Producers (5) | SCCT_OT | 58429 | 5 | SCE | 4 | 4 | 35.78% | 1 | 168
Sunshine Valley Solar | PV_SUN | 59826 | GEN01 | Nevada | 103.4 | 103.4 | 0% | 0 | 0
Sutter Energy Center (CT01) | CCCT_NG | 55112 | CT01 | PGAE | 175.75 | 175.75 | 3.641% | 1 | 240
Sutter Energy Center (CT02) | CCCT_NG | 55112 | CT02 | PGAE | 175.75 | 175.75 | 3.641% | 1 | 240
Sutter Energy Center (ST01) | CCCT_NG | 55112 | ST01 | PGAE | 175.75 | 175.75 | 3.641% | 1 | 240
SW_Hydro_PNM_Aggregate_CPUC | HY_WAT |  |  | PublicServiceNM | 17.43 | 0.53 | 0% | 0 | 0
SW_Solar_NEVP_Aggregate_CPUC | PV_SUN |  |  | Nevada | 52 | 52 | 0% | 0 | 0
SW_Solar_PNM_Aggregate_CPUC | PV_SUN |  |  | PublicServiceNM | 277.6 | 277.6 | 0% | 0 | 0
SW_Solar_SPPC_Aggregate_CPUC | PV_SUN |  |  | Nevada | 52 | 52 | 0% | 0 | 0
SW_Solar_VEA_Aggregate_CPUC | PV_SUN |  |  | Nevada | 15 | 15 | 0% | 0 | 0
SW_Wind_PNM_Aggregate_CPUC | WT_WND |  |  | PublicServiceNM | 344 | 194 | 0% | 0 | 0
Swan Falls (1) | HY_WAT | 819 | 1 | IdahoPower | 12.4 | 12.4 | 4.488% | 1 | 336
Swan Falls (2) | HY_WAT | 819 | 2 | IdahoPower | 12.4 | 12.4 | 4.488% | 1 | 336
Swanmill Windfarm I (EXI2) | WT_WND | 54650 | EXI2 | SCE | 9.1 | 9.1 | 0% | 0 | 0
Swanmill Windfarm I (EXIS) | WT_WND | 54650 | EXIS | SCE | 9.6 | 9.6 | 0% | 0 | 0
Swauk Wind LLC | WT_WND | 58441 | SW | PugetSound | 4.3 | 4.3 | 0% | 0 | 0
Sweetwater Solar | PV_SUN | 61369 | PV1 | PacificorpEast | 92 | 92 | 0% | 0 | 0
Swift 1 (HY11) | HY_WAT | 3850 | HY11 | PACWSouth | 87.9 | 87.9 | 4.488% | 1 | 336
Swift 1 (HY12) | HY_WAT | 3850 | HY12 | PACWSouth | 87.9 | 87.9 | 4.488% | 1 | 336
Swift 1 (HY13) | HY_WAT | 3850 | HY13 | PACWSouth | 87.9 | 87.9 | 4.488% | 1 | 336
Swift 2 (21) | HY_WAT | 6265 | 21 | BPA | 34 | 34 | 4.488% | 1 | 336
Swift 2 (22) | HY_WAT | 6265 | 22 | BPA | 31 | 31 | 4.488% | 1 | 336
Swift Creek (3) | HY_WAT | 6394 | 3 | NWMT | 0.8 | 0.8 | 4.488% | 1 | 336
Swift Creek (4) | HY_WAT | 6394 | 4 | NWMT | 0.6 | 0.6 | 4.488% | 1 | 336
Swift Creek (5) | HY_WAT | 6394 | 5 | NWMT | 0.3 | 0.3 | 4.488% | 1 | 336
Sycamore Cogeneration (GTAG) | SCCT_NG | 50134 | GTAG | SCE | 74.88 | 74.88 | 35.78% | 1 | 360
Sycamore Cogeneration (GTBG) | SCCT_NG | 50134 | GTBG | SCE | 74.88 | 74.88 | 35.78% | 1 | 360
Sycamore Cogeneration (GTCG) | SCCT_NG | 50134 | GTCG | SCE | 74.88 | 74.88 | 35.78% | 1 | 360
Sycamore Cogeneration (GTDG) | SCCT_NG | 50134 | GTDG | SCE | 74.88 | 74.88 | 35.78% | 1 | 360
Sycamore Energy 1 (1A) | SCCT_OT | 10387 | 1A | SDGE | 1.2 | 1.2 | 35.78% | 1 | 168
Sycamore Energy 1 (2A) | SCCT_OT | 10387 | 2A | SDGE | 1.2 | 1.2 | 35.78% | 1 | 168
Sycamore Energy 1 (3) | SCCT_OT | 10387 | 3 | SDGE | 2.85 | 2.79 | 35.78% | 1 | 168
Syncarpha Eagle Nest | PV_SUN | 62149 | SYEN1 | PublicServiceNM | 1 | 1 | 0% | 0 | 0
Syncarpha El Rito | PV_SUN | 63124 | SYNEL | PublicServiceNM | 1.6 | 1.6 | 0% | 0 | 0
Syncarpha Questa | PV_SUN | 63125 | SYNQU | PublicServiceNM | 1.6 | 1.6 | 0% | 0 | 0
Syncarpha Taos | PV_SUN | 63123 | SYNTA | PublicServiceNM | 3.1 | 3.1 | 0% | 0 | 0
Syncrude (Fort McMurray) #1-3 | CCCT_NG | CA-18 | 1,2,3 | Alberta | 312.24 | 312.24 | 3.641% | 1 | 288
Syncrude (Fort McMurray) #4-6 | CCCT_NG | CA-18 | 4,5,6 | Alberta | 144 | 144 | 3.641% | 1 | 288
Syncrude Aurora 1 | SCCT_NG | CA-10080 | 1 | Alberta | 80 | 80 | 35.78% | 1 | 168
Syncrude Plant 30-2 | CCCT_NG |  | 2 | Alberta | 27 | 27 | 3.641% | 1 | 288
Syncrude UE1 | SCCT_NG | CA-10115 | CC1B | Alberta | 75 | 75 | 35.78% | 1 | 168
T0588 Phoenix - AZ | PV_SUN | 61199 | PV1 | AZPublicService | 1.2 | 1.2 | 0% | 0 | 0
TA-Acacia, LLC | PV_SUN | 59443 | WAS1 | SCE | 20 | 20 | 0% | 0 | 0
Taber #1-8 (Alberta Power Project) | IC_NG |  | 1 | Alberta | 8.16 | 8.16 | 14.83% | 1 | 192
Taber Wind Farm | WT_WND |  |  | Alberta | 81 | 81 | 0% | 0 | 0
Tacoma (1) | HY_WAT | 6206 | 1 | WAPA_CO | 2.3 | 2.3 | 4.488% | 1 | 336
Tacoma (2) | HY_WAT | 6206 | 2 | WAPA_CO | 2.3 | 2.3 | 4.488% | 1 | 336
Taft 26C Cogen (TG1) | SCCT_NG | 52085 | TG1 | PGAE | 0.56 | 0.56 | 35.78% | 1 | 168
Taft 26C Cogen (TG2) | SCCT_NG | 52085 | TG2 | PGAE | 0.56 | 0.56 | 35.78% | 1 | 168
Taft 26C Cogen (TG3) | SCCT_NG | 52085 | TG3 | PGAE | 0.56 | 0.56 | 35.78% | 1 | 168
Taft 26C Cogen (TG4) | SCCT_NG | 52085 | TG4 | PGAE | 0.56 | 0.56 | 35.78% | 1 | 168
TA-High Desert LLC | PV_SUN | 58149 | TAHD | SCE | 20 | 20 | 0% | 0 | 0
Tahquitz High School | PV_SUN | 58232 | TAHQ | SCE | 0.8 | 0.8 | 0% | 0 | 0
Tajiguas Plant | IC_OT | 55603 | UNT1 | PGAE | 2.7 | 2.7 | 14.83% | 1 | 168
Tamarack Energy Partnership | ST_OT | 50099 | GEN1 | IdahoPower | 5.83 | 5.83 | 14.83% | 1 | 192
Target Shafter | PV_SUN | 61824 | RPU2 | SCE | 3 | 3 | 0% | 0 | 0
Target Woodland Solar Project | PV_SUN | 62246 | TWSP | PGAE | 2 | 2 | 0% | 0 | 0
Taylor Coulee Chute Irrigation Headworks | HY_WAT | CA-10087 | 1 | Alberta | 14 | 14 | 4.488% | 1 | 336
Taylor Draw Hydroelectric Facility | HY_WAT | 54729 | COX1 | PublicServiceCO | 2 | 2 | 4.488% | 1 | 336
Taylor Farms | WT_WND | 59330 | TAY1 | PGAE | 1 | 1 | 0% | 0 | 0
Taylor Farms Salinas | OtherTech_NG | 58303 | TLR | PGAE | 0.2 | 0.2 | 14.83% | 1 | 168
Taylor wind farm | WT_WND |  |  | Alberta | 3.4 | 3.4 | 0% | 0 | 0
TB Flats I Wind_WT1 | WT_WND |  |  | PacificorpEast | 250 | 250 | 0% | 0 | 0
TB Flats II Wind_WT1 | WT_WND |  |  | PacificorpEast | 250 | 250 | 0% | 0 | 0
Tech Park Solar | PV_SUN | 59455 | TECHP | TucsonElectric | 5 | 5 | 0% | 0 | 0
Techren Solar I LLC | PV_SUN | 61611 | TECH1 | Nevada | 100 | 100 | 0% | 0 | 0
Techren Solar II LLC | PV_SUN | 61930 | TECH2 | Nevada | 200 | 200 | 0% | 0 | 0
Techren Solar III LLC | PV_SUN | 61931 | TECH3 | Nevada | 25 | 25 | 0% | 0 | 0
Techren Solar IV LLC | PV_SUN | 61932 | TECH4 | Nevada | 25 | 25 | 0% | 0 | 0
Techren Solar V | PV_SUN | 62440 | TECH5 | Nevada | 50 | 50 | 0% | 0 | 0
Tehachapi Wind Resource I | WT_WND | 10191 | EXIS | SCE | 8.7 | 8.7 | 0% | 0 | 0
Tehachapi Wind Resource II (EXI2) | WT_WND | 54909 | EXI2 | SCE | 8.3 | 8.3 | 0% | 0 | 0
Tehachapi Wind Resource II (EXIS) | WT_WND | 54909 | EXIS | SCE | 13.6 | 13.6 | 0% | 0 | 0
Tehachapi_Solar_1Axis | PV_SUN |  |  | SCE | 2702 | 3902 | 0% | 0 | 0
Tehachapi_Solar_Fixed | PV_SUN |  |  | SCE | 901 | 1301 | 0% | 0 | 0
Tehachapi_Wind | WT_WND |  |  | SCE | 275 | 275 | 0% | 0 | 0
Teichert Materials-Teichert Vernalis | WT_WND | 57594 | WTG1 | PGAE | 1 | 1 | 0% | 0 | 0
Telefonos del Noroeste_ S. A. de C. V._ Arbol lii | IC_DFO |  |  | N_BajaCA | 0.95 | 0.95 | 20.5% | 1 | 168
Telefonos del Noroeste_ S. A. de C. V._ Lomas | IC_DFO |  |  | N_BajaCA | 0.95 | 0.95 | 20.5% | 1 | 168
Telefonos del Noroeste_ S. A. de C. V._ Principal | IC_DFO |  |  | N_BajaCA | 0.95 | 0.95 | 20.5% | 1 | 168
Temescal | HY_WAT | 479 | 1 | SCE | 2.8 | 2.8 | 4.488% | 1 | 336
Temescal Canyon RV, LLC | PV_SUN | 57656 | 1 | SCE | 1.5 | 1.5 | 0% | 0 | 0
Tenet Hospital (9541) | IC_DFO | 50241 | 9541 | ElPasoElectric | 2.1 | 2.1 | 20.5% | 1 | 168
Tenet Hospital (9542) | IC_NG | 50241 | 9542 | ElPasoElectric | 2.1 | 2.1 | 14.83% | 1 | 192
Tequesquite Landfill Solar PV Project | PV_SUN | 60035 | RPU1 | SCE | 7.3 | 7.3 | 0% | 0 | 0
Terminus Hydroelectric Project | HY_WAT | 54343 | GEN1 | SCE | 20 | 20 | 4.488% | 1 | 336
Termoelectrica de Mexicali #1 (TDM) | CCCT_NG |  | 1 | N_BajaCA | 641.28 | 641.28 | 3.641% | 1 | 240
Terra Francesco | PV_SUN | 59541 | 3 | SCE | 1.5 | 1.5 | 0% | 0 | 0
Terra-Gen Dixie Valley (GEN1) | ST_GST | 52015 | GEN1 | SCE | 57 | 57 | 14.83% | 1 | 168
Terra-Gen Dixie Valley (GEN2) | ST_GST | 52015 | GEN2 | Nevada | 5.1 | 5.1 | 14.83% | 1 | 168
Terra-Gen VG Wind LLC | WT_WND | 56570 | WGNS | SCE | 7.4 | 7.4 | 0% | 0 | 0
Tesla | HY_WAT | 7233 | 1 | WAPA_CO | 28 | 28 | 4.488% | 1 | 336
Tesoro SLC Cogeneration Plant (1) | SCCT_NG | 56509 | 1 | PacificorpEast | 3.52 | 3.52 | 35.78% | 1 | 168
Tesoro SLC Cogeneration Plant (2) | SCCT_NG | 56509 | 2 | PacificorpEast | 3.52 | 3.52 | 35.78% | 1 | 168
Tesoro Wilmington Calciner | ST_OT | 10601 | GEN1 | SCE | 24.5 | 24.5 | 14.83% | 1 | 192
The Dalles (1) | HY_WAT | 3895 | 1 | BPA | 50 | 50 | 4.488% | 1 | 336
The Dalles (10) | HY_WAT | 3895 | 10 | BPA | 78 | 78 | 4.488% | 1 | 336
The Dalles (11) | HY_WAT | 3895 | 11 | BPA | 78 | 78 | 4.488% | 1 | 336
The Dalles (12) | HY_WAT | 3895 | 12 | BPA | 78 | 78 | 4.488% | 1 | 336
The Dalles (13) | HY_WAT | 3895 | 13 | BPA | 78 | 78 | 4.488% | 1 | 336
The Dalles (14) | HY_WAT | 3895 | 14 | BPA | 78 | 78 | 4.488% | 1 | 336
The Dalles (15) | HY_WAT | 3895 | 15 | BPA | 86 | 86 | 4.488% | 1 | 336
The Dalles (16) | HY_WAT | 3895 | 16 | BPA | 86 | 86 | 4.488% | 1 | 336
The Dalles (17) | HY_WAT | 3895 | 17 | BPA | 86 | 86 | 4.488% | 1 | 336
The Dalles (18) | HY_WAT | 3895 | 18 | BPA | 86 | 86 | 4.488% | 1 | 336
The Dalles (19) | HY_WAT | 3895 | 19 | BPA | 86 | 86 | 4.488% | 1 | 336
The Dalles (2) | HY_WAT | 3895 | 2 | BPA | 50 | 50 | 4.488% | 1 | 336
The Dalles (20) | HY_WAT | 3895 | 20 | BPA | 86 | 86 | 4.488% | 1 | 336
The Dalles (21) | HY_WAT | 3895 | 21 | BPA | 86 | 86 | 4.488% | 1 | 336
The Dalles (22) | HY_WAT | 3895 | 22 | BPA | 86 | 86 | 4.488% | 1 | 336
The Dalles (3) | HY_WAT | 3895 | 3 | BPA | 78 | 78 | 4.488% | 1 | 336
The Dalles (4) | HY_WAT | 3895 | 4 | BPA | 78 | 78 | 4.488% | 1 | 336
The Dalles (5) | HY_WAT | 3895 | 5 | BPA | 92 | 92 | 4.488% | 1 | 336
The Dalles (6) | HY_WAT | 3895 | 6 | BPA | 78 | 78 | 4.488% | 1 | 336
The Dalles (7) | HY_WAT | 3895 | 7 | BPA | 78 | 78 | 4.488% | 1 | 336
The Dalles (8) | HY_WAT | 3895 | 8 | BPA | 78 | 78 | 4.488% | 1 | 336
The Dalles (9) | HY_WAT | 3895 | 9 | BPA | 78 | 78 | 4.488% | 1 | 336
The Dalles (F1) | HY_WAT | 3895 | F1 | BPA | 14 | 14 | 4.488% | 1 | 336
The Dalles (F2) | HY_WAT | 3895 | F2 | BPA | 14 | 14 | 4.488% | 1 | 336
Thermalito (1) | HY_WAT | 438 | 1 | PGAE | 30 | 30 | 4.488% | 1 | 336
Thermalito (2) | STO_WAT | 438 | 2 | PGAE | 27.3 | 27.3 | 4.488% | 0 | 0
Thermalito (3) | STO_WAT | 438 | 3 | PGAE | 27.3 | 27.3 | 4.488% | 0 | 0
Thermalito (4) | STO_WAT | 438 | 4 | PGAE | 27.3 | 27.3 | 4.488% | 0 | 0
Thermalito Diverson Dam | HY_WAT | 7129 | TD1 | PGAE | 3 | 3 | 4.488% | 1 | 336
Thermo Greeley | SCCT_NG | 50709 | GEN1 | PublicServiceCO | 30.27 | 30.27 | 35.78% | 1 | 168
Thermo No 1 (2) | ST_GST | 57353 | 2 | PacificorpEast | 9.9 | 9.9 | 14.83% | 1 | 168
Thomas M Knott Cogen Facility | SCCT_NG | 58190 | CG | PGAE | 1.2 | 1.2 | 35.78% | 1 | 168
Thompson Falls (TF1) | HY_WAT | 2195 | TF1 | NWMT | 7.5 | 7.5 | 4.488% | 1 | 336
Thompson Falls (TF2) | HY_WAT | 2195 | TF2 | NWMT | 6.5 | 6.5 | 4.488% | 1 | 336
Thompson Falls (TF3) | HY_WAT | 2195 | TF3 | NWMT | 7.5 | 7.5 | 4.488% | 1 | 336
Thompson Falls (TF4) | HY_WAT | 2195 | TF4 | NWMT | 6.5 | 6.5 | 4.488% | 1 | 336
Thompson Falls (TF5) | HY_WAT | 2195 | TF5 | NWMT | 6.5 | 6.5 | 4.488% | 1 | 336
Thompson Falls (TF6) | HY_WAT | 2195 | TF6 | NWMT | 6.5 | 6.5 | 4.488% | 1 | 336
Thompson Falls (TF7) | HY_WAT | 2195 | TF7 | NWMT | 53 | 53 | 4.488% | 1 | 336
Thousand Springs (3) | HY_WAT | 820 | 3 | IdahoPower | 6.4 | 6.4 | 4.488% | 1 | 336
Thousand Springs Wind Park | WT_WND | 56442 | TSWP | IdahoPower | 12 | 12 | 0% | 0 | 0
Three Forks Water Power Project | HY_WAT | 54308 | 1 | PGAE | 1.2 | 1.2 | 4.488% | 1 | 336
Three Peaks Power | PV_SUN | 60432 | TPP | PacificorpEast | 80 | 80 | 0% | 0 | 0
Threemile Canyon | WT_WND | 56933 | 1 | BPA | 9.9 | 9.9 | 0% | 0 | 0
Threemile Digester (GEN1) | IC_OT | 58382 | GEN1 | BPA | 1.6 | 1.6 | 14.83% | 1 | 168
Threemile Digester (GEN2) | IC_OT | 58382 | GEN2 | BPA | 1.6 | 1.6 | 14.83% | 1 | 168
Threemile Digester (GEN3) | IC_OT | 58382 | GEN3 | BPA | 1.6 | 1.6 | 14.83% | 1 | 168
Thunder Wolf Energy Center_PV1 | PV_SUN |  |  | PublicServiceCO | 300 | 300 | 0% | 0 | 0
Thunderegg Solar Center, LLC | PV_SUN | 60334 | TSC1 | IdahoPower | 10 | 10 | 0% | 0 | 0
Tiber Dam Hydroelectric Plant | HY_WAT | 56499 | HY1 | WAPA_WY | 7.5 | 7.5 | 4.488% | 1 | 336
Tieton Dam Hydro Electric Project (UNIT1) | HY_WAT | 57496 | UNIT1 | PACWSouth | 6.9 | 6.9 | 4.488% | 1 | 336
Tieton Dam Hydro Electric Project (UNIT2) | HY_WAT | 57496 | UNIT2 | PACWSouth | 6.9 | 6.9 | 4.488% | 1 | 336
Tiger Creek (H1) | HY_WAT | 287 | H1 | PGAE | 29 | 29 | 4.488% | 1 | 336
Tiger Creek (H2) | HY_WAT | 287 | H2 | PGAE | 29 | 29 | 4.488% | 1 | 336
Tijuana_3_TG_150MW | SCCT_NG |  |  | N_BajaCA | 141.79 | 0 | 35.78% | 1 | 168
Timothy Lake Powerhouse | HY_WAT | 60868 | 1 | PortlandGeneral | 1.1 | 1.1 | 4.488% | 1 | 336
Titan Solar | PV_SUN | 61811 | PCEC | PublicServiceCO | 50 | 50 | 0% | 0 | 0
Toadtown | HY_WAT | 714 | 1 | PGAE | 1.5 | 1.5 | 4.488% | 1 | 336
Toketee Falls (1) | HY_WAT | 3040 | 1 | PACWSouth | 15 | 15 | 4.488% | 1 | 336
Toketee Falls (2) | HY_WAT | 3040 | 2 | PACWSouth | 15 | 15 | 4.488% | 1 | 336
Toketee Falls (3) | HY_WAT | 3040 | 3 | PACWSouth | 15 | 15 | 4.488% | 1 | 336
Tom Sifers Solar | PV_SUN | 63163 | SIFRS | WAPA_CO | 1 | 1 | 0% | 0 | 0
Tooele Army Depot (GEN03) | WT_WND | 59817 | GEN03 | PacificorpEast | 1.7 | 1.7 | 0% | 0 | 0
Tooele Army Depot (PV1) | PV_SUN | 59817 | PV1 | PacificorpEast | 1.5 | 1.5 | 0% | 0 | 0
Top of the World Windpower Project | WT_WND | 57327 | TOTW1 | PacificorpEast | 200 | 200 | 0% | 0 | 0
Topaz Solar Farm (TPZ1) | PV_SUN | 57695 | TPZ1 | PGAE | 129.8 | 129.8 | 0% | 0 | 0
Topaz Solar Farm (TPZ2) | PV_SUN | 57695 | TPZ2 | PGAE | 151.2 | 151.2 | 0% | 0 | 0
Topaz Solar Farm (TPZ3) | PV_SUN | 57695 | TPZ3 | PGAE | 102.1 | 102.1 | 0% | 0 | 0
Topaz Solar Farm (TPZ4) | PV_SUN | 57695 | TPZ4 | PGAE | 90.3 | 90.3 | 0% | 0 | 0
Topaz Solar Farm (TPZ5) | PV_SUN | 57695 | TPZ5 | PGAE | 112.5 | 112.5 | 0% | 0 | 0
Total Energy Facilities (G2) | CCCT_OT | 10091 | G2 | LDWP | 4.45 | 4.45 | 3.641% | 0 | 0
Total Energy Facilities (G3) | CCCT_OT | 10091 | G3 | LDWP | 4.45 | 4.45 | 3.641% | 0 | 0
Total Energy Facilities (GEN1) | CCCT_OT | 10091 | GEN1 | LDWP | 4.45 | 4.45 | 3.641% | 0 | 0
Total Energy Facilities (GEN4) | CCCT_OT | 10091 | GEN4 | LDWP | 4.01 | 4.01 | 3.641% | 0 | 0
Towaoc | HY_WAT | 7373 | 1 | WAPA_CO | 10.5 | 10.5 | 4.488% | 1 | 336
TPC Windfarms LLC | WT_WND | 54647 | EXIS | SCE | 28.7 | 28.7 | 0% | 0 | 0
Tracy (10) | CCCT_NG | 2336 | 10 | Nevada | 274.56 | 274.56 | 3.641% | 1 | 240
Tracy (3) | ST_NG | 2336 | 3 | Nevada | 108 | 108 | 3.641% | 1 | 216
Tracy (4) | CCCT_NG | 2336 | 4 | Nevada | 65.28 | 65.28 | 3.641% | 1 | 288
Tracy (5) | CCCT_NG | 2336 | 5 | Nevada | 38.4 | 38.4 | 3.641% | 1 | 288
Tracy (8) | CCCT_NG | 2336 | 8 | Nevada | 140.16 | 140.16 | 3.641% | 1 | 240
Tracy (9) | CCCT_NG | 2336 | 9 | Nevada | 140.16 | 140.16 | 3.641% | 1 | 240
Tracy (GT3) | SCCT_NG | 2336 | GT3 | Nevada | 66.24 | 66.24 | 35.78% | 1 | 168
Tracy (GT4) | SCCT_NG | 2336 | GT4 | Nevada | 66.24 | 66.24 | 35.78% | 1 | 168
Tracy Combined Cycle Power Plant (TCC1) | CCCT_NG | 55933 | TCC1 | PGAE | 157.26 | 157.26 | 3.641% | 1 | 288
Tracy Combined Cycle Power Plant (TPP1) | CCCT_NG | 55933 | TPP1 | PGAE | 82.25 | 82.25 | 3.641% | 1 | 288
Tracy Combined Cycle Power Plant (TPP2) | CCCT_NG | 55933 | TPP2 | PGAE | 82.16 | 82.16 | 3.641% | 1 | 288
TransAlta Wyoming Wind | WT_WND | 56093 | GE15 | PacificorpEast | 144 | 144 | 0% | 0 | 0
Transamerica Pyramid (1) | IC_NG | 58619 | 1 | PGAE | 0.3 | 0.3 | 14.83% | 1 | 192
Transamerica Pyramid (2) | IC_NG | 58619 | 2 | PGAE | 0.3 | 0.3 | 14.83% | 1 | 192
Trans-Jordan Generating Station (1) | IC_OT | 56853 | 1 | PacificorpEast | 1.5 | 1.5 | 14.83% | 1 | 168
Trans-Jordan Generating Station (2) | IC_OT | 56853 | 2 | PacificorpEast | 1.5 | 1.5 | 14.83% | 1 | 168
Trans-Jordan Generating Station (3) | IC_OT | 56853 | 3 | PacificorpEast | 1.5 | 1.5 | 14.83% | 1 | 168
Tri-County Water Hydropower Project (TCWG1) | HY_WAT | 58901 | TCWG1 | PublicServiceCO | 7.2 | 7.2 | 4.488% | 1 | 336
Tri-County Water Hydropower Project (TCWG2) | HY_WAT | 58901 | TCWG2 | PublicServiceCO | 0.8 | 0.8 | 4.488% | 1 | 336
Trinidad (CO) (3) | IC_NG | 511 | 3 | PublicServiceCO | 1.9 | 1.9 | 14.83% | 1 | 192
Trinidad (CO) (4) | IC_NG | 511 | 4 | PublicServiceCO | 1.9 | 1.9 | 14.83% | 1 | 192
Trinidad (CO) (5) | IC_DFO | 511 | 5 | PublicServiceCO | 1.8 | 1.8 | 20.5% | 1 | 168
Trinidad (CO) (6) | IC_DFO | 511 | 6 | PublicServiceCO | 1.8 | 1.8 | 20.5% | 1 | 168
Trinidad (CO) (7) | IC_DFO | 511 | 7 | PublicServiceCO | 1.8 | 1.8 | 20.5% | 1 | 168
Trinity (1) | HY_WAT | 451 | 1 | PGAE | 70 | 70 | 4.488% | 1 | 336
Trinity (2) | HY_WAT | 451 | 2 | PGAE | 70 | 70 | 4.488% | 1 | 336
Tropico Solar PV Plant | PV_SUN | 59599 | GEN1 | SCE | 11 | 11 | 0% | 0 | 0
Trout Creek Solar | PV_SUN | 62260 | 44901 | PublicServiceCO | 2 | 2 | 0% | 0 | 0
TS Power Plant | ST_Coal | 56224 | 1 | Nevada | 219.2 | 219.2 | 9.169% | 1 | 336
TSGT Mobile Generator #15 | IC_DFO | 57476 | M15G | PublicServiceNM | 2 | 2 | 20.5% | 1 | 168
Tuana Gulch Wind Park | WT_WND | 56443 | TGWP | IdahoPower | 10.5 | 10.5 | 0% | 0 | 0
Tuana Springs | WT_WND | 57136 | 1 | IdahoPower | 16.8 | 16.8 | 0% | 0 | 0
Tucannon River Wind Farm | WT_WND | 58571 | 1 | PortlandGeneral | 266.8 | 266.8 | 0% | 0 | 0
Tulare 1 and 2 (1) | PV_SUN | 58642 | 1 | PGAE | 1.5 | 1.5 | 0% | 0 | 0
Tulare 1 and 2 (2) | PV_SUN | 58642 | 2 | PGAE | 1.5 | 1.5 | 0% | 0 | 0
Tulare Success Power Project | HY_WAT | 10222 | SPP1 | SCE | 1.4 | 1.4 | 4.488% | 1 | 336
Tulare WWTP BioMat Fuel Cell | OtherTech_NG | 61846 | MM27 | PGAE | 2.8 | 2.8 | 14.83% | 1 | 168
Tule River (1) | HY_WAT | 289 | 1 | SCE | 3.2 | 3.2 | 4.488% | 1 | 336
Tule River (2) | HY_WAT | 289 | 2 | SCE | 3.2 | 3.2 | 4.488% | 1 | 336
Tule Wind LLC | WT_WND | 57913 | 1 | SDGE | 143 | 143 | 0% | 0 | 0
Tulloch (1) | HY_WAT | 416 | 1 | PGAE | 8 | 8 | 4.488% | 1 | 336
Tulloch (2) | HY_WAT | 416 | 2 | PGAE | 8.5 | 8.5 | 4.488% | 1 | 336
Tulloch (3) | HY_WAT | 416 | 3 | PGAE | 6 | 6 | 4.488% | 1 | 336
Tumbleweed Solar, LLC | PV_SUN | 61580 | TUMBL | BPA | 9.9 | 9.9 | 0% | 0 | 0
Tungsten Mountain (TMSOL) | PV_SUN | 60785 | TMSOL | Nevada | 3.6 | 3.6 | 0% | 0 | 0
Tungsten Mountain (UNIT1) | ST_GST | 60785 | UNIT1 | Nevada | 37 | 37 | 14.83% | 1 | 168
Tunnel 1 Power Project | HY_WAT | 50362 | GEN1 | IdahoPower | 6.4 | 6.4 | 4.488% | 1 | 336
Tuolumne Wind Project | WT_WND | 56702 | WPT1 | BPA | 136.3 | 136.3 | 0% | 0 | 0
Turlock Lake (1) | HY_WAT | 161 | 1 | TIDC | 1.1 | 1.1 | 4.488% | 1 | 336
Turlock Lake (2) | HY_WAT | 161 | 2 | TIDC | 1.1 | 1.1 | 4.488% | 1 | 336
Turlock Lake (3) | HY_WAT | 161 | 3 | TIDC | 1.1 | 1.1 | 4.488% | 1 | 336
Turnbull Hydro (1) | HY_WAT | 57690 | 1 | NWMT | 5.3 | 5.3 | 4.488% | 1 | 336
Turnbull Hydro (2) | HY_WAT | 57690 | 2 | NWMT | 7.7 | 7.7 | 4.488% | 1 | 336
Turquoise Liberty Solar | PV_SUN | 62980 | PV | Nevada | 10 | 10 | 0% | 0 | 0
Tuscarora Geothermal Power Plant (G9200) | ST_GST | 57451 | G9200 | Nevada | 16 | 16 | 14.83% | 1 | 168
Tuscarora Geothermal Power Plant (G9250) | ST_GST | 57451 | G9250 | Nevada | 16 | 16 | 14.83% | 1 | 168
Twin Buttes II Wind | WT_WND | 61040 | WT1 | WAPA_CO | 75 | 75 | 0% | 0 | 0
Twin Buttes Wind Project | WT_WND | 56460 | WT1 | PublicServiceCO | 75 | 75 | 0% | 0 | 0
Twin Falls (ID) (1) | HY_WAT | 821 | 1 | IdahoPower | 10.1 | 10.1 | 4.488% | 1 | 336
Twin Falls (ID) (2) | HY_WAT | 821 | 2 | IdahoPower | 34.5 | 34.5 | 4.488% | 1 | 336
Twin Falls Hydro (UNI1) | HY_WAT | 50827 | UNI1 | PugetSound | 11 | 11 | 4.488% | 1 | 336
Twin Falls Hydro (UNI2) | HY_WAT | 50827 | UNI2 | PugetSound | 11 | 11 | 4.488% | 1 | 336
Twin Reservoirs | HY_WAT | 50382 | GEN1 | BPA | 1.5 | 1.5 | 4.488% | 1 | 336
Two Dot Wind Farm | WT_WND | 59003 | 1 | NWMT | 9.7 | 9.7 | 0% | 0 | 0
Two Ponds Windfarm | WT_WND | 57444 | 1 | IdahoPower | 23 | 23 | 0% | 0 | 0
U Bonnington 1-6 | HY_WAT | CA-52 | 1,2,3,4,5,6 | BritishColumbia | 63 | 63 | 4.488% | 1 | 336
U of A #1-2 (Edmonton) | SCCT_NG | CA-16 | 1,2 | Alberta | 23.47 | 23.47 | 35.78% | 1 | 168
U of C Generator (UOC1)* | ST_NG |  | 1 | Alberta | 13 | 13 | 3.641% | 1 | 369.3423
UASTP I | PV_SUN | 57392 | UATP1 | TucsonElectric | 1.2 | 1.2 | 0% | 0 | 0
UASTP II (UATP2) | PV_SUN | 57717 | UATP2 | TucsonElectric | 4 | 4 | 0% | 0 | 0
UC Davis South Campus | PV_SUN | 59872 | UCD1 | BANC | 13 | 13 | 0% | 0 | 0
UC Merced Solar Hybrid (UCMPV) | PV_SUN | 61995 | UCMPV | PGAE | 0.5 | 0.5 | 0% | 0 | 0
UC Riverside Lots 30 & 32 | PV_SUN | 62016 | UCRIV | SCE | 2 | 2 | 0% | 0 | 0
UC Santa Cruz Solar | PV_SUN | 63091 | 246 | PGAE | 2.2 | 2.2 | 0% | 0 | 0
UCI Facilities Management Central Plant (CTG1) | CCCT_NG | 57122 | CTG1 | SCE | 3.1 | 3.1 | 3.641% | 1 | 288
UCI Facilities Management Central Plant (STG1) | CCCT_NG | 57122 | STG1 | SCE | 1.3 | 1.3 | 3.641% | 1 | 288
UCI Fuel Cell | OtherTech_NG | 60120 | MB-16 | SCE | 1.4 | 1.4 | 14.83% | 1 | 168
UCLA So Campus Cogen Project (GEN1) | CCCT_NG | 52073 | GEN1 | LDWP | 10.86 | 10.86 | 3.641% | 1 | 288
UCLA So Campus Cogen Project (GEN2) | CCCT_NG | 52073 | GEN2 | LDWP | 10.86 | 10.86 | 3.641% | 1 | 288
UCLA So Campus Cogen Project (GEN3) | CCCT_NG | 52073 | GEN3 | LDWP | 9.66 | 9.66 | 3.641% | 1 | 288
UCSD Fuel Cell Plant | OtherTech_NG | 57735 | UCSD | SDGE | 2.8 | 2.8 | 14.83% | 1 | 168
Uintah (1) | HY_WAT | 3704 | 1 | PacificorpEast | 0.6 | 0.6 | 4.488% | 1 | 336
Uintah (2) | HY_WAT | 3704 | 2 | PacificorpEast | 0.6 | 0.6 | 4.488% | 1 | 336
Union HS at Casa Grande | PV_SUN | 58516 | PV1 | AZPublicService | 1.6 | 1.6 | 0% | 0 | 0
Union Valley | HY_WAT | 6612 | 1 | BANC | 38.6 | 38.6 | 4.488% | 1 | 336
Unit 4 | HY_WAT | 7015 | 1 | PacificorpEast | 0.3 | 0.3 | 4.488% | 1 | 336
Univ of Calif Santa Cruz Cogeneration (003) | SCCT_NG | 50064 | 3 | PGAE | 4.4 | 4.4 | 35.78% | 1 | 168
Univ of California San Diego Solar | PV_SUN | 57856 | SGU1 | SDGE | 0.9 | 0.9 | 0% | 0 | 0
Univ of Oregon Central Power Station (CTG1) | CCCT_NG | 54950 | CTG1 | BPA | 5.1 | 5.1 | 3.641% | 1 | 288
Univ of Oregon Central Power Station (STG1) | CCCT_NG | 54950 | STG1 | BPA | 2.1 | 2.1 | 3.641% | 1 | 288
University of Arizona - Biosphere 2 (G-1) | IC_DFO | 54594 | G-1 | SaltRiverProject | 1.2 | 1.2 | 20.5% | 1 | 168
University of Arizona - Biosphere 2 (G-4) | IC_NG | 54594 | G-4 | SaltRiverProject | 1.3 | 1.3 | 14.83% | 1 | 192
University of California San Diego Hybrid (NT2) | CCCT_NG | 57584 | NT2 | SDGE | 1.9 | 1.9 | 3.641% | 1 | 288
University of California San Diego Hybrid (ST1) | CCCT_NG | 57584 | ST1 | SDGE | 1.9 | 1.9 | 3.641% | 1 | 288
University of California San Diego Hybrid (STG) | CCCT_NG | 57584 | STG | SDGE | 0.4 | 0.4 | 3.641% | 1 | 288
University of Colorado (GT1) | CCCT_NG | 54372 | GT1 | PublicServiceCO | 15.04 | 15.04 | 3.641% | 1 | 288
University of Colorado (GT2) | CCCT_NG | 54372 | GT2 | PublicServiceCO | 15.04 | 15.04 | 3.641% | 1 | 288
University of Colorado (ST1) | CCCT_NG | 54372 | ST1 | PublicServiceCO | 0.94 | 0.94 | 3.641% | 1 | 288
Upper Baker (1) | HY_WAT | 3861 | 1 | PugetSound | 52.5 | 52.5 | 4.488% | 1 | 336
Upper Baker (2) | HY_WAT | 3861 | 2 | PugetSound | 52.5 | 52.5 | 4.488% | 1 | 336
Upper Beaver (1) | HY_WAT | 3643 | 1 | PacificorpEast | 1.3 | 1.3 | 4.488% | 1 | 336
Upper Beaver (2) | HY_WAT | 3643 | 2 | PacificorpEast | 1.2 | 1.2 | 4.488% | 1 | 336
Upper Dawson | HY_WAT | 489 | 1 | TIDC | 5.5 | 5.5 | 4.488% | 1 | 336
Upper Falls | HY_WAT | 9096 | 1 | Avista | 10.2 | 10.2 | 4.488% | 1 | 336
Upper Gorge | HY_WAT | 407 | 1 | LDWP | 36.5 | 36.5 | 4.488% | 1 | 336
Upper Malad | HY_WAT | 823 | 1 | IdahoPower | 8.1 | 8.1 | 4.488% | 1 | 336
Upper Mamquam | HY_WAT |  |  | BritishColumbia | 25 | 25 | 4.488% | 1 | 336
Upper Molina | HY_WAT | 521 | 1 | WAPA_CO | 9.9 | 9.9 | 4.488% | 1 | 336
Upper Power Plant | HY_WAT | 844 | 4 | IdahoPower | 8 | 8 | 4.488% | 1 | 336
Upper Salmon A (1) | HY_WAT | 822 | 1 | IdahoPower | 9.6 | 9.6 | 4.488% | 1 | 336
Upper Salmon A (2) | HY_WAT | 822 | 2 | IdahoPower | 9.4 | 9.4 | 4.488% | 1 | 336
Upper Salmon B (1) | HY_WAT | 7079 | 1 | IdahoPower | 9.4 | 9.4 | 4.488% | 1 | 336
Upper Salmon B (2) | HY_WAT | 7079 | 2 | IdahoPower | 9.2 | 9.2 | 4.488% | 1 | 336
Upriver Dam Hydro Plant (GEN1) | HY_WAT | 50380 | GEN1 | Avista | 1.3 | 1.3 | 4.488% | 1 | 336
Upriver Dam Hydro Plant (GEN2) | HY_WAT | 50380 | GEN2 | Avista | 1.3 | 1.3 | 4.488% | 1 | 336
Upriver Dam Hydro Plant (GEN3) | HY_WAT | 50380 | GEN3 | Avista | 1.3 | 1.3 | 4.488% | 1 | 336
Upriver Dam Hydro Plant (GEN4) | HY_WAT | 50380 | GEN4 | Avista | 4.2 | 4.2 | 4.488% | 1 | 336
Upriver Dam Hydro Plant (GEN5) | HY_WAT | 50380 | GEN5 | Avista | 4.2 | 4.2 | 4.488% | 1 | 336
US Borax | SCCT_NG | 50115 | GEN1 | SCE | 21.39 | 21.39 | 35.78% | 1 | 168
US GSA - Sacramento | PV_SUN | 60846 | PV1 | BANC | 1.1 | 1.1 | 0% | 0 | 0
US Wind I (Cowley Ridge AB) | WT_WND |  |  | Alberta | 9 | 9 | 0% | 0 | 0
USG 1 | PV_SUN | 61682 | USG1 | IID | 1 | 1 | 0% | 0 | 0
USG 2 | PV_SUN | 61683 | USG2 | IID | 1 | 1 | 0% | 0 | 0
USPS PV | PV_SUN | 61250 | USPS1 | SCE | 10.7 | 10.7 | 0% | 0 | 0
US-TOPCO (Soccer Center) | PV_SUN | 60086 | PV1 | SCE | 3 | 3 | 0% | 0 | 0
Utah Red Hills Renewable Energy Park | PV_SUN | 58660 | 1 | PacificorpEast | 80 | 80 | 0% | 0 | 0
UTS SJ1 LLC | OtherTech_NG | 57420 | 1 | PGAE | 1.4 | 1.4 | 14.83% | 1 | 168
VA Sepulveda Ambulatory Care Center | PV_SUN | 58249 | GEN1 | SCE | 3.5 | 3.5 | 0% | 0 | 0
Vaca Dixon Solar Station | PV_SUN | 57041 | 1 | PGAE | 2 | 2 | 0% | 0 | 0
Vale Air Solar Center, LLC | PV_SUN | 60335 | VASC1 | IdahoPower | 10 | 10 | 0% | 0 | 0
Vale Solar Center | PV_SUN | 61856 | VALE | IdahoPower | 3 | 3 | 0% | 0 | 0
Valencia (GT1) | SCCT_NG | 6515 | GT1 | TucsonElectric | 13.87 | 13.87 | 35.78% | 1 | 168
Valencia (GT2) | SCCT_NG | 6515 | GT2 | TucsonElectric | 13.87 | 13.87 | 35.78% | 1 | 168
Valencia (GT3) | SCCT_NG | 6515 | GT3 | TucsonElectric | 13.87 | 13.87 | 35.78% | 1 | 168
Valencia (GT4) | SCCT_NG | 6515 | GT4 | TucsonElectric | 20.16 | 20.16 | 35.78% | 1 | 168
Valencia 1 Solar CA | PV_SUN | 61418 | VAL1 | IID | 3 | 3 | 0% | 0 | 0
Valencia Energy Facility | SCCT_NG | 55802 | CTG1 | PublicServiceNM | 145.99 | 145.99 | 35.78% | 1 | 216
Valencia Solar | PV_SUN | 59454 | VALEN | TucsonElectric | 10 | 10 | 0% | 0 | 0
Valentine Solar, LLC | PV_SUN | 62288 | VAL01 | SCE | 111.2 | 111.2 | 0% | 0 | 0
Vallecito Hydroelectric (GEN1) | HY_WAT | 50206 | GEN1 | PublicServiceCO | 0.8 | 0.8 | 4.488% | 1 | 336
Vallecito Hydroelectric (GEN2) | HY_WAT | 50206 | GEN2 | PublicServiceCO | 2.5 | 2.5 | 4.488% | 1 | 336
Vallecito Hydroelectric (GEN3) | HY_WAT | 50206 | GEN3 | PublicServiceCO | 2.5 | 2.5 | 4.488% | 1 | 336
Valley (CA) (5) | SCCT_NG | 408 | 5 | LDWP | 43 | 43 | 35.78% | 1 | 168
Valley (CA) (6) | CCCT_NG | 408 | 6 | LDWP | 162 | 162 | 3.641% | 1 | 240
Valley (CA) (7) | CCCT_NG | 408 | 7 | LDWP | 162 | 162 | 3.641% | 1 | 240
Valley (CA) (8) | CCCT_NG | 408 | 8 | LDWP | 209 | 209 | 3.641% | 1 | 240
Valley Center | PV_SUN | 60509 | PV1 | SDGE | 2.3 | 2.3 | 0% | 0 | 0
Valley Center 1 | PV_SUN | 58906 | VC1 | SDGE | 2.5 | 2.5 | 0% | 0 | 0
Valley Center 2 | PV_SUN | 58907 | VC2 | SDGE | 5 | 5 | 0% | 0 | 0
Valley Creek Solar | PV_SUN | 61828 | PGRC6 | BPA | 2.2 | 2.2 | 0% | 0 | 0
Valley Sanitary District WTP Solar | PV_SUN | 60824 | PV1 | SCE | 1 | 1 | 0% | 0 | 0
Valley View | HY_WAT | 487 | 1 | SCE | 4.1 | 4.1 | 4.488% | 1 | 336
Valley View 2 (VVW2) | SCCT_NG |  | 1 | Alberta | 50 | 50 | 35.78% | 1 | 174.1725
Valley View Solar | PV_SUN | 60247 | VVS | WAPA_CO | 4 | 4 | 0% | 0 | 0
Valleyview #1, #2 (AB) | SCCT_NG | 881 | 1,2 | Alberta | 51.02 | 51.02 | 35.78% | 1 | 168
Valmont Combustion Turbine Project (UN7) | SCCT_NG | 55207 | UN7 | PublicServiceCO | 39.9 | 39.9 | 35.78% | 1 | 168
Valmont Combustion Turbine Project (UN8) | SCCT_NG | 55207 | UN8 | PublicServiceCO | 39.9 | 39.9 | 35.78% | 1 | 168
Vandenberg Solar Project | PV_SUN | 61463 | VBERG | PGAE | 15.2 | 15.2 | 0% | 0 | 0
Vansycle | WT_WND | 55125 | WGNS | BPA | 25 | 25 | 0% | 0 | 0
Vansycle II Wind Energy Center | WT_WND | 58324 | SIE23 | PACWSouth | 98.9 | 98.9 | 0% | 0 | 0
Vantage Wind Energy LLC | WT_WND | 57188 | 1 | PugetSound | 90 | 90 | 0% | 0 | 0
Vasco Winds | WT_WND | 57700 | 1 | PGAE | 78.2 | 78.2 | 0% | 0 | 0
Vauxhall (VXH1) | ST_OT |  | 1 | Alberta | 22 | 22 | 14.83% | 1 | 195.5556
Vauxhall Solar DER | PV_SUN |  | 1 | Alberta | 22 | 22 | 0% | 0 | 0
Vega Solar | PV_SUN | 59555 | VEGA1 | PGAE | 20 | 20 | 0% | 0 | 0
Venable Solar 1 | PV_SUN | 58289 | VNPV | SCE | 1.1 | 1.1 | 0% | 0 | 0
Venable Solar 2 | PV_SUN | 58290 | VSPV | SCE | 1.1 | 1.1 | 0% | 0 | 0
Venice Hydro | HY_WAT | 72 | 1 | SCE | 10.1 | 10.1 | 4.488% | 1 | 336
Verdi | HY_WAT | 6531 | 1 | Nevada | 2.1 | 2.1 | 4.488% | 1 | 336
Verizon-Torrance | OtherTech_NG | 59261 | VZ300 | LDWP | 0.2 | 0.2 | 14.83% | 1 | 168
Vernon (JH1) | IC_DFO | 7436 | JH1 | SCE | 3.6 | 3.6 | 20.5% | 1 | 168
Vernon (JH2) | IC_DFO | 7436 | JH2 | SCE | 3.6 | 3.6 | 20.5% | 1 | 168
Vernon (JH3) | IC_DFO | 7436 | JH3 | SCE | 3.59 | 3.59 | 20.5% | 1 | 168
Vernon (JH4) | IC_DFO | 7436 | JH4 | SCE | 3.6 | 3.6 | 20.5% | 1 | 168
Vernon (JH5) | IC_DFO | 7436 | JH5 | SCE | 3.6 | 3.6 | 20.5% | 1 | 168
Verwey-Hanford Dairy Digester #2 | IC_OT | 62418 | 4 | PGAE | 1 | 1 | 14.83% | 1 | 168
Verwey-Hanford Dairy Digester #3 | IC_OT | 62419 | 4 | PGAE | 1 | 1 | 14.83% | 1 | 168
Veyo Heat Recovery Project | ST_OT | 60421 | WHR1 | PacificorpEast | 8.43 | 8.43 | 14.83% | 1 | 192
Victor Dry Farm Ranch A | PV_SUN | 58418 | 1 | SCE | 4 | 4 | 0% | 0 | 0
Victor Dry Farm Ranch B | PV_SUN | 58419 | 1 | SCE | 4 | 4 | 0% | 0 | 0
Victor Mesa Linda B2 | PV_SUN | 59269 | VMLB2 | SCE | 1.5 | 1.5 | 0% | 0 | 0
Victor Mesa Linda C2 | PV_SUN | 59270 | VMLC2 | SCE | 1.5 | 1.5 | 0% | 0 | 0
Victor Mesa Linda D2 | PV_SUN | 59271 | VMLD2 | SCE | 1.5 | 1.5 | 0% | 0 | 0
Victor Mesa Linda E2 | PV_SUN | 59272 | VMLE2 | SCE | 1.5 | 1.5 | 0% | 0 | 0
Victor Valley CC CPV Solar | PV_SUN | 57254 | 1PV | SCE | 1 | 1 | 0% | 0 | 0
Victory Garden (Tehachapi) (15SLE) | WT_WND | 50532 | 15SLE | SCE | 1.5 | 1.5 | 0% | 0 | 0
Victory Garden (Tehachapi) (WGNS) | WT_WND | 50532 | WGNS | SCE | 17.3 | 17.3 | 0% | 0 | 0
Victory Solar LLC | PV_SUN | 60764 | PV1 | PublicServiceCO | 12.8 | 12.8 | 0% | 0 | 0
Vilas Solar Array | PV_SUN | 61606 | 1 | PublicServiceCO | 4 | 4 | 0% | 0 | 0
Vinam | PV_SUN | 58450 | 1 | SCE | 1.5 | 1.5 | 0% | 0 | 0
Vintner Solar | PV_SUN | 58509 | PV4 | PGAE | 1.5 | 1.5 | 0% | 0 | 0
Vista Grande HS at Casa Grande | PV_SUN | 58517 | PV1 | AZPublicService | 1.4 | 1.4 | 0% | 0 | 0
Vista Solar Energy Center | PV_SUN | 62467 | VISTA | PublicServiceNM | 8.2 | 8.2 | 0% | 0 | 0
Vitro Flat Glass LLC (IG#2) | IC_DFO | 58053 | IG#2 | PGAE | 0.7 | 0.7 | 20.5% | 1 | 168
Vitro Flat Glass LLC (OG#1) | IC_DFO | 58053 | OG#1 | PGAE | 1 | 1 | 20.5% | 1 | 168
Vitro Flat Glass LLC (OG#3) | IC_DFO | 58053 | OG#3 | PGAE | 0.9 | 0.9 | 20.5% | 1 | 168
Volcano Hydro | HY_WAT |  |  | BritishColumbia | 16 | 16 | 4.488% | 1 | 336
Volta 1 | HY_WAT | 290 | 1 | PGAE | 9 | 9 | 4.488% | 1 | 336
Volta 2 | HY_WAT | 180 | 1 | PGAE | 0.9 | 0.9 | 4.488% | 1 | 336
Voyager Wind I | WT_WND | 60594 | VYGR1 | SCE | 131.1 | 131.1 | 0% | 0 | 0
Voyager Wind II | WT_WND | 61582 | VYGR2 | SCE | 128.7 | 128.7 | 0% | 0 | 0
Voyager Wind III | WT_WND | 61583 | VYGR3 | SCE | 43.2 | 43.2 | 0% | 0 | 0
Voyager Wind IV | WT_WND | 61584 | VYGR4 | SCE | 21.6 | 21.6 | 0% | 0 | 0
Vulcan-BN Geothermal Power Company (GEN1) | ST_GST | 50210 | GEN1 | IID | 23.5 | 23.5 | 14.83% | 1 | 168
Vulcan-BN Geothermal Power Company (GEN2) | ST_GST | 50210 | GEN2 | IID | 6 | 6 | 14.83% | 1 | 168
W E Warne (1) | HY_WAT | 6196 | 1 | SCE | 38 | 38 | 4.488% | 1 | 336
W E Warne (2) | HY_WAT | 6196 | 2 | SCE | 38 | 38 | 4.488% | 1 | 336
W R Gianelli (1) | STO_WAT | 448 | 1 | PGAE | 51 | 51 | 4.488% | 0 | 0
W R Gianelli (2) | STO_WAT | 448 | 2 | PGAE | 50 | 50 | 4.488% | 0 | 0
W R Gianelli (3) | STO_WAT | 448 | 3 | PGAE | 50 | 50 | 4.488% | 0 | 0
W R Gianelli (4) | STO_WAT | 448 | 4 | PGAE | 50 | 50 | 4.488% | 0 | 0
W R Gianelli (5) | STO_WAT | 448 | 5 | PGAE | 50 | 50 | 4.488% | 0 | 0
W R Gianelli (6) | STO_WAT | 448 | 6 | PGAE | 50 | 50 | 4.488% | 0 | 0
W R Gianelli (7) | STO_WAT | 448 | 7 | PGAE | 50 | 50 | 4.488% | 0 | 0
W R Gianelli (8) | STO_WAT | 448 | 8 | PGAE | 50 | 50 | 4.488% | 0 | 0
Wabash Technologies de Mexico_ S. de R. L. de | IC_DFO |  |  | N_BajaCA | 0.95 | 0.95 | 20.5% | 1 | 168
Waddell (PG3) | STO_WAT | 7164 | PG3 | TucsonElectric | 10 | 10 | 4.488% | 0 | 0
Waddell (PG6) | STO_WAT | 7164 | PG6 | TucsonElectric | 10 | 10 | 4.488% | 0 | 0
Waddell (PG7) | STO_WAT | 7164 | PG7 | TucsonElectric | 10 | 10 | 4.488% | 0 | 0
Waddell (PS1) | STO_WAT | 7164 | PS1 | TucsonElectric | 10 | 10 | 4.488% | 0 | 0
Wadham Energy LP | ST_OT | 50293 | GEN1 | PGAE | 26.5 | 26.5 | 14.83% | 1 | 192
Wagner Wind LLC | WT_WND | 58233 | GEN1 | SCE | 6 | 6 | 0% | 0 | 0
Wagon Trail LLC | WT_WND | 56974 | 1 | BPA | 3.3 | 3.3 | 0% | 0 | 0
Wahleach 1 | HY_WAT | CA-43 | 1 | BritishColumbia | 65 | 65 | 4.488% | 1 | 336
Walden North Hydro | HY_WAT |  |  | BritishColumbia | 16 | 16 | 4.488% | 1 | 336
Walgreens Woodland Distribution Center | PV_SUN | 57006 | 1 | PGAE | 0.9 | 0.9 | 0% | 0 | 0
Wallowa Falls | HY_WAT | 3041 | 1 | IdahoPower | 1.1 | 1.1 | 4.488% | 1 | 336
Walmart Casa Grande (1) | PV_SUN | 57939 | 1 | AZPublicService | 0.8 | 0.8 | 0% | 0 | 0
Walmart Casa Grande (2) | PV_SUN | 57939 | 2 | AZPublicService | 0.8 | 0.8 | 0% | 0 | 0
Wal-Mart Truth or Consequences PV | PV_SUN | 60341 | WMTOC | PublicServiceNM | 1 | 1 | 0% | 0 | 0
Walnut (1) | SCCT_NG | 4256 | 1 | TIDC | 23.41 | 23.41 | 35.78% | 1 | 168
Walnut (2) | SCCT_NG | 4256 | 2 | TIDC | 23.41 | 23.41 | 35.78% | 1 | 168
Walnut Creek Energy Park (GT1) | SCCT_NG | 57515 | GT1 | SCE | 97 | 97 | 35.78% | 1 | 240
Walnut Creek Energy Park (GT2) | SCCT_NG | 57515 | GT2 | SCE | 97 | 97 | 35.78% | 1 | 240
Walnut Creek Energy Park (GT3) | SCCT_NG | 57515 | GT3 | SCE | 97 | 97 | 35.78% | 1 | 240
Walnut Creek Energy Park (GT4) | SCCT_NG | 57515 | GT4 | SCE | 97 | 97 | 35.78% | 1 | 240
Walnut Creek Energy Park (GT5) | SCCT_NG | 57515 | GT5 | SCE | 97 | 97 | 35.78% | 1 | 240
Walnut Energy Center (1) | CCCT_NG | 56078 | 1 | TIDC | 84 | 84 | 3.641% | 1 | 240
Walnut Energy Center (2) | CCCT_NG | 56078 | 2 | TIDC | 84 | 84 | 3.641% | 1 | 240
Walnut Energy Center (3) | CCCT_NG | 56078 | 3 | TIDC | 101 | 101 | 3.641% | 1 | 240
Walter Hardman 1-2 | HY_WAT | CA-44 | 1,2 | BritishColumbia | 8 | 8 | 4.488% | 1 | 336
Walterville | HY_WAT | 3071 | 1 | BPA | 7.5 | 7.5 | 4.488% | 1 | 336
Wanapum (10A) | HY_WAT | 3888 | 10A | GrantCountyPUD | 122 | 122 | 4.488% | 1 | 336
Wanapum (1A) | HY_WAT | 3888 | 1A | GrantCountyPUD | 122 | 122 | 4.488% | 1 | 336
Wanapum (2A) | HY_WAT | 3888 | 2A | GrantCountyPUD | 122 | 122 | 4.488% | 1 | 336
Wanapum (3A) | HY_WAT | 3888 | 3A | GrantCountyPUD | 122 | 122 | 4.488% | 1 | 336
Wanapum (5A) | HY_WAT | 3888 | 5A | GrantCountyPUD | 122 | 122 | 4.488% | 1 | 336
Wanapum (6A) | HY_WAT | 3888 | 6A | GrantCountyPUD | 122 | 122 | 4.488% | 1 | 336
Wanapum (7A) | HY_WAT | 3888 | 7A | GrantCountyPUD | 122 | 122 | 4.488% | 1 | 336
Wanapum (8A) | HY_WAT | 3888 | 8A | GrantCountyPUD | 122 | 122 | 4.488% | 1 | 336
Wanapum (9A) | HY_WAT | 3888 | 9A | GrantCountyPUD | 122 | 122 | 4.488% | 1 | 336
Waneta 1-4 | HY_WAT | CA-56 | 1,2,3,4 | BritishColumbia | 480 | 480 | 4.488% | 1 | 336
Waneta Expansion | HY_WAT |  |  | BritishColumbia | 335 | 335 | 4.488% | 1 | 336
Wanship | HY_WAT | 3698 | 1 | PacificorpEast | 1.9 | 1.9 | 4.488% | 1 | 336
Ward Butte Windfarm LLC | WT_WND | 56975 | 1 | BPA | 6.6 | 6.6 | 0% | 0 | 0
Warm Springs Hydro Project | HY_WAT | 54261 | 3385 | PGAE | 1.2 | 1.2 | 4.488% | 1 | 336
Warm Springs Power Enterprises | HY_WAT | 54721 | 1 | PACWSouth | 18.5 | 18.5 | 4.488% | 1 | 336
Washington City Electric Generation (3) | IC_NG | 59660 | 3 | PacificorpEast | 2 | 2 | 14.83% | 1 | 192
Washington City Electric Generation (4) | IC_NG | 59660 | 4 | PacificorpEast | 2 | 2 | 14.83% | 1 | 192
Washington City Electric Generation (9) | IC_NG | 59660 | 9 | PacificorpEast | 2 | 2 | 14.83% | 1 | 192
Washoe (1) | HY_WAT | 6532 | 1 | Nevada | 0.7 | 0.7 | 4.488% | 1 | 336
Washoe (2) | HY_WAT | 6532 | 2 | Nevada | 0.7 | 0.7 | 4.488% | 1 | 336
Waste Management Columbia Ridge LFGTE (GEN1) | IC_OT | 57015 | GEN1 | BPA | 0.8 | 0.8 | 14.83% | 1 | 168
Waste Management Columbia Ridge LFGTE (GEN10) | IC_OT | 57015 | GEN10 | BPA | 1.6 | 1.6 | 14.83% | 1 | 168
Waste Management Columbia Ridge LFGTE (GEN11) | IC_OT | 57015 | GEN11 | BPA | 1.6 | 1.6 | 14.83% | 1 | 168
Waste Management Columbia Ridge LFGTE (GEN12) | IC_OT | 57015 | GEN12 | BPA | 1.6 | 1.6 | 14.83% | 1 | 168
Waste Management Columbia Ridge LFGTE (GEN2) | IC_OT | 57015 | GEN2 | BPA | 0.8 | 0.8 | 14.83% | 1 | 168
Waste Management Columbia Ridge LFGTE (GEN3) | IC_OT | 57015 | GEN3 | BPA | 0.8 | 0.8 | 14.83% | 1 | 168
Waste Management Columbia Ridge LFGTE (GEN4) | IC_OT | 57015 | GEN4 | BPA | 0.8 | 0.8 | 14.83% | 1 | 168
Waste Management Columbia Ridge LFGTE (GEN5) | IC_OT | 57015 | GEN5 | BPA | 0.8 | 0.8 | 14.83% | 1 | 168
Waste Management Columbia Ridge LFGTE (GEN6) | IC_OT | 57015 | GEN6 | BPA | 0.8 | 0.8 | 14.83% | 1 | 168
Waste Management Columbia Ridge LFGTE (GEN7) | IC_OT | 57015 | GEN7 | BPA | 0.8 | 0.8 | 14.83% | 1 | 168
Waste Management Columbia Ridge LFGTE (GEN8) | IC_OT | 57015 | GEN8 | BPA | 0.8 | 0.8 | 14.83% | 1 | 168
Waste Management Columbia Ridge LFGTE (GEN9) | IC_OT | 57015 | GEN9 | BPA | 1.6 | 1.6 | 14.83% | 1 | 168
Waste Management Lockwood LFGTE (GEN1) | IC_OT | 57166 | GEN1 | Nevada | 1.6 | 1.6 | 14.83% | 1 | 168
Waste Management Lockwood LFGTE (GEN2) | IC_OT | 57166 | GEN2 | Nevada | 1.6 | 1.6 | 14.83% | 1 | 168
Waste Mangement Redwood LFGTE (RED1) | IC_OT | 59299 | RED1 | PGAE | 2 | 2 | 14.83% | 1 | 168
Waste Mangement Redwood LFGTE (RED2) | IC_OT | 59299 | RED2 | PGAE | 2 | 2 | 14.83% | 1 | 168
Waterton; Waterton South 1 | WT_WND | CA-10123; 10124 | 1 | Alberta | 3.78 | 3.78 | 0% | 0 | 0
Watkins Manufacturing Co. (GEN1) | IC_NG | 57715 | GEN1 | SDGE | 0.8 | 0.8 | 14.83% | 1 | 192
Watkins Manufacturing Co. (GEN2) | IC_NG | 57715 | GEN2 | SDGE | 0.8 | 0.8 | 14.83% | 1 | 192
Watts 3115 (1) | PV_SUN | 58454 | 1 | SCE | 1.5 | 1.5 | 0% | 0 | 0
Watts 3115 (2) | PV_SUN | 58454 | 2 | SCE | 0.5 | 0.5 | 0% | 0 | 0
Weber | HY_WAT | 3661 | 1 | PGAE | 2 | 2 | 4.488% | 1 | 336
Weber State University - Davis Campus PV | PV_SUN | 60821 | PV1 | PacificorpEast | 1.3 | 1.3 | 0% | 0 | 0
Weeks Falls | HY_WAT | 54387 | GEN1 | PugetSound | 4.2 | 4.2 | 4.488% | 1 | 336
Weld 1 Community Solar Array | PV_SUN | 60720 | WELD1 | WAPA_CO | 1.5 | 1.5 | 0% | 0 | 0
Weldwood #1-2 | ST_NG | CA-17 | 1,2 | Alberta | 51.02 | 51.02 | 3.641% | 1 | 216
Wells (U-1) | HY_WAT | 3886 | U-1 | DouglasCountyPUD | 84 | 84 | 4.488% | 1 | 336
Wells (U-10) | HY_WAT | 3886 | U-10 | DouglasCountyPUD | 84 | 84 | 4.488% | 1 | 336
Wells (U-2) | HY_WAT | 3886 | U-2 | DouglasCountyPUD | 84 | 84 | 4.488% | 1 | 336
Wells (U-3) | HY_WAT | 3886 | U-3 | DouglasCountyPUD | 84 | 84 | 4.488% | 1 | 336
Wells (U-4) | HY_WAT | 3886 | U-4 | DouglasCountyPUD | 84 | 84 | 4.488% | 1 | 336
Wells (U-5) | HY_WAT | 3886 | U-5 | DouglasCountyPUD | 84 | 84 | 4.488% | 1 | 336
Wells (U-6) | HY_WAT | 3886 | U-6 | DouglasCountyPUD | 84 | 84 | 4.488% | 1 | 336
Wells (U-7) | HY_WAT | 3886 | U-7 | DouglasCountyPUD | 84 | 84 | 4.488% | 1 | 336
Wells (U-8) | HY_WAT | 3886 | U-8 | DouglasCountyPUD | 84 | 84 | 4.488% | 1 | 336
Wells (U-9) | HY_WAT | 3886 | U-9 | DouglasCountyPUD | 84 | 84 | 4.488% | 1 | 336
Welport Lease Project | SCCT_NG | 54447 | TI | PGAE | 1.02 | 1.02 | 35.78% | 1 | 168
West Cadotte (WCD1) | SCCT_NG |  | 1 | Alberta | 20 | 20 | 35.78% | 1 | 174.1725
West Gates Solar Station | PV_SUN | 58206 | 1 | PGAE | 10 | 10 | 0% | 0 | 0
West Pembina 359S Gas Turbine | ST_NG |  | 1 | Alberta | 12 | 12 | 3.641% | 1 | 369.3423
West Phoenix (1B) | CCCT_NG | 117 | 1B | AZPublicService | 86.85 | 86.85 | 3.641% | 1 | 288
West Phoenix (2B) | CCCT_NG | 117 | 2B | AZPublicService | 86.85 | 86.85 | 3.641% | 1 | 288
West Phoenix (3B) | CCCT_NG | 117 | 3B | AZPublicService | 86.85 | 86.85 | 3.641% | 1 | 288
West Phoenix (C4-1) | CCCT_NG | 117 | C4-1 | AZPublicService | 73.84 | 73.84 | 3.641% | 1 | 288
West Phoenix (C4-2) | CCCT_NG | 117 | C4-2 | AZPublicService | 36.92 | 36.92 | 3.641% | 1 | 288
West Phoenix (C5-1) | CCCT_NG | 117 | C5-1 | AZPublicService | 153.28 | 153.28 | 3.641% | 1 | 240
West Phoenix (C5-2) | CCCT_NG | 117 | C5-2 | AZPublicService | 153.28 | 153.28 | 3.641% | 1 | 240
West Phoenix (C5-3) | CCCT_NG | 117 | C5-3 | AZPublicService | 159.03 | 159.03 | 3.641% | 1 | 240
West Phoenix (GT1) | SCCT_NG | 117 | GT1 | AZPublicService | 53.75 | 53.75 | 35.78% | 1 | 168
West Phoenix (GT2) | SCCT_NG | 117 | GT2 | AZPublicService | 53.75 | 53.75 | 35.78% | 1 | 168
West Point PH | HY_WAT | 291 | 1 | PGAE | 14.5 | 14.5 | 4.488% | 1 | 336
West Valley Generation Project (U1) | SCCT_NG | 55622 | U1 | PacificorpEast | 36.9 | 36.9 | 35.78% | 1 | 72
West Valley Generation Project (U2) | SCCT_NG | 55622 | U2 | PacificorpEast | 36.9 | 36.9 | 35.78% | 1 | 72
West Valley Generation Project (U3) | SCCT_NG | 55622 | U3 | PacificorpEast | 36.9 | 36.9 | 35.78% | 1 | 72
West Valley Generation Project (U4) | SCCT_NG | 55622 | U4 | PacificorpEast | 36.9 | 36.9 | 35.78% | 1 | 72
West Valley Generation Project (U5) | SCCT_NG | 55622 | U5 | PacificorpEast | 36.9 | 36.9 | 35.78% | 1 | 72
West Valley High School Solar | PV_SUN | 58244 | WEST | PGAE | 0.8 | 0.8 | 0% | 0 | 0
Westend Facility | SCCT_NG | 10685 | PINA | SCE | 15 | 15 | 35.78% | 1 | 168
Western 102 Power Plant (A101) | IC_NG | 56500 | A101 | Nevada | 7.9 | 7.9 | 14.83% | 1 | 192
Western 102 Power Plant (B102) | IC_NG | 56500 | B102 | Nevada | 7.9 | 7.9 | 14.83% | 1 | 192
Western 102 Power Plant (B202) | IC_NG | 56500 | B202 | Nevada | 7.9 | 7.9 | 14.83% | 1 | 192
Western 102 Power Plant (C102) | IC_NG | 56500 | C102 | Nevada | 7.9 | 7.9 | 14.83% | 1 | 192
Western 102 Power Plant (C202) | IC_NG | 56500 | C202 | Nevada | 7.9 | 7.9 | 14.83% | 1 | 192
Western 102 Power Plant (D101) | IC_NG | 56500 | D101 | Nevada | 7.9 | 7.9 | 14.83% | 1 | 192
Western 102 Power Plant (E102) | IC_NG | 56500 | E102 | Nevada | 7.9 | 7.9 | 14.83% | 1 | 192
Western 102 Power Plant (E202) | IC_NG | 56500 | E202 | Nevada | 7.9 | 7.9 | 14.83% | 1 | 192
Western 102 Power Plant (F102) | IC_NG | 56500 | F102 | Nevada | 7.9 | 7.9 | 14.83% | 1 | 192
Western 102 Power Plant (F202) | IC_NG | 56500 | F202 | Nevada | 7.9 | 7.9 | 14.83% | 1 | 192
Western 102 Power Plant (G102) | IC_NG | 56500 | G102 | Nevada | 7.9 | 7.9 | 14.83% | 1 | 192
Western 102 Power Plant (G202) | IC_NG | 56500 | G202 | Nevada | 7.9 | 7.9 | 14.83% | 1 | 192
Western 102 Power Plant (H102) | IC_NG | 56500 | H102 | Nevada | 7.9 | 7.9 | 14.83% | 1 | 192
Western 102 Power Plant (H202) | IC_NG | 56500 | H202 | Nevada | 7.9 | 7.9 | 14.83% | 1 | 192
Western 102 Power Plant (PV1) | PV_SUN | 56500 | PV1 | Nevada | 1 | 1 | 0% | 0 | 0
Western Antelope Blue Sky B | PV_SUN | 59961 | WABSB | SCE | 19 | 19 | 0% | 0 | 0
Western Antelope Blue Sky Ranch A | PV_SUN | 58626 | WABSA | SCE | 18 | 18 | 0% | 0 | 0
Western Antelope Dry Ranch | PV_SUN | 58627 | WADR | SCE | 9 | 9 | 0% | 0 | 0
Western Power & Steam Inc (CTG) | SCCT_NG | 54410 | CTG | PGAE | 14.4 | 14.4 | 35.78% | 1 | 168
Western Renewable Energy | ST_OT | 56358 | 1 | TucsonElectric | 2.5 | 2.5 | 14.83% | 1 | 192
Western Spirit Wind_WT1-237 | WT_WND |  |  | PublicServiceNM | 350 | 350 | 0% | 0 | 0
Western Spirit Wind_WT238-475 | WT_WND |  |  | PublicServiceNM | 324 | 324 | 0% | 0 | 0
Western Spirit Wind_WT475-713 | WT_WND |  |  | PublicServiceNM | 105 | 105 | 0% | 0 | 0
Western Spirit Wind_WT713-950 | WT_WND |  |  | PublicServiceNM | 272 | 272 | 0% | 0 | 0
Western Sugar Coop- Ft Morgan | ST_Coal | 58081 | ATB-2 | PublicServiceCO | 0.7 | 0.7 | 9.169% | 1 | 480
Western Sugar Cooperative - Billings | ST_Coal | 62319 | 1 | NWMT | 1.5 | 1.5 | 9.169% | 1 | 480
Westlands Solar Park_PV2 | PV_SUN |  |  | PGAE | 300 | 300 | 0% | 0 | 0
Westlands Solar Park_SL3EC | PV_SUN |  |  | PGAE | 67.5 | 67.5 | 0% | 0 | 0
Westlands Solar Park_SLPWR | PV_SUN |  |  | PGAE | 26 | 26 | 0% | 0 | 0
Westlands Solar Park_SLSTN | PV_SUN |  |  | PGAE | 63 | 63 | 0% | 0 | 0
Westlands Solar Park_SLSVC | PV_SUN |  |  | PGAE | 93 | 93 | 0% | 0 | 0
Westlands Solar PV Farm | PV_SUN | 58616 | WSF1 | PGAE | 14 | 14 | 0% | 0 | 0
Westlands_Ex_Solar_1Axis | PV_SUN |  |  | PGAE | 702 | 2387 | 0% | 0 | 0
Westlands_Ex_Solar_Fixed | PV_SUN |  |  | PGAE | 234 | 796 | 0% | 0 | 0
Westlands_Solar_1Axis | PV_SUN |  |  | PGAE | 161 | 908 | 0% | 0 | 0
Westlands_Solar_Fixed | PV_SUN |  |  | PGAE | 54 | 303 | 0% | 0 | 0
Westmont 300A | PV_SUN | 61249 | W5531 | SCE | 2.9 | 2.9 | 0% | 0 | 0
Westmont 300B | PV_SUN | 60914 | W5328 | SCE | 1.5 | 1.5 | 0% | 0 | 0
Westmont 301 | PV_SUN | 61593 | W5791 | SCE | 0.8 | 0.8 | 0% | 0 | 0
Westmont 400A | PV_SUN | 61348 | W5691 | SCE | 2.3 | 2.3 | 0% | 0 | 0
Westmont 400B | PV_SUN | 61349 | W5694 | SCE | 2.2 | 2.2 | 0% | 0 | 0
Westmont 401 | PV_SUN | 61594 | W5792 | SCE | 1.3 | 1.3 | 0% | 0 | 0
WestRock (WA) | ST_OT | 57099 | STG1 | TacomaPower | 10.9 | 10.9 | 14.83% | 1 | 192
Westside Solar Power PV1 | PV_SUN | 60275 | WSPV1 | PGAE | 2 | 2 | 0% | 0 | 0
Westside Solar Station | PV_SUN | 57499 | 1 | PGAE | 15 | 15 | 0% | 0 | 0
Weyerhauser 1 | ST_OT |  | 1 | Alberta | 48 | 48 | 14.83% | 1 | 192
Weymouth Solar Plant (1) | PV_SUN | 60255 | 1 | SCE | 2 | 2 | 0% | 0 | 0
Weymouth Solar Plant (2) | PV_SUN | 60255 | 2 | SCE | 1 | 1 | 0% | 0 | 0
Whatshan 1 | HY_WAT |  | 1 | BritishColumbia | 54 | 54 | 4.488% | 1 | 336
Wheat Field Wind Power Project | WT_WND | 56854 | GEN1 | BPA | 96.6 | 96.6 | 0% | 0 | 0
Wheelabrator Norwalk Energy (GEN1) | CCCT_NG |  |  | LDWP | 23.6 | 23.6 | 3.641% | 1 | 257.504
Wheelabrator Norwalk Energy (GEN2) | CCCT_NG |  |  | LDWP | 3.7 | 3.7 | 3.641% | 1 | 257.504
Wheelabrator Shasta (GEN1) | ST_OT | 50881 | GEN1 | PGAE | 18.8 | 18.8 | 14.83% | 1 | 192
Wheelabrator Shasta (GEN2) | ST_OT | 50881 | GEN2 | PGAE | 18.8 | 18.8 | 14.83% | 1 | 192
Wheelabrator Shasta (GEN3) | ST_OT | 50881 | GEN3 | PGAE | 18.8 | 18.8 | 14.83% | 1 | 192
Whiskey Hill Solar | PV_SUN | 63164 | WHSKY | PublicServiceCO | 1 | 1 | 0% | 0 | 0
Whiskeytown | HY_WAT | 7189 | 1 | PGAE | 3.5 | 3.5 | 4.488% | 1 | 336
White Creek Wind Farm | WT_WND | 56487 | 1 | BPA | 204 | 204 | 0% | 0 | 0
White River Solar | PV_SUN | 58373 | WRCA | PGAE | 20 | 20 | 0% | 0 | 0
White River Solar 2 | PV_SUN | 58973 | W2CA | PGAE | 19.8 | 19.8 | 0% | 0 | 0
White Rock/Slab Creek (H1) | HY_WAT | 435 | H1 | BANC | 108 | 108 | 4.488% | 1 | 336
White Rock/Slab Creek (H2) | HY_WAT | 435 | H2 | BANC | 133 | 133 | 4.488% | 1 | 336
White Rock/Slab Creek (H3) | HY_WAT | 435 | H3 | PGAE | 2.7 | 2.7 | 4.488% | 1 | 336
White Rock/Slab Creek (H4) | HY_WAT | 435 | H4 | PGAE | 0.5 | 0.5 | 4.488% | 1 | 336
Whitecourt Power LP 1 | ST_OT |  | 1 | Alberta | 25 | 25 | 14.83% | 1 | 192
Whitegrass No. 1 (OH1) | ST_GST | 63001 | OH1 | Nevada | 1.9 | 1.9 | 14.83% | 1 | 168
Whitegrass No. 1 (OH2) | ST_GST | 63001 | OH2 | Nevada | 1.9 | 1.9 | 14.83% | 1 | 168
Whitegrass No. 1 (OL1) | ST_GST | 63001 | OL1 | Nevada | 1.3 | 1.3 | 14.83% | 1 | 168
Whitegrass No. 1 (OL2) | ST_GST | 63001 | OL2 | Nevada | 1.3 | 1.3 | 14.83% | 1 | 168
Whitehead (K1) | IC_NG | 7028 | K1 | PacificorpEast | 5.92 | 5.92 | 14.83% | 1 | 192
Whitehead (K2) | IC_NG | 7028 | K2 | PacificorpEast | 6.01 | 6.01 | 14.83% | 1 | 192
Whitehead (K3) | IC_NG | 7028 | K3 | PacificorpEast | 5.88 | 5.88 | 14.83% | 1 | 192
Whitehead (K4) | IC_NG | 7028 | K4 | PacificorpEast | 4 | 4 | 14.83% | 1 | 192
Whitehead (K6CAT) | IC_NG | 7028 | K6CAT | PacificorpEast | 2.5 | 2.5 | 14.83% | 1 | 192
Whitehead (K7CAT) | IC_NG | 7028 | K7CAT | PacificorpEast | 2.5 | 2.5 | 14.83% | 1 | 192
Whitehorn (2) | SCCT_NG | 6120 | 2 | PugetSound | 81.1 | 81.1 | 35.78% | 1 | 168
Whitehorn (3) | SCCT_NG | 6120 | 3 | PugetSound | 81.1 | 81.1 | 35.78% | 1 | 168
Whitetail Peaking Station | SCCT_NG |  |  | Alberta | 186 | 186 | 35.78% | 1 | 216
Whitethorn Solar LLC | PV_SUN | 60193 | GEN1 | PGAE | 3.3 | 3.3 | 0% | 0 | 0
Whitewater Hill Wind Partners | WT_WND | 56012 | 1 | SCE | 61.5 | 61.5 | 0% | 0 | 0
Whitewater Hydro Plant | HY_WAT | 10162 | WWHI | SCE | 1.3 | 1.3 | 4.488% | 1 | 336
Whitla Wind Power | WT_WND |  |  | Alberta | 202 | 202 | 0% | 0 | 0
Whitney Point Solar | PV_SUN | 60975 | WS532 | PGAE | 20 | 20 | 0% | 0 | 0
Whittier LFG Power Plant #1 (EN01) | IC_OT | 57102 | EN01 | SCE | 1 | 1 | 14.83% | 1 | 168
Whittier LFG Power Plant #1 (EN02) | IC_OT | 57102 | EN02 | SCE | 1 | 1 | 14.83% | 1 | 168
Wild Horse (1) | WT_WND | 56322 | 1 | PugetSound | 228.6 | 228.6 | 0% | 0 | 0
Wild Horse (WH2) | WT_WND | 56322 | WH2 | PugetSound | 44 | 44 | 0% | 0 | 0
Wild Horse (WHS1) | PV_SUN | 56322 | WHS1 | PugetSound | 0.5 | 0.5 | 0% | 0 | 0
Wildcat Wind | WT_WND | 57887 | 1 | PublicServiceNM | 27.3 | 27.3 | 0% | 0 | 0
Wildwood Solar I, LLC | PV_SUN | 59380 | WLD1 | SCE | 19.5 | 19.5 | 0% | 0 | 0
Wildwood Solar II | PV_SUN | 59253 | PV1 | SCE | 11.2 | 11.2 | 0% | 0 | 0
Williams Fork Hydro Plant (GEN1) | HY_WAT | 10422 | GEN1 | WAPA_CO | 2.6 | 2.6 | 4.488% | 1 | 336
Williams Fork Hydro Plant (GEN2) | HY_WAT | 10422 | GEN2 | WAPA_CO | 0.4 | 0.4 | 4.488% | 1 | 336
Williams Ignacio Natural Gas Plant | ST_OT | 50205 | 7101 | PublicServiceCO | 6.1 | 6.1 | 14.83% | 1 | 192
Willow Creek Energy Center | WT_WND | 56952 | 1 | BPA | 72 | 72 | 0% | 0 | 0
Willow Spring Solar, LLC | PV_SUN | 60324 | GEN01 | SCE | 100 | 100 | 0% | 0 | 0
Willow Spring Windfarm (Burnt River) | WT_WND | 59494 | WSW | IdahoPower | 10 | 10 | 0% | 0 | 0
Wilmington Hydrogen Plant | ST_OT | 55557 | T101 | LDWP | 3.4 | 3.4 | 14.83% | 1 | 192
Wilson Lake Hydroelectric Project (1) | HY_WAT | 54306 | 1 | IdahoPower | 4.2 | 4.2 | 4.488% | 1 | 336
Wilson Lake Hydroelectric Project (2) | HY_WAT | 54306 | 2 | IdahoPower | 4.2 | 4.2 | 4.488% | 1 | 336
Windhub Solar A LLC | PV_SUN | 59878 | GEN01 | SCE | 20 | 20 | 0% | 0 | 0
Windsor Floating Solar | PV_SUN | 62902 | WUS15 | PGAE | 1.5 | 1.5 | 0% | 0 | 0
Windstar 1 | WT_WND | 57774 | WGNS | SCE | 120 | 120 | 0% | 0 | 0
Windy Flats Wind Project | WT_WND | 57159 | GEN1 | BPA | 262.2 | 262.2 | 0% | 0 | 0
Wintec Energy Ltd | WT_WND | 50276 | EXIS | SCE | 5.9 | 5.9 | 0% | 0 | 0
Wintering Hills Wind | WT_WND |  |  | Alberta | 88 | 88 | 0% | 0 | 0
Wise (1) | HY_WAT | 292 | 1 | PGAE | 14 | 14 | 4.488% | 1 | 336
Wise (2) | HY_WAT | 292 | 2 | PGAE | 3.2 | 3.2 | 4.488% | 1 | 336
Wistaria Ranch Solar | PV_SUN | 61750 | WICA | SDGE | 100 | 100 | 0% | 0 | 0
Wolfskill Energy Center | SCCT_NG | 55855 | CTG1 | PGAE | 45 | 45 | 35.78% | 1 | 168
Wolverine Creek | WT_WND | 56301 | 1 | PacificorpEast | 64.5 | 64.5 | 0% | 0 | 0
Woodland (2) | CCCT_NG | 7266 | 2 | BANC | 33 | 33 | 3.641% | 1 | 288
Woodland (3) | CCCT_NG | 7266 | 3 | BANC | 50 | 50 | 3.641% | 1 | 288
Woodland (3A) | IC_NG | 7266 | 3A | BANC | 8.2 | 8.2 | 14.83% | 1 | 192
Woodland (3B) | IC_NG | 7266 | 3B | BANC | 8.2 | 8.2 | 14.83% | 1 | 192
Woodland (3C) | IC_NG | 7266 | 3C | BANC | 8.2 | 8.2 | 14.83% | 1 | 192
Woodland (3D) | IC_NG | 7266 | 3D | BANC | 8.2 | 8.2 | 14.83% | 1 | 192
Woodland (3E) | IC_NG | 7266 | 3E | BANC | 8.2 | 8.2 | 14.83% | 1 | 192
Woodland (3F) | IC_NG | 7266 | 3F | BANC | 8.2 | 8.2 | 14.83% | 1 | 192
Woodland (NA1) | SCCT_NG | 7266 | NA1 | BANC | 45 | 45 | 35.78% | 1 | 168
Woodland Biomass Power Ltd | ST_OT | 10836 | GEN1 | PGAE | 25 | 25 | 14.83% | 1 | 192
Woodleaf | HY_WAT | 419 | 1 | PGAE | 60 | 60 | 4.488% | 1 | 336
Woodline Solar | PV_SUN | 61559 | PGRD5 | BPA | 8 | 8 | 0% | 0 | 0
Woodmere Solar Farm | PV_SUN | 59008 | PV1 | SCE | 14 | 14 | 0% | 0 | 0
Woodville Renewable Power Project | ST_OT |  |  | ElPasoElectric | 46.5 | 46.5 | 14.83% | 1 | 192
Woodward Power Plant | HY_WAT | 50218 | U1 | PGAE | 2.6 | 2.6 | 4.488% | 1 | 336
Wright Solar Park | PV_SUN | 59525 | FRWSP | PGAE | 180 | 180 | 0% | 0 | 0
WSMR I (WSMR1) | PV_SUN | 58010 | WSMR1 | ElPasoElectric | 4.2 | 4.2 | 0% | 0 | 0
WSMR I (WSMR2) | PV_SUN | 58010 | WSMR2 | ElPasoElectric | 0.4 | 0.4 | 0% | 0 | 0
WWRF Solar Plant (EAST) | PV_SUN | 56922 | EAST | WAPA_CO | 0.4 | 0.4 | 0% | 0 | 0
WWRF Solar Plant (WEST) | PV_SUN | 56922 | WEST | WAPA_CO | 0.9 | 0.9 | 0% | 0 | 0
WWTP Power Generation Station (GEN1) | IC_OT | 56036 | GEN1 | PGAE | 2 | 2 | 14.83% | 1 | 168
WWTP Power Generation Station (GEN2) | IC_OT | 56036 | GEN2 | PGAE | 2 | 2 | 14.83% | 1 | 168
WWTP Power Generation Station (GEN3) | IC_OT | 56036 | GEN3 | PGAE | 2 | 2 | 14.83% | 1 | 168
WyEast Solar | PV_SUN | 61345 | PV1 | BPA | 10 | 10 | 0% | 0 | 0
Wygen 1 | ST_Coal | 55479 | 1 | WAPA_CO | 86 | 86 | 9.169% | 1 | 480
Wygen 2 | ST_Coal | 56319 | 1 | WAPA_CO | 91 | 91 | 9.169% | 1 | 480
Wygen III | ST_Coal | 56596 | 5 | WAPA_CO | 103 | 103 | 9.169% | 1 | 480
Wynoochee | HY_WAT | 7127 | 1 | TacomaPower | 12.8 | 12.8 | 4.488% | 1 | 336
Wyodak | ST_Coal | 6101 | 1 | PacificorpEast | 333.2 | 333.2 | 9.169% | 1 | 696
Xcel Adams 1 Community Solar Array | PV_SUN | 60726 | ADCO1 | PublicServiceCO | 1.8 | 1.8 | 0% | 0 | 0
Xcel Adams 2 Community Solar Array | PV_SUN | 60725 | ADCO2 | PublicServiceCO | 1.5 | 1.5 | 0% | 0 | 0
Xebec 1 | PV_SUN | 62286 | W7188 | SCE | 1.9 | 1.9 | 0% | 0 | 0
Xilinx San Jose | OtherTech_NG | 58299 | XLX | PGAE | 0.3 | 0.3 | 14.83% | 1 | 168
Yahoo Creek | WT_WND | 57126 | YCWP | IdahoPower | 21 | 21 | 0% | 0 | 0
Yahoo! - HQ | OtherTech_NG | 59805 | YAH00 | PGAE | 0.5 | 0.5 | 14.83% | 1 | 168
Yale (1) | HY_WAT | 3852 | 1 | PACWSouth | 81.8 | 81.8 | 4.488% | 1 | 336
Yale (2) | HY_WAT | 3852 | 2 | PACWSouth | 81.8 | 81.8 | 4.488% | 1 | 336
Yamhill Solar LLC | PV_SUN | 57652 | 1 | PortlandGeneral | 1 | 1 | 0% | 0 | 0
Yellowstone Energy LP | ST_OT | 50931 | GEN1 | NWMT | 47 | 47 | 14.83% | 1 | 192
Yellowtail (1) | HY_WAT | 2204 | 1 | WAPA_CO | 71.9 | 71.9 | 4.488% | 1 | 336
Yellowtail (2) | HY_WAT | 2204 | 2 | WAPA_CO | 62.5 | 62.5 | 4.488% | 1 | 336
Yellowtail (3) | HY_WAT | 2204 | 3 | WAPA_CO | 71.9 | 71.9 | 4.488% | 1 | 336
Yellowtail (4) | HY_WAT | 2204 | 4 | WAPA_CO | 71.8 | 71.8 | 4.488% | 1 | 336
Yelm (1) | HY_WAT | 3878 | 1 | BPA | 2.7 | 2.7 | 4.488% | 1 | 336
Yelm (2) | HY_WAT | 3878 | 2 | BPA | 2.7 | 2.7 | 4.488% | 1 | 336
Yelm (3) | HY_WAT | 3878 | 3 | BPA | 6 | 6 | 4.488% | 1 | 336
Yolo County Solar Project | PV_SUN | 57422 | 1 | PGAE | 0.8 | 0.8 | 0% | 0 | 0
Yorba Linda | HY_WAT | 6647 | 1 | SCE | 5.1 | 5.1 | 4.488% | 1 | 336
Youngs Creek Hydroelectric Project | HY_WAT | 57763 | 1 | PugetSound | 7.9 | 7.9 | 4.488% | 1 | 336
Yuba City Cogen Partners | SCCT_NG | 52186 | GEN1 | PGAE | 46.5 | 46.5 | 35.78% | 1 | 168
Yuba City Energy Center | SCCT_NG | 55813 | CTG1 | PGAE | 45 | 45 | 35.78% | 1 | 168
Yucca (GT1) | SCCT_NG | 120 | GT1 | AZPublicService | 19.23 | 19.23 | 35.78% | 1 | 168
Yucca (GT2) | SCCT_NG | 120 | GT2 | AZPublicService | 19.23 | 19.23 | 35.78% | 1 | 168
Yucca (GT21) | SCCT_DFO | 120 | GT21 | IID | 20.02 | 20.02 | 20.5% | 1 | 168
Yucca (GT3) | SCCT_NG | 120 | GT3 | AZPublicService | 55.06 | 55.06 | 35.78% | 1 | 168
Yucca (GT4) | SCCT_DFO | 120 | GT4 | AZPublicService | 54.17 | 54.17 | 20.5% | 1 | 168
Yucca (GT5) | SCCT_NG | 120 | GT5 | AZPublicService | 47.63 | 47.63 | 35.78% | 1 | 168
Yucca (GT6) | SCCT_NG | 120 | GT6 | AZPublicService | 47.63 | 47.63 | 35.78% | 1 | 168
Yucca (ST1) | ST_NG | 120 | ST1 | IID | 75 | 75 | 3.641% | 1 | 216
Yuma Cogeneration Associates (GEN1) | CCCT_NG | 54694 | GEN1 | AZPublicService | 36.61 | 36.61 | 3.641% | 1 | 288
Yuma Cogeneration Associates (GEN2) | CCCT_NG | 54694 | GEN2 | AZPublicService | 16.15 | 16.15 | 3.641% | 1 | 288
ZCO | WT_WND | 56276 | WGNS | SCE | 1.6 | 1.6 | 0% | 0 | 0
Zero Waste Energy Development Co LLC (ZWED1) | IC_OT | 60220 | ZWED1 | PGAE | 0.8 | 0.8 | 14.83% | 1 | 168
Zero Waste Energy Development Co LLC (ZWED2) | IC_OT | 60220 | ZWED2 | PGAE | 0.8 | 0.8 | 14.83% | 1 | 168

## Base Batteries
Battery Name | Zone | 2027 Max Power (MW) | 2035 Max Power (MW) | 2027 Capacity (MWh) | 2035 Capacity (MWh) | Max SoC | Min SoC | Charge Efficiency | Discharge Efficiency | Hours
Acorn Energy Storage | SCE | 2.16 | 2.16 | 8.64 | 8.64 | 95% | 5% | 80% | 100% | 4
AES ES GILBERT | AZPublicService | 10 | 10 | 40 | 40 | 95% | 5% | 80% | 100% | 4
Alamitos Energy Center | SCE | 100 | 100 | 400 | 400 | 95% | 5% | 80% | 100% | 4
AltaGas Pomona Energy Inc. (BESS1) | SCE | 20 | 20 | 80 | 80 | 95% | 5% | 80% | 100% | 4
Base_battery_PGE_Bay_dur_2_unit_1 | SERVM/RESOLVE | 29.08 | 46.34 | 58.16 | 92.68 | 95% | 5% | 80% | 100% | 2
Base_battery_PGE_Bay_dur_2_unit_10 | SERVM/RESOLVE | 29.08 | 46.34 | 58.16 | 92.68 | 95% | 5% | 80% | 100% | 2
Base_battery_PGE_Bay_dur_2_unit_2 | SERVM/RESOLVE | 29.08 | 46.34 | 58.16 | 92.68 | 95% | 5% | 80% | 100% | 2
Base_battery_PGE_Bay_dur_2_unit_3 | SERVM/RESOLVE | 29.08 | 46.34 | 58.16 | 92.68 | 95% | 5% | 80% | 100% | 2
Base_battery_PGE_Bay_dur_2_unit_4 | SERVM/RESOLVE | 29.08 | 46.34 | 58.16 | 92.68 | 95% | 5% | 80% | 100% | 2
Base_battery_PGE_Bay_dur_2_unit_5 | SERVM/RESOLVE | 29.08 | 46.34 | 58.16 | 92.68 | 95% | 5% | 80% | 100% | 2
Base_battery_PGE_Bay_dur_2_unit_6 | SERVM/RESOLVE | 29.08 | 46.34 | 58.16 | 92.68 | 95% | 5% | 80% | 100% | 2
Base_battery_PGE_Bay_dur_2_unit_7 | SERVM/RESOLVE | 29.08 | 46.34 | 58.16 | 92.68 | 95% | 5% | 80% | 100% | 2
Base_battery_PGE_Bay_dur_2_unit_8 | SERVM/RESOLVE | 29.08 | 46.34 | 58.16 | 92.68 | 95% | 5% | 80% | 100% | 2
Base_battery_PGE_Bay_dur_2_unit_9 | SERVM/RESOLVE | 29.08 | 46.34 | 58.16 | 92.68 | 95% | 5% | 80% | 100% | 2
Base_battery_PGE_Valley_dur_2_unit_1 | SERVM/RESOLVE | 19.83 | 31.61 | 39.66 | 63.22 | 95% | 5% | 80% | 100% | 2
Base_battery_PGE_Valley_dur_2_unit_10 | SERVM/RESOLVE | 19.83 | 31.61 | 39.66 | 63.22 | 95% | 5% | 80% | 100% | 2
Base_battery_PGE_Valley_dur_2_unit_2 | SERVM/RESOLVE | 19.83 | 31.61 | 39.66 | 63.22 | 95% | 5% | 80% | 100% | 2
Base_battery_PGE_Valley_dur_2_unit_3 | SERVM/RESOLVE | 19.83 | 31.61 | 39.66 | 63.22 | 95% | 5% | 80% | 100% | 2
Base_battery_PGE_Valley_dur_2_unit_4 | SERVM/RESOLVE | 19.83 | 31.61 | 39.66 | 63.22 | 95% | 5% | 80% | 100% | 2
Base_battery_PGE_Valley_dur_4_unit_4 | SERVM/RESOLVE | 67.56 | 67.56 | 270.24 | 270.24 | 95% | 5% | 80% | 100% | 4
Base_battery_PGE_Valley_dur_4_unit_5 | SERVM/RESOLVE | 67.56 | 67.56 | 270.24 | 270.24 | 95% | 5% | 80% | 100% | 4
Base_battery_PGE_Valley_dur_4_unit_6 | SERVM/RESOLVE | 67.56 | 67.56 | 270.24 | 270.24 | 95% | 5% | 80% | 100% | 4
Base_battery_PGE_Valley_dur_4_unit_9 | SERVM/RESOLVE | 20 | 20 | 80 | 80 | 95% | 5% | 80% | 100% | 4
Base_battery_SCE_dur_2_unit_1 | SERVM/RESOLVE | 46.82 | 74.63 | 93.64 | 149.26 | 95% | 5% | 80% | 100% | 2
Base_battery_SCE_dur_2_unit_10 | SERVM/RESOLVE | 46.82 | 74.63 | 93.64 | 149.26 | 95% | 5% | 80% | 100% | 2
Base_battery_SCE_dur_2_unit_2 | SERVM/RESOLVE | 46.82 | 74.63 | 93.64 | 149.26 | 95% | 5% | 80% | 100% | 2
Base_battery_SCE_dur_2_unit_3 | SERVM/RESOLVE | 46.82 | 74.63 | 93.64 | 149.26 | 95% | 5% | 80% | 100% | 2
Base_battery_SCE_dur_2_unit_4 | SERVM/RESOLVE | 46.82 | 74.63 | 93.64 | 149.26 | 95% | 5% | 80% | 100% | 2
Base_battery_SCE_dur_2_unit_5 | SERVM/RESOLVE | 46.82 | 74.63 | 93.64 | 149.26 | 95% | 5% | 80% | 100% | 2
Base_battery_SCE_dur_2_unit_6 | SERVM/RESOLVE | 46.82 | 74.63 | 93.64 | 149.26 | 95% | 5% | 80% | 100% | 2
Base_battery_SCE_dur_2_unit_7 | SERVM/RESOLVE | 46.82 | 74.63 | 93.64 | 149.26 | 95% | 5% | 80% | 100% | 2
Base_battery_SCE_dur_2_unit_8 | SERVM/RESOLVE | 46.82 | 74.63 | 93.64 | 149.26 | 95% | 5% | 80% | 100% | 2
Base_battery_SCE_dur_2_unit_9 | SERVM/RESOLVE | 46.82 | 74.63 | 93.64 | 149.26 | 95% | 5% | 80% | 100% | 2
Base_battery_SCE_dur_4_unit_1 | SERVM/RESOLVE | 84.52 | 84.52 | 338.08 | 338.08 | 95% | 5% | 80% | 100% | 4
Base_battery_SCE_dur_4_unit_10 | SERVM/RESOLVE | 84.52 | 84.52 | 338.08 | 338.08 | 95% | 5% | 80% | 100% | 4
Base_battery_SCE_dur_4_unit_2 | SERVM/RESOLVE | 84.52 | 84.52 | 338.08 | 338.08 | 95% | 5% | 80% | 100% | 4
Base_battery_SCE_dur_4_unit_3 | SERVM/RESOLVE | 84.52 | 84.52 | 338.08 | 338.08 | 95% | 5% | 80% | 100% | 4
Base_battery_SCE_dur_4_unit_4 | SERVM/RESOLVE | 84.52 | 84.52 | 338.08 | 338.08 | 95% | 5% | 80% | 100% | 4
Base_battery_SCE_dur_4_unit_5 | SERVM/RESOLVE | 84.52 | 84.52 | 338.08 | 338.08 | 95% | 5% | 80% | 100% | 4
Base_battery_SCE_dur_4_unit_6 | SERVM/RESOLVE | 84.52 | 84.52 | 338.08 | 338.08 | 95% | 5% | 80% | 100% | 4
Beacon BESS 1 | SCE | 20 | 20 | 80 | 80 | 95% | 5% | 80% | 100% | 4
Biola University (BATT) | SCE | 0.3 | 0.3 | 0.5 | 0.5 | 95% | 5% | 80% | 100% | 1.6667
Borrego Springs Energy Storage (SES1) | SDGE | 0.5 | 0.5 | 2 | 2 | 95% | 5% | 80% | 100% | 4
Borrego Springs Energy Storage (SES2) | SDGE | 1 | 1 | 4 | 4 | 95% | 5% | 80% | 100% | 4
Canyon Crest Academy | SDGE | 1 | 1 | 4 | 4 | 95% | 5% | 80% | 100% | 4
Center Peaker (BA1) | SCE | 10 | 10 | 40 | 40 | 95% | 5% | 80% | 100% | 4
Demoss Petrie (BA1) | TucsonElectric | 10 | 10 | 40 | 40 | 95% | 5% | 80% | 100% | 4
DESI-1 Battery Energy Storage Facility | SCE | 2.4 | 2.4 | 9.6 | 9.6 | 95% | 5% | 80% | 100% | 4
DESI-2 Battery Storage Facility | SCE | 1.4 | 1.4 | 0.5 | 0.5 | 95% | 5% | 80% | 100% | 0.35714
El Cajon Energy Storage | SDGE | 7.5 | 7.5 | 30 | 30 | 95% | 5% | 80% | 100% | 4
El Centro (BESS) | IID | 29 | 29 | 116 | 116 | 95% | 5% | 80% | 100% | 4
Escondido Energy Storage | SDGE | 30 | 30 | 120 | 120 | 95% | 5% | 80% | 100% | 4
Gateway Energy Storage | SDGE | 62.5 | 62.5 | 62.5 | 62.5 | 95% | 5% | 80% | 100% | 1
Gavilan District College Solar Project (GDCBA) | PGAE | 0.5 | 0.5 | 0.5 | 0.5 | 95% | 5% | 80% | 100% | 1
Genentech-Oceanside (BA1) | SDGE | 2 | 2 | 8 | 8 | 95% | 5% | 80% | 100% | 4
Glacier Battery Storage | PugetSound | 2 | 2 | 8 | 8 | 95% | 5% | 80% | 100% | 4
Glendale Battery Energy Storage System | SCE | 2 | 2 | 8 | 8 | 95% | 5% | 80% | 100% | 4
Grapeland Peaker (BA1) | SCE | 10 | 10 | 40 | 40 | 95% | 5% | 80% | 100% | 4
HEBT Irvine 1 (IRV01) | SCE | 1 | 1 | 4 | 4 | 95% | 5% | 80% | 100% | 4
HEBT Irvine 1 (IRV1W) | SCE | 4.5 | 4.5 | 18 | 18 | 95% | 5% | 80% | 100% | 4
HEBT Irvine 2 (IRV06) | SCE | 2.5 | 2.5 | 10 | 10 | 95% | 5% | 80% | 100% | 4
HEBT Irvine 2 (IRV2W) | SCE | 3.3 | 3.3 | 13.2 | 13.2 | 95% | 5% | 80% | 100% | 4
HEBT WLA 1 (WLA01) | SCE | 1 | 1 | 4 | 4 | 95% | 5% | 80% | 100% | 4
HEBT WLA 1 (WLA02) | SCE | 1 | 1 | 4 | 4 | 95% | 5% | 80% | 100% | 4
HEBT WLA 1 (WLA03) | SCE | 1 | 1 | 0.5 | 0.5 | 95% | 5% | 80% | 100% | 0.5
HEBT WLA 1 (WLA04) | SCE | 1.5 | 1.5 | 0.5 | 0.5 | 95% | 5% | 80% | 100% | 0.33333
HEBT WLA 1 (WLA05) | SCE | 1.3 | 1.3 | 0.5 | 0.5 | 95% | 5% | 80% | 100% | 0.38462
HEBT WLA 1 (WLA06) | SCE | 1.2 | 1.2 | 0.5 | 0.5 | 95% | 5% | 80% | 100% | 0.41667
HEBT WLA 1 (WLA07) | SCE | 1 | 1 | 0.5 | 0.5 | 95% | 5% | 80% | 100% | 0.5
HEBT WLA 1 (WLA08) | SCE | 1.9 | 1.9 | 0.5 | 0.5 | 95% | 5% | 80% | 100% | 0.26316
HEBT WLA 1 (WLA09) | SCE | 4.5 | 4.5 | 1.2 | 1.2 | 95% | 5% | 80% | 100% | 0.26667
HEBT WLA 1 (WLA10) | SCE | 1.3 | 1.3 | 0.5 | 0.5 | 95% | 5% | 80% | 100% | 0.38462
HEBT WLA 1 (WLA1C) | SCE | 11.8 | 11.8 | 0.5 | 0.5 | 95% | 5% | 80% | 100% | 0.042373
I25 Battery Storage | WAPA_CO | 4 | 4 | 4 | 4 | 95% | 5% | 80% | 100% | 1
Iron Horse Battery Storage (BA1) | TucsonElectric | 10 | 10 | 40 | 40 | 95% | 5% | 80% | 100% | 4
Kearny Mesa Storage LLC | SDGE | 1 | 1 | 0.5 | 0.5 | 95% | 5% | 80% | 100% | 0.5
Los Alamos PV Site (2) | PublicServiceNM | 1 | 1 | 4 | 4 | 95% | 5% | 80% | 100% | 4
Los Alamos PV Site (3) | PublicServiceNM | 0.8 | 0.8 | 3.2 | 3.2 | 95% | 5% | 80% | 100% | 4
MESA 1 (A) | PugetSound | 1 | 1 | 4 | 4 | 95% | 5% | 80% | 100% | 4
MESA 1 (B) | PugetSound | 1 | 1 | 4 | 4 | 95% | 5% | 80% | 100% | 4
MESA 2 | PugetSound | 2.2 | 2.2 | 8.8 | 8.8 | 95% | 5% | 80% | 100% | 4
Millikan BESS | SCE | 2 | 2 | 8 | 8 | 95% | 5% | 80% | 100% | 4
Mira Loma Energy Storage Facility (013A) | SCE | 10 | 10 | 40 | 40 | 95% | 5% | 80% | 100% | 4
Mira Loma Energy Storage Facility (013B) | SCE | 10 | 10 | 40 | 40 | 95% | 5% | 80% | 100% | 4
Ortega Highway Energy Storage (SES1) | SCE | 1 | 1 | 4 | 4 | 95% | 5% | 80% | 100% | 4
Ortega Highway Energy Storage (SES2) | SCE | 1 | 1 | 4 | 4 | 95% | 5% | 80% | 100% | 4
Pacific Union College BESS | PGAE | 1 | 1 | 4 | 4 | 95% | 5% | 80% | 100% | 4
Pala Energy Storage Yard (SES1) | SDGE | 0.5 | 0.5 | 2 | 2 | 95% | 5% | 80% | 100% | 4
Pala Energy Storage Yard (SES2) | SDGE | 1 | 1 | 4 | 4 | 95% | 5% | 80% | 100% | 4
Panasonic Carport Solar (PANBS) | PublicServiceCO | 4 | 4 | 4 | 4 | 95% | 5% | 80% | 100% | 1
Pebbly Beach (NASB1) | SCE | 1 | 1 | 4 | 4 | 95% | 5% | 80% | 100% | 4
PGAE 11.5 GW Battery_4hour | 11.5 GW Procurement | 1371.15 | 1371.15 | 5484.6 | 5484.6 | 95% | 5% | 80% | 100% | 4
PGAE_CPUC_Existing_Planned_2HrES | PGAE | 489.09 | 598 | 978.18 | 1196 | 95% | 5% | 80% | 100% | 2
PGAE_CPUC_Existing_Planned_4HrES | PGAE | 453 | 453 | 1812 | 1812 | 95% | 5% | 80% | 100% | 4
Pima Energy Storage System | TucsonElectric | 10 | 10 | 40 | 40 | 95% | 5% | 80% | 100% | 4
Pinal Central Energy Center (BA1) | AZPublicService | 10 | 10 | 40 | 40 | 95% | 5% | 80% | 100% | 4
Prosperity Energy Storage Facility (GEN-2) | PublicServiceNM | 0.8 | 0.8 | 3.2 | 3.2 | 95% | 5% | 80% | 100% | 4
Punkin Center Battery Storage | SaltRiverProject | 2 | 2 | 8 | 8 | 95% | 5% | 80% | 100% | 4
Salem Smart Power Center | BPA | 5 | 5 | 20 | 20 | 95% | 5% | 80% | 100% | 4
Santa Rita Jail (SRJBA) | PGAE | 2 | 2 | 8 | 8 | 95% | 5% | 80% | 100% | 4
Saticoy | SCE | 100 | 100 | 400 | 400 | 95% | 5% | 80% | 100% | 4
SCE 11.5 GW Battery_4hour | 11.5 GW Procurement | 1513.05 | 1513.05 | 6052.2 | 6052.2 | 95% | 5% | 80% | 100% | 4
SCE_CPUC_Existing_Planned_2HrES | SCE | 468.24 | 572.5 | 936.48 | 1145 | 95% | 5% | 80% | 100% | 2
SCE_CPUC_Existing_Planned_4HrES | SCE | 457 | 457 | 1828 | 1828 | 95% | 5% | 80% | 100% | 4
SDGE 11.5 GW Battery_4hour | 11.5 GW Procurement | 239.25 | 239.25 | 957 | 957 | 95% | 5% | 80% | 100% | 4
SDGE_CPUC_Existing_Planned_2HrES | SDGE | 142.88 | 174.69 | 285.76 | 349.38 | 95% | 5% | 80% | 100% | 2
SDGE_CPUC_Existing_Planned_4HrES | SDGE | 70 | 70 | 280 | 280 | 95% | 5% | 80% | 100% | 4
Sierra Nevada Brewing Co (BESS) | PGAE | 0.5 | 0.5 | 2 | 2 | 95% | 5% | 80% | 100% | 4
Tehachapi Energy Storage Project | SCE | 8 | 8 | 32 | 32 | 95% | 5% | 80% | 100% | 4
Tesla Moss Landing Energy Storage Project | PGAE | 182.5 | 182.5 | 730 | 730 | 95% | 5% | 80% | 100% | 4
Turner Energy Storage Project | Avista | 1.2 | 1.2 | 4.8 | 4.8 | 95% | 5% | 80% | 100% | 4
UASTP II (UABA) | TucsonElectric | 10 | 10 | 40 | 40 | 95% | 5% | 80% | 100% | 4
UC Merced Solar (UCMBA) | PGAE | 1.8 | 1.8 | 2 | 2 | 95% | 5% | 80% | 100% | 1.1111
University of California San Diego (BS1) | SDGE | 0.3 | 0.3 | 1.2 | 1.2 | 95% | 5% | 80% | 100% | 4
Vaca Dixon Battery Storage System | PGAE | 2 | 2 | 8 | 8 | 95% | 5% | 80% | 100% | 4
Vanadium Redox Flow Battery Plant | SDGE | 2 | 2 | 8 | 8 | 95% | 5% | 80% | 100% | 4
Vista Energy Storage System | SDGE | 40 | 40 | 160 | 160 | 95% | 5% | 80% | 100% | 4
Yerba Buena | PGAE | 4 | 4 | 16 | 16 | 95% | 5% | 80% | 100% | 4

## Transmission
Line | Max Flow (MW) | Min Flow (MW) | Wheeling Charge ($/MWh) | Wheeling Charge Back ($/MWh)
Alberta-to-BPA | 1e+30 | -1e+30 | 7.11 | 1.91
AZPublicService-to-PublicServiceNM | 2701 | -2701 | 3.95 | 4.16
AZPublicService-to-SCE | 2102 | -2102 | 3.95 | 10.85
AZPublicService-to-TucsonElectric | 3065 | -3065 | 3.95 | 3.57
AZPublicService-to-WAPA_LwrCO | 15796 | -15796 | 3.95 | 1.91
BANC-to_PacificorpEast | 0 | -30 | 2.53 | 3.08
BANC-to-PGAE | 15000 | -15000 | 2.53 | 10.85
BPA-to-BANC | 1600 | -1225 | 1.91 | 2.53
BPA-to-BritishColumbia | 1e+30 | -1e+30 | 1.91 | 7.11
BPA-to-LDWP | 3220 | -3100 | 1.91 | 5.84
BPA-to-Nevada | 300 | -300 | 1.91 | 6.96
BPA-to-NWMT | 1732 | -2582 | 1.91 | 4.74
BPA-to-PACWSouth | 25155.2 | -25155.2 | 1.91 | 3.08
BPA-to-PGAE | 4800 | -3675 | 1.91 | 10.85
BPA-to-PortlandGeneral | 7937 | -7937 | 1.91 | 2.53
BritishColumbia-to-Alberta | 1e+30 | -1e+30 | 0 | 0
IdahoPower-to-BPA | 3878 | -2728 | 2.67 | 1.91
IdahoPower-to-Nevada | 500 | -360 | 2.67 | 6.96
IdahoPower-to-PacificorpEast | 3656 | -3656 | 2.67 | 3.08
IdahoPower-to-PACWSouth | 2400 | -1200 | 2.67 | 3.08
IdahoPower-to-PortlandGeneral | 1000 | -1050 | 2.67 | 2.53
IID-to-AZPublicService | 295 | -295 | 3.32 | 3.95
IID-to-N_BajaCA | 200 | -400 | 3.32 | 2.31
IID-to-PGAE | 55 | 0 | 3.32 | 10.85
IID-to-SCE | 1500 | -1500 | 3.32 | 10.85
IID-to-WAPA_LwrCO | 330 | -330 | 3.32 | 1.91
LDWP-to-IID | 500 | -500 | 5.84 | 3.32
LDWP-to-Nevada | 0 | -250 | 5.84 | 6.96
LDWP-to-SCE | 4056 | -2556 | 5.84 | 10.85
N_BajaCA-to-SDGE | 800 | -600 | 2.31 | 10.85
Nevada-to-WAPA_LwrCO | 7293.8 | -7293.8 | 6.96 | 1.91
NWMT-to-Alberta | 300 | -325 | 4.74 | 7.11
NWMT-to-WAPA_WY | 390.4 | -390.4 | 4.74 | 1.91
PacificorpEast-to-AZPublicService | 647 | -700 | 3.08 | 3.95
PacificorpEast-to-LDWP | 2400 | -1400 | 3.08 | 5.84
PacificorpEast-to-Nevada | 1040 | -815 | 3.08 | 6.96
PACWSouth-to-PGAE | 100 | -45 | 3.08 | 10.85
PACWSouth-to-PortlandGeneral | 3808.6 | -3808.6 | 3.08 | 2.53
PGAE-to-Nevada | 160 | -150 | 10.85 | 6.96
PGAE-to-SCE | 4000 | -3000 | 0 | 0
PGAE-to-TIDC | 5800 | -5800 | 10.85 | 2.53
PortlandGeneral-to-PGAE | 50 | 0 | 2.53 | 10.85
PublicServiceCO-to-PublicServiceNM | 359 | -359 | 3.09 | 4.16
PublicServiceNM-to-TucsonElectric | 3140 | -3140 | 4.16 | 3.57
SaltRiverProject-to-AZPublicService | 36601.6 | -36601.6 | 2.02 | 3.95
SaltRiverProject-to-SCE | 160 | 0 | 2.02 | 10.85
SaltRiverProject-to-TucsonElectric | 8365 | -8365 | 2.02 | 3.57
SCE-to-Nevada | 3110 | -3110 | 10.85 | 6.96
SCE-to-PublicServiceNM | 0 | -298 | 10.85 | 4.16
SDGE-to-AZPublicService | 1062 | -1062 | 10.85 | 3.95
SDGE-to-IID | 370 | -370 | 10.85 | 3.32
SDGE-to-SCE | 2500 | -4739 | 0 | 0
TIDC-to-BANC | 4664.2 | -4664.2 | 0 | 2.53
WAPA_CO-to-PacificorpEast | 2169 | -2666 | 4.98 | 3.08
WAPA_CO-to-PublicServiceCO | 27552 | -27552 | 4.98 | 3.09
WAPA_CO-to-PublicServiceNM | 1792 | -1792 | 4.98 | 4.16
WAPA_CO-to-WAPA_LwrCO | 690 | -690 | 4.98 | 1.91
WAPA_LwrCO-to-SaltRiverProject | 7544 | -7544 | 1.91 | 2.02
WAPA_LwrCO-to-SCE | 3869 | -3869 | 1.91 | 10.85
WAPA_LwrCO-to-TucsonElectric | 3918 | -3918 | 1.91 | 3.57

## Load Modifying Demand Forecasts
Year | Hour | Units | EV_PGE_Bay | EV_PGE_Valley | EV_SCE | EV_SDGE | AAEE_LADWP | AAEE_PGE_Bay | AAEE_PGE_Valley | AAEE_SCE | AAEE_SDGE | AAEE_SMUD | TOU_PGE_Bay | TOU_PGE_Valley | TOU_SCE | TOU_SDGE
2027 | 1 | MW | 581.5056 | 742.5978 | 951.4187 | 286.7663 | -328.957 | -355.9112 | -401.078 | -706.0182 | -154.7487 | -122.5031 | 8.5918 | 10.9719 | 0 | 2.7483
2027 | 2 | MW | 518.4508 | 662.0751 | 848.2528 | 258.4437 | -304.5898 | -323.5556 | -364.6164 | -653.7205 | -144.4321 | -111.3665 | 8.5918 | 10.9719 | 0 | 2.7483
2027 | 3 | MW | 441.3838 | 563.6586 | 722.1612 | 219.5002 | -292.4062 | -312.7704 | -352.4625 | -627.5717 | -139.2738 | -107.6543 | 8.5918 | 10.9719 | 0 | 2.7483
2027 | 4 | MW | 371.3228 | 474.189 | 596.0695 | 184.0969 | -292.4062 | -312.7704 | -352.4625 | -627.5717 | -134.1155 | -107.6543 | 6.4438 | 8.2289 | 0 | 2.7483
2027 | 5 | MW | 301.2619 | 384.7193 | 492.9036 | 152.234 | -292.4062 | -312.7704 | -352.4625 | -627.5717 | -134.1155 | -107.6543 | 6.4438 | 8.2289 | 0 | 2.7483
2027 | 6 | MW | 252.2193 | 322.0906 | 401.2006 | 123.9114 | -328.957 | -345.126 | -388.9241 | -706.0182 | -149.5904 | -118.7909 | 8.5918 | 10.9719 | 0 | 2.7483
2027 | 7 | MW | 196.1706 | 250.5149 | 320.9605 | 99.1291 | -377.6914 | -399.0519 | -449.6935 | -810.6135 | -175.3818 | -137.352 | 8.5918 | 10.9719 | 16.8341 | 4.1224
2027 | 8 | MW | 154.134 | 196.8331 | 252.1833 | 77.8872 | -426.4258 | -409.8371 | -461.8474 | -915.2087 | -206.3316 | -141.0642 | 8.5918 | 10.9719 | 16.8341 | 4.1224
2027 | 9 | MW | 147.1279 | 187.8862 | 240.7204 | 77.8872 | -475.1601 | -452.9778 | -510.4629 | -1019.804 | -226.9647 | -155.9131 | 10.7397 | 13.7149 | 33.6683 | 4.1224
2027 | 10 | MW | 133.1157 | 169.9923 | 217.7946 | 67.2662 | -511.7109 | -485.3334 | -546.9245 | -1098.2505 | -242.4396 | -167.0497 | 10.7397 | 13.7149 | 33.6683 | 2.7483
2027 | 11 | MW | 126.1096 | 161.0453 | 206.3318 | 63.7259 | -536.0781 | -496.1186 | -559.0784 | -1150.5481 | -252.7562 | -170.762 | 12.8877 | 16.4579 | 33.6683 | 2.7483
2027 | 12 | MW | 140.1218 | 178.9392 | 229.2575 | 70.8065 | -572.6289 | -496.1186 | -559.0784 | -1228.9946 | -263.0728 | -170.762 | 12.8877 | 16.4579 | 33.6683 | 2.7483
2027 | 13 | MW | 175.1523 | 223.674 | 286.5719 | 95.5888 | -596.9961 | -506.9038 | -571.2323 | -1281.2922 | -268.2311 | -174.4742 | 12.8877 | 16.4579 | 33.6683 | 2.7483
2027 | 14 | MW | 196.1706 | 250.5149 | 309.4976 | 102.6694 | -609.1796 | -506.9038 | -571.2323 | -1307.441 | -273.3893 | -174.4742 | 10.7397 | 13.7149 | 33.6683 | 2.7483
2027 | 15 | MW | 224.1949 | 286.3028 | 355.3491 | 116.8307 | -609.1796 | -496.1186 | -559.0784 | -1307.441 | -273.3893 | -170.762 | 10.7397 | 13.7149 | 33.6683 | 0
2027 | 16 | MW | 273.2376 | 348.9315 | 447.0521 | 138.0727 | -584.8125 | -496.1186 | -559.0784 | -1255.1434 | -273.3893 | -170.762 | 8.5918 | 10.9719 | 0 | 0
2027 | 17 | MW | 154.134 | 196.8331 | 252.1833 | 77.8872 | -560.4453 | -496.1186 | -559.0784 | -1202.8458 | -268.2311 | -170.762 | -6.4438 | -8.2289 | -16.8341 | -4.1224
2027 | 18 | MW | 196.1706 | 250.5149 | 309.4976 | 99.1291 | -572.6289 | -560.8297 | -632.0017 | -1228.9946 | -273.3893 | -193.0353 | -6.4438 | -8.2289 | -16.8341 | -5.4965
2027 | 19 | MW | 224.1949 | 286.3028 | 366.812 | 113.2904 | -548.2617 | -550.0445 | -619.8478 | -1176.6969 | -263.0728 | -189.323 | -8.5918 | -10.9719 | -33.6683 | -6.8707
2027 | 20 | MW | 245.2132 | 313.1436 | 401.2006 | 120.3711 | -536.0781 | -539.2593 | -607.6939 | -1150.5481 | -257.9145 | -185.6108 | -8.5918 | -10.9719 | -33.6683 | -6.8707
2027 | 21 | MW | 238.2071 | 304.1967 | 389.7378 | 120.3711 | -523.8945 | -528.4742 | -595.54 | -1124.3993 | -247.5979 | -181.8986 | -8.5918 | -10.9719 | -33.6683 | -6.8707
2027 | 22 | MW | 672.5848 | 858.9083 | 1100.436 | 339.8712 | -487.3437 | -496.1186 | -559.0784 | -1045.9528 | -232.123 | -170.762 | 8.5918 | 10.9719 | 16.8341 | 0
2027 | 23 | MW | 672.5848 | 858.9083 | 1100.436 | 339.8712 | -426.4258 | -442.1927 | -498.309 | -915.2087 | -206.3316 | -152.2009 | 12.8877 | 16.4579 | 16.8341 | 1.3741
2027 | 24 | MW | 637.5543 | 814.1735 | 1043.1217 | 322.1696 | -365.5078 | -388.2667 | -437.5396 | -784.4646 | -175.3818 | -133.6398 | 10.7397 | 13.7149 | 16.8341 | 0
2027 | 25 | MW | 581.5056 | 742.5978 | 951.4187 | 290.3067 | -316.7734 | -355.9112 | -401.078 | -679.8693 | -154.7487 | -122.5031 | 8.5918 | 10.9719 | 16.8341 | 2.7483
2027 | 26 | MW | 525.4569 | 671.0221 | 848.2528 | 261.9841 | -292.4062 | -334.3408 | -376.7702 | -627.5717 | -139.2738 | -115.0787 | 8.5918 | 10.9719 | 16.8341 | 2.7483
2027 | 27 | MW | 448.3899 | 572.6055 | 733.624 | 223.0405 | -292.4062 | -323.5556 | -364.6164 | -627.5717 | -139.2738 | -111.3665 | 8.5918 | 10.9719 | 0 | 2.7483
2027 | 28 | MW | 371.3228 | 474.189 | 607.5324 | 187.6372 | -292.4062 | -312.7704 | -352.4625 | -627.5717 | -139.2738 | -107.6543 | 6.4438 | 8.2289 | 0 | 2.7483
2027 | 29 | MW | 308.268 | 393.6663 | 504.3665 | 155.7743 | -292.4062 | -323.5556 | -364.6164 | -627.5717 | -139.2738 | -111.3665 | 6.4438 | 8.2289 | 16.8341 | 2.7483
2027 | 30 | MW | 259.2254 | 331.0376 | 424.1264 | 130.992 | -316.7734 | -345.126 | -388.9241 | -679.8693 | -149.5904 | -118.7909 | 8.5918 | 10.9719 | 16.8341 | 2.7483
2027 | 31 | MW | 224.1949 | 286.3028 | 366.812 | 109.7501 | -377.6914 | -399.0519 | -449.6935 | -810.6135 | -180.5401 | -137.352 | 8.5918 | 10.9719 | 16.8341 | 2.7483
2027 | 32 | MW | 196.1706 | 250.5149 | 309.4976 | 95.5888 | -414.2422 | -420.6223 | -474.0013 | -889.0599 | -206.3316 | -144.7764 | 10.7397 | 13.7149 | 16.8341 | 2.7483
2027 | 33 | MW | 175.1523 | 223.674 | 275.109 | 88.5081 | -462.9765 | -463.763 | -522.6168 | -993.6552 | -226.9647 | -159.6253 | 10.7397 | 13.7149 | 50.5024 | 4.1224
2027 | 34 | MW | 161.1401 | 205.7801 | 263.6461 | 81.4275 | -499.5273 | -485.3334 | -546.9245 | -1072.1017 | -242.4396 | -167.0497 | 10.7397 | 13.7149 | 50.5024 | 4.1224
2027 | 35 | MW | 182.1584 | 232.621 | 298.0348 | 92.0485 | -523.8945 | -496.1186 | -559.0784 | -1124.3993 | -247.5979 | -170.762 | 10.7397 | 13.7149 | 50.5024 | 4.1224
2027 | 36 | MW | 217.1888 | 277.3558 | 355.3491 | 106.2098 | -536.0781 | -496.1186 | -559.0784 | -1150.5481 | -252.7562 | -170.762 | 10.7397 | 13.7149 | 50.5024 | 4.1224
2027 | 37 | MW | 266.2315 | 339.9845 | 435.5893 | 134.5324 | -560.4453 | -496.1186 | -559.0784 | -1202.8458 | -263.0728 | -170.762 | 10.7397 | 13.7149 | 50.5024 | 4.1224
2027 | 38 | MW | 301.2619 | 384.7193 | 481.4408 | 155.7743 | -560.4453 | -485.3334 | -546.9245 | -1202.8458 | -268.2311 | -167.0497 | 10.7397 | 13.7149 | 50.5024 | 4.1224
2027 | 39 | MW | 329.2863 | 420.5072 | 538.7551 | 169.9356 | -560.4453 | -485.3334 | -546.9245 | -1202.8458 | -263.0728 | -167.0497 | 8.5918 | 10.9719 | 50.5024 | 1.3741
2027 | 40 | MW | 133.1157 | 169.9923 | 217.7946 | 70.8065 | -536.0781 | -474.5482 | -534.7707 | -1150.5481 | -257.9145 | -163.3375 | 6.4438 | 8.2289 | 0 | 1.3741
2027 | 41 | MW | 154.134 | 196.8331 | 252.1833 | 77.8872 | -523.8945 | -485.3334 | -546.9245 | -1124.3993 | -252.7562 | -167.0497 | -6.4438 | -8.2289 | -16.8341 | -5.4965
2027 | 42 | MW | 175.1523 | 223.674 | 286.5719 | 88.5081 | -536.0781 | -550.0445 | -619.8478 | -1150.5481 | -257.9145 | -189.323 | -6.4438 | -8.2289 | -16.8341 | -5.4965
2027 | 43 | MW | 182.1584 | 232.621 | 298.0348 | 95.5888 | -536.0781 | -550.0445 | -619.8478 | -1150.5481 | -257.9145 | -189.323 | -8.5918 | -10.9719 | -33.6683 | -6.8707
2027 | 44 | MW | 189.1645 | 241.568 | 309.4976 | 95.5888 | -536.0781 | -550.0445 | -619.8478 | -1150.5481 | -257.9145 | -189.323 | -8.5918 | -10.9719 | -33.6683 | -6.8707
2027 | 45 | MW | 609.53 | 778.3856 | 974.3444 | 311.5486 | -523.8945 | -539.2593 | -607.6939 | -1124.3993 | -252.7562 | -185.6108 | -8.5918 | -10.9719 | -33.6683 | -6.8707
2027 | 46 | MW | 602.5239 | 769.4387 | 974.3444 | 308.0083 | -487.3437 | -506.9038 | -571.2323 | -1045.9528 | -232.123 | -174.4742 | 8.5918 | 10.9719 | 16.8341 | 0
2027 | 47 | MW | 581.5056 | 742.5978 | 951.4187 | 293.847 | -426.4258 | -452.9778 | -510.4629 | -915.2087 | -206.3316 | -155.9131 | 12.8877 | 16.4579 | 16.8341 | 1.3741
2027 | 48 | MW | 560.4873 | 715.7569 | 917.03 | 283.226 | -365.5078 | -399.0519 | -449.6935 | -784.4646 | -175.3818 | -137.352 | 10.7397 | 13.7149 | 16.8341 | 1.3741
2027 | 49 | MW | 525.4569 | 671.0221 | 848.2528 | 261.9841 | -316.7734 | -345.126 | -388.9241 | -679.8693 | -149.5904 | -118.7909 | 8.5918 | 10.9719 | 0 | 2.7483
2027 | 50 | MW | 476.4142 | 608.3934 | 768.0127 | 237.2018 | -292.4062 | -323.5556 | -364.6164 | -627.5717 | -139.2738 | -111.3665 | 8.5918 | 10.9719 | 0 | 2.7483
2027 | 51 | MW | 413.3594 | 527.8707 | 676.3097 | 208.8792 | -280.2226 | -312.7704 | -352.4625 | -601.4229 | -134.1155 | -107.6543 | 6.4438 | 8.2289 | 0 | 2.7483
2027 | 52 | MW | 364.3168 | 465.242 | 584.6066 | 180.5566 | -280.2226 | -312.7704 | -352.4625 | -601.4229 | -134.1155 | -107.6543 | 6.4438 | 8.2289 | 0 | 2.7483
2027 | 53 | MW | 322.2802 | 411.5602 | 515.8294 | 159.3146 | -280.2226 | -312.7704 | -352.4625 | -601.4229 | -134.1155 | -107.6543 | 6.4438 | 8.2289 | 0 | 2.7483
2027 | 54 | MW | 287.2497 | 366.8254 | 469.9779 | 141.613 | -304.5898 | -334.3408 | -376.7702 | -653.7205 | -144.4321 | -115.0787 | 8.5918 | 10.9719 | 0 | 2.7483
2027 | 55 | MW | 252.2193 | 322.0906 | 412.6635 | 123.9114 | -353.3242 | -377.4815 | -425.3857 | -758.3158 | -170.2236 | -129.9276 | 8.5918 | 10.9719 | 16.8341 | 2.7483
2027 | 56 | MW | 224.1949 | 286.3028 | 355.3491 | 113.2904 | -389.875 | -388.2667 | -437.5396 | -836.7623 | -196.015 | -133.6398 | 10.7397 | 13.7149 | 16.8341 | 4.1224
2027 | 57 | MW | 196.1706 | 250.5149 | 320.9605 | 99.1291 | -426.4258 | -420.6223 | -474.0013 | -915.2087 | -211.4899 | -144.7764 | 10.7397 | 13.7149 | 50.5024 | 2.7483
2027 | 58 | MW | 182.1584 | 232.621 | 298.0348 | 95.5888 | -450.7929 | -442.1927 | -498.309 | -967.5064 | -221.8064 | -152.2009 | 10.7397 | 13.7149 | 33.6683 | 2.7483
2027 | 59 | MW | 196.1706 | 250.5149 | 309.4976 | 99.1291 | -475.1601 | -452.9778 | -510.4629 | -1019.804 | -232.123 | -155.9131 | 10.7397 | 13.7149 | 33.6683 | 2.7483
2027 | 60 | MW | 231.201 | 295.2497 | 366.812 | 116.8307 | -499.5273 | -463.763 | -522.6168 | -1072.1017 | -237.2813 | -159.6253 | 10.7397 | 13.7149 | 33.6683 | 2.7483
2027 | 61 | MW | 287.2497 | 366.8254 | 469.9779 | 141.613 | -523.8945 | -463.763 | -522.6168 | -1124.3993 | -247.5979 | -159.6253 | 8.5918 | 10.9719 | 33.6683 | 2.7483
2027 | 62 | MW | 315.2741 | 402.6133 | 527.2923 | 155.7743 | -523.8945 | -452.9778 | -510.4629 | -1124.3993 | -252.7562 | -155.9131 | 8.5918 | 10.9719 | 33.6683 | 2.7483
2027 | 63 | MW | 343.2985 | 438.4011 | 573.1438 | 169.9356 | -523.8945 | -452.9778 | -510.4629 | -1124.3993 | -252.7562 | -155.9131 | 8.5918 | 10.9719 | 33.6683 | 0
2027 | 64 | MW | 133.1157 | 169.9923 | 229.2575 | 63.7259 | -511.7109 | -442.1927 | -498.309 | -1098.2505 | -247.5979 | -152.2009 | 6.4438 | 8.2289 | 0 | 0
2027 | 65 | MW | 154.134 | 196.8331 | 252.1833 | 74.3468 | -499.5273 | -452.9778 | -510.4629 | -1072.1017 | -247.5979 | -155.9131 | -6.4438 | -8.2289 | -16.8341 | -5.4965
2027 | 66 | MW | 168.1462 | 214.7271 | 275.109 | 84.9678 | -523.8945 | -528.4742 | -595.54 | -1124.3993 | -252.7562 | -181.8986 | -6.4438 | -8.2289 | -16.8341 | -6.8707
2027 | 67 | MW | 175.1523 | 223.674 | 286.5719 | 84.9678 | -536.0781 | -550.0445 | -619.8478 | -1150.5481 | -257.9145 | -189.323 | -8.5918 | -10.9719 | -33.6683 | -8.2448
2027 | 68 | MW | 182.1584 | 232.621 | 298.0348 | 88.5081 | -536.0781 | -550.0445 | -619.8478 | -1150.5481 | -257.9145 | -189.323 | -8.5918 | -10.9719 | -33.6683 | -8.2448
2027 | 69 | MW | 609.53 | 778.3856 | 997.2702 | 304.468 | -523.8945 | -539.2593 | -607.6939 | -1124.3993 | -252.7562 | -185.6108 | -8.5918 | -10.9719 | -33.6683 | -6.8707
2027 | 70 | MW | 609.53 | 778.3856 | 985.8073 | 308.0083 | -487.3437 | -506.9038 | -571.2323 | -1045.9528 | -232.123 | -174.4742 | 10.7397 | 13.7149 | 16.8341 | 0
2027 | 71 | MW | 588.5117 | 751.5448 | 951.4187 | 297.3873 | -426.4258 | -452.9778 | -510.4629 | -915.2087 | -206.3316 | -155.9131 | 12.8877 | 16.4579 | 16.8341 | 1.3741
2027 | 72 | MW | 560.4873 | 715.7569 | 905.5672 | 279.6857 | -353.3242 | -388.2667 | -437.5396 | -758.3158 | -170.2236 | -133.6398 | 10.7397 | 13.7149 | 16.8341 | 0
2027 | 73 | MW | 511.4447 | 653.1282 | 836.7899 | 258.4437 | -328.957 | -345.126 | -388.9241 | -706.0182 | -154.7487 | -118.7909 | 12.8877 | 16.4579 | 0 | 2.7483
2027 | 74 | MW | 455.3959 | 581.5525 | 745.0869 | 230.1211 | -304.5898 | -323.5556 | -364.6164 | -653.7205 | -144.4321 | -111.3665 | 10.7397 | 13.7149 | 0 | 1.3741
2027 | 75 | MW | 399.3472 | 509.9768 | 641.921 | 198.2582 | -292.4062 | -323.5556 | -364.6164 | -627.5717 | -139.2738 | -111.3665 | 10.7397 | 13.7149 | 0 | 1.3741
2027 | 76 | MW | 350.3046 | 447.3481 | 561.6809 | 173.4759 | -292.4062 | -323.5556 | -364.6164 | -627.5717 | -139.2738 | -111.3665 | 10.7397 | 13.7149 | 0 | 1.3741
2027 | 77 | MW | 301.2619 | 384.7193 | 481.4408 | 148.6937 | -304.5898 | -334.3408 | -376.7702 | -653.7205 | -144.4321 | -115.0787 | 10.7397 | 13.7149 | 0 | 1.3741
2027 | 78 | MW | 259.2254 | 331.0376 | 424.1264 | 130.992 | -353.3242 | -377.4815 | -425.3857 | -758.3158 | -165.0653 | -129.9276 | 10.7397 | 13.7149 | 0 | 2.7483
2027 | 79 | MW | 217.1888 | 277.3558 | 355.3491 | 106.2098 | -450.7929 | -463.763 | -522.6168 | -967.5064 | -206.3316 | -159.6253 | 10.7397 | 13.7149 | 16.8341 | 2.7483
2027 | 80 | MW | 182.1584 | 232.621 | 309.4976 | 88.5081 | -523.8945 | -506.9038 | -571.2323 | -1124.3993 | -247.5979 | -174.4742 | 10.7397 | 13.7149 | 16.8341 | 2.7483
2027 | 81 | MW | 168.1462 | 214.7271 | 286.5719 | 84.9678 | -596.9961 | -571.6149 | -644.1556 | -1281.2922 | -273.3893 | -196.7475 | 12.8877 | 16.4579 | 33.6683 | 2.7483
2027 | 82 | MW | 154.134 | 196.8331 | 263.6461 | 81.4275 | -645.7304 | -603.9705 | -680.6172 | -1385.8875 | -294.0225 | -207.8841 | 12.8877 | 16.4579 | 33.6683 | 2.7483
2027 | 83 | MW | 147.1279 | 187.8862 | 252.1833 | 74.3468 | -682.2812 | -625.5408 | -704.925 | -1464.334 | -309.4974 | -215.3086 | 12.8877 | 16.4579 | 33.6683 | 2.7483
2027 | 84 | MW | 161.1401 | 205.7801 | 263.6461 | 81.4275 | -706.6484 | -636.326 | -717.0788 | -1516.6316 | -319.8139 | -219.0208 | 12.8877 | 16.4579 | 33.6683 | 2.7483
2027 | 85 | MW | 196.1706 | 250.5149 | 320.9605 | 102.6694 | -731.0156 | -647.1112 | -729.2327 | -1568.9293 | -324.9722 | -222.733 | 12.8877 | 16.4579 | 33.6683 | 2.7483
2027 | 86 | MW | 217.1888 | 277.3558 | 355.3491 | 109.7501 | -743.1992 | -647.1112 | -729.2327 | -1595.0781 | -324.9722 | -222.733 | 12.8877 | 16.4579 | 33.6683 | 2.7483
2027 | 87 | MW | 238.2071 | 304.1967 | 389.7378 | 123.9114 | -731.0156 | -636.326 | -717.0788 | -1568.9293 | -319.8139 | -219.0208 | 12.8877 | 16.4579 | 33.6683 | 0
2027 | 88 | MW | 287.2497 | 366.8254 | 469.9779 | 148.6937 | -706.6484 | -614.7556 | -692.7711 | -1516.6316 | -314.6557 | -211.5963 | 8.5918 | 10.9719 | 0 | 0
2027 | 89 | MW | 154.134 | 196.8331 | 252.1833 | 77.8872 | -670.0976 | -593.1853 | -668.4633 | -1438.1852 | -304.3391 | -204.1719 | -6.4438 | -8.2289 | -16.8341 | -5.4965
2027 | 90 | MW | 196.1706 | 250.5149 | 320.9605 | 99.1291 | -657.914 | -636.326 | -717.0788 | -1412.0363 | -304.3391 | -219.0208 | -8.5918 | -10.9719 | -33.6683 | -6.8707
2027 | 91 | MW | 231.201 | 295.2497 | 378.2749 | 113.2904 | -621.3632 | -603.9705 | -680.6172 | -1333.5899 | -288.8642 | -207.8841 | -10.7397 | -13.7149 | -33.6683 | -8.2448
2027 | 92 | MW | 245.2132 | 313.1436 | 401.2006 | 123.9114 | -596.9961 | -582.4001 | -656.3094 | -1281.2922 | -278.5476 | -200.4597 | -10.7397 | -13.7149 | -33.6683 | -8.2448
2027 | 93 | MW | 238.2071 | 304.1967 | 389.7378 | 120.3711 | -572.6289 | -571.6149 | -644.1556 | -1228.9946 | -263.0728 | -196.7475 | -10.7397 | -13.7149 | -33.6683 | -8.2448
2027 | 94 | MW | 686.597 | 876.8022 | 1123.3618 | 346.9519 | -523.8945 | -517.689 | -583.3862 | -1124.3993 | -242.4396 | -178.1864 | 10.7397 | 13.7149 | 16.8341 | -1.3741
2027 | 95 | MW | 693.6031 | 885.7492 | 1123.3618 | 346.9519 | -450.7929 | -463.763 | -522.6168 | -967.5064 | -211.4899 | -159.6253 | 15.0356 | 19.2009 | 16.8341 | 0
2027 | 96 | MW | 658.5726 | 841.0144 | 1077.5103 | 329.2502 | -389.875 | -399.0519 | -449.6935 | -836.7623 | -180.5401 | -137.352 | 12.8877 | 16.4579 | 16.8341 | 0
2027 | 97 | MW | 609.53 | 778.3856 | 985.8073 | 300.9276 | -328.957 | -355.9112 | -401.078 | -706.0182 | -154.7487 | -122.5031 | 8.5918 | 10.9719 | 0 | 2.7483
2027 | 98 | MW | 553.4812 | 706.8099 | 905.5672 | 276.1454 | -304.5898 | -323.5556 | -364.6164 | -653.7205 | -144.4321 | -111.3665 | 8.5918 | 10.9719 | 0 | 2.7483
2027 | 99 | MW | 483.4203 | 617.3403 | 790.9384 | 244.2824 | -292.4062 | -323.5556 | -364.6164 | -627.5717 | -139.2738 | -111.3665 | 8.5918 | 10.9719 | 0 | 1.3741
2027 | 100 | MW | 413.3594 | 527.8707 | 664.8468 | 205.3389 | -292.4062 | -323.5556 | -364.6164 | -627.5717 | -139.2738 | -111.3665 | 6.4438 | 8.2289 | 0 | 1.3741
2027 | 101 | MW | 343.2985 | 438.4011 | 561.6809 | 173.4759 | -304.5898 | -334.3408 | -376.7702 | -653.7205 | -144.4321 | -115.0787 | 8.5918 | 10.9719 | 0 | 1.3741
2027 | 102 | MW | 287.2497 | 366.8254 | 469.9779 | 141.613 | -353.3242 | -366.6964 | -413.2319 | -758.3158 | -165.0653 | -126.2154 | 8.5918 | 10.9719 | 0 | 2.7483
2027 | 103 | MW | 238.2071 | 304.1967 | 389.7378 | 116.8307 | -426.4258 | -442.1927 | -498.309 | -915.2087 | -201.1733 | -152.2009 | 8.5918 | 10.9719 | 0 | 2.7483
2027 | 104 | MW | 182.1584 | 232.621 | 309.4976 | 92.0485 | -487.3437 | -474.5482 | -534.7707 | -1045.9528 | -237.2813 | -163.3375 | 10.7397 | 13.7149 | 16.8341 | 2.7483
2027 | 105 | MW | 161.1401 | 205.7801 | 263.6461 | 88.5081 | -560.4453 | -528.4742 | -595.54 | -1202.8458 | -263.0728 | -181.8986 | 10.7397 | 13.7149 | 33.6683 | 2.7483
2027 | 106 | MW | 140.1218 | 178.9392 | 229.2575 | 74.3468 | -584.8125 | -560.8297 | -632.0017 | -1255.1434 | -283.7059 | -193.0353 | 10.7397 | 13.7149 | 33.6683 | 2.7483
2027 | 107 | MW | 133.1157 | 169.9923 | 217.7946 | 70.8065 | -621.3632 | -571.6149 | -644.1556 | -1333.5899 | -294.0225 | -196.7475 | 10.7397 | 13.7149 | 33.6683 | 2.7483
2027 | 108 | MW | 147.1279 | 187.8862 | 240.7204 | 74.3468 | -645.7304 | -582.4001 | -656.3094 | -1385.8875 | -304.3391 | -200.4597 | 10.7397 | 13.7149 | 33.6683 | 2.7483
2027 | 109 | MW | 182.1584 | 232.621 | 298.0348 | 99.1291 | -657.914 | -582.4001 | -656.3094 | -1412.0363 | -314.6557 | -200.4597 | 8.5918 | 10.9719 | 33.6683 | 2.7483
2027 | 110 | MW | 203.1767 | 259.4619 | 332.4234 | 106.2098 | -670.0976 | -571.6149 | -644.1556 | -1438.1852 | -319.8139 | -196.7475 | 8.5918 | 10.9719 | 33.6683 | 2.7483
2027 | 111 | MW | 224.1949 | 286.3028 | 366.812 | 120.3711 | -657.914 | -560.8297 | -632.0017 | -1412.0363 | -314.6557 | -193.0353 | 8.5918 | 10.9719 | 33.6683 | 0
2027 | 112 | MW | 273.2376 | 348.9315 | 447.0521 | 141.613 | -633.5468 | -550.0445 | -619.8478 | -1359.7387 | -309.4974 | -189.323 | 6.4438 | 8.2289 | 0 | 0
2027 | 113 | MW | 154.134 | 196.8331 | 263.6461 | 77.8872 | -609.1796 | -539.2593 | -607.6939 | -1307.441 | -299.1808 | -185.6108 | -6.4438 | -8.2289 | -16.8341 | -5.4965
2027 | 114 | MW | 196.1706 | 250.5149 | 320.9605 | 99.1291 | -609.1796 | -603.9705 | -680.6172 | -1307.441 | -299.1808 | -207.8841 | -8.5918 | -10.9719 | -33.6683 | -6.8707
2027 | 115 | MW | 224.1949 | 286.3028 | 366.812 | 113.2904 | -596.9961 | -603.9705 | -680.6172 | -1281.2922 | -294.0225 | -207.8841 | -8.5918 | -10.9719 | -33.6683 | -8.2448
2027 | 116 | MW | 245.2132 | 313.1436 | 401.2006 | 120.3711 | -596.9961 | -603.9705 | -680.6172 | -1281.2922 | -288.8642 | -207.8841 | -10.7397 | -13.7149 | -33.6683 | -8.2448
2027 | 117 | MW | 238.2071 | 304.1967 | 389.7378 | 120.3711 | -572.6289 | -582.4001 | -656.3094 | -1228.9946 | -273.3893 | -200.4597 | -10.7397 | -13.7149 | -33.6683 | -8.2448
2027 | 118 | MW | 672.5848 | 858.9083 | 1100.436 | 339.8712 | -523.8945 | -528.4742 | -595.54 | -1124.3993 | -252.7562 | -181.8986 | 8.5918 | 10.9719 | 16.8341 | -1.3741
2027 | 119 | MW | 679.5909 | 867.8553 | 1100.436 | 343.4115 | -450.7929 | -474.5482 | -534.7707 | -967.5064 | -216.6482 | -163.3375 | 12.8877 | 16.4579 | 16.8341 | 0
2027 | 120 | MW | 644.5604 | 823.1204 | 1043.1217 | 322.1696 | -377.6914 | -409.8371 | -461.8474 | -810.6135 | -180.5401 | -141.0642 | 10.7397 | 13.7149 | 0 | 0
2027 | 121 | MW | 588.5117 | 751.5448 | 951.4187 | 293.847 | -341.1406 | -366.6964 | -413.2319 | -732.167 | -159.907 | -126.2154 | 8.5918 | 10.9719 | 0 | 1.3741
2027 | 122 | MW | 532.4629 | 679.9691 | 859.7157 | 265.5244 | -316.7734 | -334.3408 | -376.7702 | -679.8693 | -144.4321 | -115.0787 | 8.5918 | 10.9719 | 0 | 1.3741
2027 | 123 | MW | 455.3959 | 581.5525 | 745.0869 | 230.1211 | -304.5898 | -323.5556 | -364.6164 | -653.7205 | -144.4321 | -111.3665 | 6.4438 | 8.2289 | 0 | 1.3741
2027 | 124 | MW | 385.335 | 492.0829 | 618.9953 | 191.1776 | -304.5898 | -323.5556 | -364.6164 | -653.7205 | -144.4321 | -111.3665 | 6.4438 | 8.2289 | 0 | 1.3741
2027 | 125 | MW | 315.2741 | 402.6133 | 515.8294 | 162.855 | -316.7734 | -334.3408 | -376.7702 | -679.8693 | -144.4321 | -115.0787 | 6.4438 | 8.2289 | 0 | 1.3741
2027 | 126 | MW | 266.2315 | 339.9845 | 424.1264 | 134.5324 | -365.5078 | -377.4815 | -425.3857 | -784.4646 | -170.2236 | -129.9276 | 8.5918 | 10.9719 | 0 | 1.3741
2027 | 127 | MW | 210.1827 | 268.4088 | 343.8863 | 109.7501 | -462.9765 | -474.5482 | -534.7707 | -993.6552 | -211.4899 | -163.3375 | 8.5918 | 10.9719 | 0 | 2.7483
2027 | 128 | MW | 168.1462 | 214.7271 | 275.109 | 84.9678 | -536.0781 | -528.4742 | -595.54 | -1150.5481 | -257.9145 | -181.8986 | 10.7397 | 13.7149 | 0 | 2.7483
2027 | 129 | MW | 154.134 | 196.8331 | 252.1833 | 81.4275 | -609.1796 | -582.4001 | -656.3094 | -1307.441 | -283.7059 | -200.4597 | 10.7397 | 13.7149 | 50.5024 | 2.7483
2027 | 130 | MW | 133.1157 | 169.9923 | 217.7946 | 67.2662 | -657.914 | -614.7556 | -692.7711 | -1412.0363 | -304.3391 | -211.5963 | 10.7397 | 13.7149 | 50.5024 | 2.7483
2027 | 131 | MW | 126.1096 | 161.0453 | 217.7946 | 63.7259 | -694.4648 | -636.326 | -717.0788 | -1490.4828 | -324.9722 | -219.0208 | 10.7397 | 13.7149 | 33.6683 | 2.7483
2027 | 132 | MW | 140.1218 | 178.9392 | 240.7204 | 70.8065 | -718.832 | -636.326 | -717.0788 | -1542.7804 | -340.4471 | -219.0208 | 8.5918 | 10.9719 | 33.6683 | 2.7483
2027 | 133 | MW | 175.1523 | 223.674 | 286.5719 | 92.0485 | -743.1992 | -636.326 | -717.0788 | -1595.0781 | -350.7637 | -219.0208 | 8.5918 | 10.9719 | 33.6683 | 2.7483
2027 | 134 | MW | 196.1706 | 250.5149 | 320.9605 | 102.6694 | -743.1992 | -636.326 | -717.0788 | -1595.0781 | -355.922 | -219.0208 | 8.5918 | 10.9719 | 33.6683 | 2.7483
2027 | 135 | MW | 224.1949 | 286.3028 | 366.812 | 116.8307 | -731.0156 | -625.5408 | -704.925 | -1568.9293 | -355.922 | -215.3086 | 8.5918 | 10.9719 | 33.6683 | 0
2027 | 136 | MW | 273.2376 | 348.9315 | 447.0521 | 138.0727 | -706.6484 | -614.7556 | -692.7711 | -1516.6316 | -350.7637 | -211.5963 | 6.4438 | 8.2289 | 0 | 0
2027 | 137 | MW | 161.1401 | 205.7801 | 252.1833 | 81.4275 | -670.0976 | -603.9705 | -680.6172 | -1438.1852 | -340.4471 | -207.8841 | -6.4438 | -8.2289 | -16.8341 | -6.8707
2027 | 138 | MW | 196.1706 | 250.5149 | 320.9605 | 102.6694 | -670.0976 | -657.8964 | -741.3866 | -1438.1852 | -330.1305 | -226.4452 | -8.5918 | -10.9719 | -33.6683 | -8.2448
2027 | 139 | MW | 231.201 | 295.2497 | 378.2749 | 116.8307 | -645.7304 | -636.326 | -717.0788 | -1385.8875 | -309.4974 | -219.0208 | -10.7397 | -13.7149 | -33.6683 | -8.2448
2027 | 140 | MW | 252.2193 | 322.0906 | 401.2006 | 123.9114 | -621.3632 | -603.9705 | -680.6172 | -1333.5899 | -294.0225 | -207.8841 | -10.7397 | -13.7149 | -33.6683 | -8.2448
2027 | 141 | MW | 245.2132 | 313.1436 | 401.2006 | 120.3711 | -584.8125 | -582.4001 | -656.3094 | -1255.1434 | -278.5476 | -200.4597 | -10.7397 | -13.7149 | -33.6683 | -8.2448
2027 | 142 | MW | 679.5909 | 867.8553 | 1100.436 | 339.8712 | -536.0781 | -539.2593 | -607.6939 | -1150.5481 | -252.7562 | -185.6108 | 8.5918 | 10.9719 | 16.8341 | -1.3741
2027 | 143 | MW | 679.5909 | 867.8553 | 1100.436 | 339.8712 | -462.9765 | -474.5482 | -534.7707 | -993.6552 | -221.8064 | -163.3375 | 12.8877 | 16.4579 | 0 | 0
2027 | 144 | MW | 644.5604 | 823.1204 | 1054.5845 | 322.1696 | -389.875 | -409.8371 | -461.8474 | -836.7623 | -185.6984 | -141.0642 | 10.7397 | 13.7149 | 0 | 0
2027 | 145 | MW | 581.5056 | 742.5978 | 962.8815 | 290.3067 | -341.1406 | -366.6964 | -413.2319 | -732.167 | -159.907 | -126.2154 | 8.5918 | 10.9719 | 16.8341 | 2.7483
2027 | 146 | MW | 525.4569 | 671.0221 | 859.7157 | 261.9841 | -316.7734 | -334.3408 | -376.7702 | -679.8693 | -149.5904 | -115.0787 | 8.5918 | 10.9719 | 16.8341 | 2.7483
2027 | 147 | MW | 455.3959 | 581.5525 | 745.0869 | 226.5808 | -304.5898 | -323.5556 | -364.6164 | -653.7205 | -144.4321 | -111.3665 | 6.4438 | 8.2289 | 0 | 1.3741
2027 | 148 | MW | 385.335 | 492.0829 | 618.9953 | 191.1776 | -304.5898 | -323.5556 | -364.6164 | -653.7205 | -144.4321 | -111.3665 | 6.4438 | 8.2289 | 0 | 1.3741
2027 | 149 | MW | 315.2741 | 402.6133 | 515.8294 | 155.7743 | -316.7734 | -334.3408 | -376.7702 | -679.8693 | -144.4321 | -115.0787 | 6.4438 | 8.2289 | 0 | 1.3741
2027 | 150 | MW | 259.2254 | 331.0376 | 424.1264 | 127.4517 | -365.5078 | -377.4815 | -425.3857 | -784.4646 | -165.0653 | -129.9276 | 8.5918 | 10.9719 | 0 | 1.3741
2027 | 151 | MW | 210.1827 | 268.4088 | 343.8863 | 102.6694 | -462.9765 | -463.763 | -522.6168 | -993.6552 | -211.4899 | -159.6253 | 8.5918 | 10.9719 | 16.8341 | 1.3741
2027 | 152 | MW | 161.1401 | 205.7801 | 263.6461 | 81.4275 | -536.0781 | -517.689 | -583.3862 | -1150.5481 | -263.0728 | -178.1864 | 10.7397 | 13.7149 | 16.8341 | 2.7483
2027 | 153 | MW | 154.134 | 196.8331 | 252.1833 | 77.8872 | -609.1796 | -582.4001 | -656.3094 | -1307.441 | -288.8642 | -200.4597 | 10.7397 | 13.7149 | 50.5024 | 2.7483
2027 | 154 | MW | 133.1157 | 169.9923 | 217.7946 | 67.2662 | -657.914 | -603.9705 | -680.6172 | -1412.0363 | -304.3391 | -207.8841 | 10.7397 | 13.7149 | 50.5024 | 2.7483
2027 | 155 | MW | 126.1096 | 161.0453 | 206.3318 | 63.7259 | -694.4648 | -625.5408 | -704.925 | -1490.4828 | -319.8139 | -215.3086 | 10.7397 | 13.7149 | 50.5024 | 4.1224
2027 | 156 | MW | 140.1218 | 178.9392 | 240.7204 | 70.8065 | -718.832 | -625.5408 | -704.925 | -1542.7804 | -330.1305 | -215.3086 | 8.5918 | 10.9719 | 50.5024 | 4.1224
2027 | 157 | MW | 175.1523 | 223.674 | 286.5719 | 99.1291 | -731.0156 | -625.5408 | -704.925 | -1568.9293 | -330.1305 | -215.3086 | 8.5918 | 10.9719 | 50.5024 | 4.1224
2027 | 158 | MW | 196.1706 | 250.5149 | 320.9605 | 106.2098 | -743.1992 | -625.5408 | -704.925 | -1595.0781 | -330.1305 | -215.3086 | 8.5918 | 10.9719 | 50.5024 | 4.1224
2027 | 159 | MW | 224.1949 | 286.3028 | 355.3491 | 116.8307 | -731.0156 | -614.7556 | -692.7711 | -1568.9293 | -324.9722 | -211.5963 | 8.5918 | 10.9719 | 50.5024 | 0
2027 | 160 | MW | 273.2376 | 348.9315 | 447.0521 | 138.0727 | -706.6484 | -603.9705 | -680.6172 | -1516.6316 | -314.6557 | -207.8841 | 6.4438 | 8.2289 | 0 | 0
2027 | 161 | MW | 161.1401 | 205.7801 | 263.6461 | 81.4275 | -670.0976 | -593.1853 | -668.4633 | -1438.1852 | -309.4974 | -204.1719 | -6.4438 | -8.2289 | -16.8341 | -6.8707
2027 | 162 | MW | 203.1767 | 259.4619 | 332.4234 | 99.1291 | -670.0976 | -647.1112 | -729.2327 | -1438.1852 | -314.6557 | -222.733 | -8.5918 | -10.9719 | -33.6683 | -8.2448
2027 | 163 | MW | 231.201 | 295.2497 | 378.2749 | 116.8307 | -633.5468 | -625.5408 | -704.925 | -1359.7387 | -304.3391 | -215.3086 | -8.5918 | -10.9719 | -33.6683 | -8.2448
2027 | 164 | MW | 252.2193 | 322.0906 | 412.6635 | 123.9114 | -609.1796 | -603.9705 | -680.6172 | -1307.441 | -294.0225 | -207.8841 | -10.7397 | -13.7149 | -33.6683 | -8.2448
2027 | 165 | MW | 245.2132 | 313.1436 | 401.2006 | 120.3711 | -584.8125 | -582.4001 | -656.3094 | -1255.1434 | -278.5476 | -200.4597 | -10.7397 | -13.7149 | -33.6683 | -8.2448
2027 | 166 | MW | 672.5848 | 858.9083 | 1100.436 | 343.4115 | -536.0781 | -539.2593 | -607.6939 | -1150.5481 | -252.7562 | -185.6108 | 8.5918 | 10.9719 | 0 | -1.3741
2027 | 167 | MW | 672.5848 | 858.9083 | 1100.436 | 343.4115 | -462.9765 | -474.5482 | -534.7707 | -993.6552 | -221.8064 | -163.3375 | 12.8877 | 16.4579 | 16.8341 | 0
2027 | 168 | MW | 637.5543 | 814.1735 | 1043.1217 | 322.1696 | -389.875 | -409.8371 | -461.8474 | -836.7623 | -185.6984 | -141.0642 | 10.7397 | 13.7149 | 16.8341 | 0
2027 | 169 | MW | 581.5056 | 742.5978 | 951.4187 | 290.3067 | -341.1406 | -366.6964 | -413.2319 | -732.167 | -159.907 | -126.2154 | 8.5918 | 10.9719 | 0 | 2.7483
2027 | 170 | MW | 525.4569 | 671.0221 | 859.7157 | 261.9841 | -316.7734 | -345.126 | -388.9241 | -679.8693 | -144.4321 | -118.7909 | 8.5918 | 10.9719 | 0 | 1.3741
2027 | 171 | MW | 455.3959 | 581.5525 | 745.0869 | 226.5808 | -304.5898 | -334.3408 | -376.7702 | -653.7205 | -139.2738 | -115.0787 | 6.4438 | 8.2289 | 0 | 1.3741
2027 | 172 | MW | 378.3289 | 483.1359 | 607.5324 | 187.6372 | -304.5898 | -334.3408 | -376.7702 | -653.7205 | -144.4321 | -115.0787 | 6.4438 | 8.2289 | 0 | 1.3741
2027 | 173 | MW | 308.268 | 393.6663 | 504.3665 | 155.7743 | -316.7734 | -345.126 | -388.9241 | -679.8693 | -144.4321 | -118.7909 | 6.4438 | 8.2289 | 0 | 1.3741
2027 | 174 | MW | 252.2193 | 322.0906 | 412.6635 | 127.4517 | -365.5078 | -388.2667 | -437.5396 | -784.4646 | -165.0653 | -133.6398 | 6.4438 | 8.2289 | 0 | 2.7483
2027 | 175 | MW | 203.1767 | 259.4619 | 332.4234 | 102.6694 | -462.9765 | -474.5482 | -534.7707 | -993.6552 | -211.4899 | -163.3375 | 8.5918 | 10.9719 | 16.8341 | 2.7483
2027 | 176 | MW | 154.134 | 196.8331 | 252.1833 | 77.8872 | -536.0781 | -528.4742 | -595.54 | -1150.5481 | -257.9145 | -181.8986 | 8.5918 | 10.9719 | 16.8341 | 2.7483
2027 | 177 | MW | 147.1279 | 187.8862 | 240.7204 | 74.3468 | -609.1796 | -582.4001 | -656.3094 | -1307.441 | -283.7059 | -200.4597 | 10.7397 | 13.7149 | 50.5024 | 2.7483
2027 | 178 | MW | 126.1096 | 161.0453 | 217.7946 | 67.2662 | -657.914 | -614.7556 | -692.7711 | -1412.0363 | -299.1808 | -211.5963 | 10.7397 | 13.7149 | 50.5024 | 2.7483
2027 | 179 | MW | 126.1096 | 161.0453 | 206.3318 | 63.7259 | -694.4648 | -636.326 | -717.0788 | -1490.4828 | -314.6557 | -219.0208 | 10.7397 | 13.7149 | 50.5024 | 2.7483
2027 | 180 | MW | 140.1218 | 178.9392 | 229.2575 | 70.8065 | -718.832 | -636.326 | -717.0788 | -1542.7804 | -319.8139 | -219.0208 | 12.8877 | 16.4579 | 50.5024 | 2.7483
2027 | 181 | MW | 175.1523 | 223.674 | 275.109 | 92.0485 | -731.0156 | -636.326 | -717.0788 | -1568.9293 | -324.9722 | -219.0208 | 12.8877 | 16.4579 | 50.5024 | 2.7483
2027 | 182 | MW | 196.1706 | 250.5149 | 320.9605 | 102.6694 | -731.0156 | -636.326 | -717.0788 | -1568.9293 | -324.9722 | -219.0208 | 10.7397 | 13.7149 | 50.5024 | 2.7483
2027 | 183 | MW | 224.1949 | 286.3028 | 355.3491 | 116.8307 | -731.0156 | -625.5408 | -704.925 | -1568.9293 | -319.8139 | -215.3086 | 10.7397 | 13.7149 | 33.6683 | 0
2027 | 184 | MW | 273.2376 | 348.9315 | 447.0521 | 138.0727 | -694.4648 | -614.7556 | -692.7711 | -1490.4828 | -314.6557 | -211.5963 | 8.5918 | 10.9719 | 0 | 0
2027 | 185 | MW | 161.1401 | 205.7801 | 263.6461 | 77.8872 | -657.914 | -603.9705 | -680.6172 | -1412.0363 | -304.3391 | -207.8841 | -6.4438 | -8.2289 | -16.8341 | -5.4965
2027 | 186 | MW | 203.1767 | 259.4619 | 332.4234 | 102.6694 | -657.914 | -647.1112 | -729.2327 | -1412.0363 | -304.3391 | -222.733 | -8.5918 | -10.9719 | -33.6683 | -6.8707
2027 | 187 | MW | 238.2071 | 304.1967 | 378.2749 | 116.8307 | -621.3632 | -625.5408 | -704.925 | -1333.5899 | -299.1808 | -215.3086 | -8.5918 | -10.9719 | -33.6683 | -8.2448
2027 | 188 | MW | 252.2193 | 322.0906 | 412.6635 | 127.4517 | -609.1796 | -603.9705 | -680.6172 | -1307.441 | -288.8642 | -207.8841 | -8.5918 | -10.9719 | -33.6683 | -8.2448
2027 | 189 | MW | 245.2132 | 313.1436 | 401.2006 | 123.9114 | -572.6289 | -582.4001 | -656.3094 | -1228.9946 | -273.3893 | -200.4597 | -8.5918 | -10.9719 | -33.6683 | -6.8707
2027 | 190 | MW | 679.5909 | 867.8553 | 1111.8989 | 336.3309 | -523.8945 | -539.2593 | -607.6939 | -1124.3993 | -252.7562 | -185.6108 | 10.7397 | 13.7149 | 16.8341 | -1.3741
2027 | 191 | MW | 672.5848 | 858.9083 | 1100.436 | 339.8712 | -462.9765 | -485.3334 | -546.9245 | -993.6552 | -221.8064 | -167.0497 | 12.8877 | 16.4579 | 16.8341 | 0
2027 | 192 | MW | 637.5543 | 814.1735 | 1043.1217 | 318.6293 | -389.875 | -420.6223 | -474.0013 | -836.7623 | -185.6984 | -144.7764 | 10.7397 | 13.7149 | 16.8341 | 0
2027 | 193 | MW | 581.5056 | 742.5978 | 951.4187 | 290.3067 | -316.7734 | -355.9112 | -401.078 | -679.8693 | -154.7487 | -122.5031 | 8.5918 | 10.9719 | 0 | 2.7483
2027 | 194 | MW | 525.4569 | 671.0221 | 859.7157 | 258.4437 | -292.4062 | -334.3408 | -376.7702 | -627.5717 | -139.2738 | -115.0787 | 8.5918 | 10.9719 | 0 | 2.7483
2027 | 195 | MW | 455.3959 | 581.5525 | 745.0869 | 226.5808 | -292.4062 | -323.5556 | -364.6164 | -627.5717 | -139.2738 | -111.3665 | 8.5918 | 10.9719 | 0 | 2.7483
2027 | 196 | MW | 378.3289 | 483.1359 | 618.9953 | 187.6372 | -292.4062 | -312.7704 | -352.4625 | -627.5717 | -139.2738 | -107.6543 | 8.5918 | 10.9719 | 0 | 1.3741
2027 | 197 | MW | 308.268 | 393.6663 | 504.3665 | 155.7743 | -292.4062 | -323.5556 | -364.6164 | -627.5717 | -139.2738 | -111.3665 | 8.5918 | 10.9719 | 0 | 2.7483
2027 | 198 | MW | 259.2254 | 331.0376 | 424.1264 | 130.992 | -316.7734 | -345.126 | -388.9241 | -679.8693 | -149.5904 | -118.7909 | 8.5918 | 10.9719 | 0 | 2.7483
2027 | 199 | MW | 224.1949 | 286.3028 | 366.812 | 113.2904 | -377.6914 | -399.0519 | -449.6935 | -810.6135 | -180.5401 | -137.352 | 10.7397 | 13.7149 | 16.8341 | 2.7483
2027 | 200 | MW | 196.1706 | 250.5149 | 320.9605 | 99.1291 | -414.2422 | -420.6223 | -474.0013 | -889.0599 | -206.3316 | -144.7764 | 10.7397 | 13.7149 | 16.8341 | 4.1224
2027 | 201 | MW | 175.1523 | 223.674 | 286.5719 | 92.0485 | -462.9765 | -463.763 | -522.6168 | -993.6552 | -226.9647 | -159.6253 | 12.8877 | 16.4579 | 50.5024 | 2.7483
2027 | 202 | MW | 168.1462 | 214.7271 | 263.6461 | 88.5081 | -499.5273 | -485.3334 | -546.9245 | -1072.1017 | -242.4396 | -167.0497 | 10.7397 | 13.7149 | 33.6683 | 2.7483
2027 | 203 | MW | 175.1523 | 223.674 | 286.5719 | 92.0485 | -523.8945 | -496.1186 | -559.0784 | -1124.3993 | -247.5979 | -170.762 | 10.7397 | 13.7149 | 33.6683 | 2.7483
2027 | 204 | MW | 224.1949 | 286.3028 | 355.3491 | 113.2904 | -536.0781 | -496.1186 | -559.0784 | -1150.5481 | -252.7562 | -170.762 | 10.7397 | 13.7149 | 33.6683 | 2.7483
2027 | 205 | MW | 280.2437 | 357.8785 | 458.515 | 141.613 | -560.4453 | -496.1186 | -559.0784 | -1202.8458 | -263.0728 | -170.762 | 10.7397 | 13.7149 | 33.6683 | 2.7483
2027 | 206 | MW | 315.2741 | 402.6133 | 515.8294 | 159.3146 | -560.4453 | -485.3334 | -546.9245 | -1202.8458 | -268.2311 | -167.0497 | 8.5918 | 10.9719 | 33.6683 | 2.7483
2027 | 207 | MW | 336.2924 | 429.4541 | 550.218 | 169.9356 | -560.4453 | -485.3334 | -546.9245 | -1202.8458 | -263.0728 | -167.0497 | 8.5918 | 10.9719 | 33.6683 | 0
2027 | 208 | MW | 140.1218 | 178.9392 | 240.7204 | 70.8065 | -536.0781 | -474.5482 | -534.7707 | -1150.5481 | -257.9145 | -163.3375 | 6.4438 | 8.2289 | 0 | 0
2027 | 209 | MW | 161.1401 | 205.7801 | 263.6461 | 81.4275 | -523.8945 | -485.3334 | -546.9245 | -1124.3993 | -252.7562 | -167.0497 | -6.4438 | -8.2289 | -16.8341 | -4.1224
2027 | 210 | MW | 175.1523 | 223.674 | 286.5719 | 88.5081 | -536.0781 | -550.0445 | -619.8478 | -1150.5481 | -257.9145 | -189.323 | -6.4438 | -8.2289 | -16.8341 | -5.4965
2027 | 211 | MW | 182.1584 | 232.621 | 298.0348 | 92.0485 | -536.0781 | -550.0445 | -619.8478 | -1150.5481 | -257.9145 | -189.323 | -8.5918 | -10.9719 | -33.6683 | -6.8707
2027 | 212 | MW | 189.1645 | 241.568 | 309.4976 | 95.5888 | -536.0781 | -550.0445 | -619.8478 | -1150.5481 | -257.9145 | -189.323 | -8.5918 | -10.9719 | -33.6683 | -6.8707
2027 | 213 | MW | 616.536 | 787.3326 | 997.2702 | 315.0889 | -523.8945 | -539.2593 | -607.6939 | -1124.3993 | -252.7562 | -185.6108 | -8.5918 | -10.9719 | -33.6683 | -6.8707
2027 | 214 | MW | 616.536 | 787.3326 | 997.2702 | 315.0889 | -487.3437 | -506.9038 | -571.2323 | -1045.9528 | -232.123 | -174.4742 | 8.5918 | 10.9719 | 16.8341 | 0
2027 | 215 | MW | 595.5178 | 760.4917 | 962.8815 | 304.468 | -426.4258 | -452.9778 | -510.4629 | -915.2087 | -206.3316 | -155.9131 | 12.8877 | 16.4579 | 16.8341 | 1.3741
2027 | 216 | MW | 567.4934 | 724.7039 | 928.4929 | 286.7663 | -365.5078 | -399.0519 | -449.6935 | -784.4646 | -175.3818 | -137.352 | 10.7397 | 13.7149 | 0 | 0
2027 | 217 | MW | 532.4629 | 679.9691 | 859.7157 | 265.5244 | -316.7734 | -345.126 | -388.9241 | -679.8693 | -149.5904 | -118.7909 | 10.7397 | 13.7149 | 16.8341 | 2.7483
2027 | 218 | MW | 476.4142 | 608.3934 | 768.0127 | 237.2018 | -292.4062 | -323.5556 | -364.6164 | -627.5717 | -139.2738 | -111.3665 | 8.5918 | 10.9719 | 0 | 1.3741
2027 | 219 | MW | 413.3594 | 527.8707 | 676.3097 | 208.8792 | -280.2226 | -312.7704 | -352.4625 | -601.4229 | -134.1155 | -107.6543 | 8.5918 | 10.9719 | 0 | 1.3741
2027 | 220 | MW | 364.3168 | 465.242 | 584.6066 | 180.5566 | -280.2226 | -312.7704 | -352.4625 | -601.4229 | -134.1155 | -107.6543 | 8.5918 | 10.9719 | 0 | 1.3741
2027 | 221 | MW | 315.2741 | 402.6133 | 515.8294 | 155.7743 | -280.2226 | -312.7704 | -352.4625 | -601.4229 | -134.1155 | -107.6543 | 8.5918 | 10.9719 | 0 | 1.3741
2027 | 222 | MW | 280.2437 | 357.8785 | 447.0521 | 141.613 | -304.5898 | -334.3408 | -376.7702 | -653.7205 | -144.4321 | -115.0787 | 8.5918 | 10.9719 | 0 | 2.7483
2027 | 223 | MW | 245.2132 | 313.1436 | 401.2006 | 123.9114 | -353.3242 | -377.4815 | -425.3857 | -758.3158 | -170.2236 | -129.9276 | 10.7397 | 13.7149 | 16.8341 | 2.7483
2027 | 224 | MW | 217.1888 | 277.3558 | 355.3491 | 113.2904 | -389.875 | -388.2667 | -437.5396 | -836.7623 | -196.015 | -133.6398 | 12.8877 | 16.4579 | 16.8341 | 2.7483
2027 | 225 | MW | 196.1706 | 250.5149 | 320.9605 | 102.6694 | -426.4258 | -420.6223 | -474.0013 | -915.2087 | -211.4899 | -144.7764 | 12.8877 | 16.4579 | 50.5024 | 2.7483
2027 | 226 | MW | 189.1645 | 241.568 | 298.0348 | 95.5888 | -450.7929 | -442.1927 | -498.309 | -967.5064 | -221.8064 | -152.2009 | 10.7397 | 13.7149 | 50.5024 | 2.7483
2027 | 227 | MW | 196.1706 | 250.5149 | 332.4234 | 99.1291 | -475.1601 | -452.9778 | -510.4629 | -1019.804 | -232.123 | -155.9131 | 10.7397 | 13.7149 | 50.5024 | 2.7483
2027 | 228 | MW | 231.201 | 295.2497 | 378.2749 | 116.8307 | -499.5273 | -463.763 | -522.6168 | -1072.1017 | -237.2813 | -159.6253 | 10.7397 | 13.7149 | 50.5024 | 2.7483
2027 | 229 | MW | 280.2437 | 357.8785 | 458.515 | 141.613 | -523.8945 | -463.763 | -522.6168 | -1124.3993 | -247.5979 | -159.6253 | 10.7397 | 13.7149 | 50.5024 | 2.7483
2027 | 230 | MW | 315.2741 | 402.6133 | 515.8294 | 159.3146 | -523.8945 | -452.9778 | -510.4629 | -1124.3993 | -252.7562 | -155.9131 | 10.7397 | 13.7149 | 50.5024 | 2.7483
2027 | 231 | MW | 343.2985 | 438.4011 | 550.218 | 177.0163 | -523.8945 | -452.9778 | -510.4629 | -1124.3993 | -252.7562 | -155.9131 | 8.5918 | 10.9719 | 50.5024 | 0
2027 | 232 | MW | 140.1218 | 178.9392 | 229.2575 | 70.8065 | -511.7109 | -442.1927 | -498.309 | -1098.2505 | -247.5979 | -152.2009 | 6.4438 | 8.2289 | 0 | 0
2027 | 233 | MW | 154.134 | 196.8331 | 252.1833 | 81.4275 | -499.5273 | -452.9778 | -510.4629 | -1072.1017 | -247.5979 | -155.9131 | -6.4438 | -8.2289 | -16.8341 | -5.4965
2027 | 234 | MW | 175.1523 | 223.674 | 275.109 | 92.0485 | -523.8945 | -528.4742 | -595.54 | -1124.3993 | -252.7562 | -181.8986 | -6.4438 | -8.2289 | -33.6683 | -6.8707
2027 | 235 | MW | 182.1584 | 232.621 | 298.0348 | 92.0485 | -536.0781 | -550.0445 | -619.8478 | -1150.5481 | -257.9145 | -189.323 | -8.5918 | -10.9719 | -33.6683 | -6.8707
2027 | 236 | MW | 182.1584 | 232.621 | 298.0348 | 92.0485 | -536.0781 | -550.0445 | -619.8478 | -1150.5481 | -257.9145 | -189.323 | -8.5918 | -10.9719 | -33.6683 | -6.8707
2027 | 237 | MW | 616.536 | 787.3326 | 1008.733 | 311.5486 | -523.8945 | -539.2593 | -607.6939 | -1124.3993 | -252.7562 | -185.6108 | -8.5918 | -10.9719 | -33.6683 | -6.8707
2027 | 238 | MW | 623.5421 | 796.2796 | 1020.1959 | 311.5486 | -487.3437 | -506.9038 | -571.2323 | -1045.9528 | -232.123 | -174.4742 | 10.7397 | 13.7149 | 0 | -1.3741
2027 | 239 | MW | 602.5239 | 769.4387 | 985.8073 | 300.9276 | -426.4258 | -452.9778 | -510.4629 | -915.2087 | -206.3316 | -155.9131 | 12.8877 | 16.4579 | 16.8341 | 0
2027 | 240 | MW | 574.4995 | 733.6508 | 939.9558 | 286.7663 | -353.3242 | -388.2667 | -437.5396 | -758.3158 | -170.2236 | -133.6398 | 10.7397 | 13.7149 | 16.8341 | 0
2027 | 241 | MW | 532.4629 | 679.9691 | 871.1785 | 265.5244 | -328.957 | -355.9112 | -401.078 | -706.0182 | -154.7487 | -122.5031 | 10.7397 | 13.7149 | 0 | 4.1224
2027 | 242 | MW | 476.4142 | 608.3934 | 768.0127 | 237.2018 | -304.5898 | -334.3408 | -376.7702 | -653.7205 | -144.4321 | -115.0787 | 10.7397 | 13.7149 | 0 | 4.1224
2027 | 243 | MW | 406.3533 | 518.9238 | 664.8468 | 201.7985 | -292.4062 | -323.5556 | -364.6164 | -627.5717 | -139.2738 | -111.3665 | 8.5918 | 10.9719 | 0 | 4.1224
2027 | 244 | MW | 357.3107 | 456.295 | 573.1438 | 173.4759 | -292.4062 | -323.5556 | -364.6164 | -627.5717 | -139.2738 | -111.3665 | 8.5918 | 10.9719 | 0 | 2.7483
2027 | 245 | MW | 308.268 | 393.6663 | 504.3665 | 152.234 | -304.5898 | -334.3408 | -376.7702 | -653.7205 | -144.4321 | -115.0787 | 8.5918 | 10.9719 | 0 | 2.7483
2027 | 246 | MW | 273.2376 | 348.9315 | 435.5893 | 134.5324 | -353.3242 | -377.4815 | -425.3857 | -758.3158 | -165.0653 | -129.9276 | 8.5918 | 10.9719 | 0 | 4.1224
2027 | 247 | MW | 231.201 | 295.2497 | 378.2749 | 116.8307 | -450.7929 | -474.5482 | -534.7707 | -967.5064 | -211.4899 | -163.3375 | 8.5918 | 10.9719 | 16.8341 | 4.1224
2027 | 248 | MW | 196.1706 | 250.5149 | 320.9605 | 95.5888 | -536.0781 | -528.4742 | -595.54 | -1150.5481 | -257.9145 | -181.8986 | 10.7397 | 13.7149 | 16.8341 | 4.1224
2027 | 249 | MW | 168.1462 | 214.7271 | 275.109 | 88.5081 | -609.1796 | -593.1853 | -668.4633 | -1307.441 | -283.7059 | -204.1719 | 10.7397 | 13.7149 | 33.6683 | 5.4965
2027 | 250 | MW | 161.1401 | 205.7801 | 263.6461 | 81.4275 | -645.7304 | -614.7556 | -692.7711 | -1385.8875 | -299.1808 | -211.5963 | 12.8877 | 16.4579 | 33.6683 | 5.4965
2027 | 251 | MW | 147.1279 | 187.8862 | 252.1833 | 77.8872 | -694.4648 | -636.326 | -717.0788 | -1490.4828 | -314.6557 | -219.0208 | 12.8877 | 16.4579 | 33.6683 | 5.4965
2027 | 252 | MW | 161.1401 | 205.7801 | 263.6461 | 84.9678 | -718.832 | -636.326 | -717.0788 | -1542.7804 | -330.1305 | -219.0208 | 12.8877 | 16.4579 | 33.6683 | 5.4965
2027 | 253 | MW | 196.1706 | 250.5149 | 309.4976 | 106.2098 | -731.0156 | -647.1112 | -729.2327 | -1568.9293 | -335.2888 | -222.733 | 12.8877 | 16.4579 | 33.6683 | 4.1224
2027 | 254 | MW | 210.1827 | 268.4088 | 332.4234 | 109.7501 | -743.1992 | -636.326 | -717.0788 | -1595.0781 | -335.2888 | -219.0208 | 12.8877 | 16.4579 | 33.6683 | 4.1224
2027 | 255 | MW | 238.2071 | 304.1967 | 378.2749 | 123.9114 | -731.0156 | -636.326 | -717.0788 | -1568.9293 | -335.2888 | -219.0208 | 12.8877 | 16.4579 | 33.6683 | 1.3741
2027 | 256 | MW | 287.2497 | 366.8254 | 469.9779 | 152.234 | -694.4648 | -614.7556 | -692.7711 | -1490.4828 | -324.9722 | -211.5963 | 8.5918 | 10.9719 | 0 | 1.3741
2027 | 257 | MW | 161.1401 | 205.7801 | 263.6461 | 81.4275 | -670.0976 | -603.9705 | -680.6172 | -1438.1852 | -319.8139 | -207.8841 | -8.5918 | -10.9719 | -16.8341 | -5.4965
2027 | 258 | MW | 196.1706 | 250.5149 | 320.9605 | 102.6694 | -657.914 | -647.1112 | -729.2327 | -1412.0363 | -314.6557 | -222.733 | -8.5918 | -10.9719 | -33.6683 | -6.8707
2027 | 259 | MW | 231.201 | 295.2497 | 378.2749 | 116.8307 | -633.5468 | -636.326 | -717.0788 | -1359.7387 | -304.3391 | -219.0208 | -10.7397 | -13.7149 | -33.6683 | -8.2448
2027 | 260 | MW | 245.2132 | 313.1436 | 401.2006 | 123.9114 | -609.1796 | -603.9705 | -680.6172 | -1307.441 | -288.8642 | -207.8841 | -10.7397 | -13.7149 | -33.6683 | -8.2448
2027 | 261 | MW | 245.2132 | 313.1436 | 401.2006 | 120.3711 | -572.6289 | -582.4001 | -656.3094 | -1228.9946 | -273.3893 | -200.4597 | -10.7397 | -13.7149 | -33.6683 | -8.2448
2027 | 262 | MW | 693.6031 | 885.7492 | 1123.3618 | 350.4922 | -523.8945 | -539.2593 | -607.6939 | -1124.3993 | -247.5979 | -185.6108 | 10.7397 | 13.7149 | 16.8341 | 0
2027 | 263 | MW | 693.6031 | 885.7492 | 1123.3618 | 350.4922 | -450.7929 | -474.5482 | -534.7707 | -967.5064 | -216.6482 | -163.3375 | 15.0356 | 19.2009 | 16.8341 | 1.3741
2027 | 264 | MW | 658.5726 | 841.0144 | 1066.0474 | 332.7906 | -389.875 | -409.8371 | -461.8474 | -836.7623 | -180.5401 | -141.0642 | 12.8877 | 16.4579 | 16.8341 | 1.3741
2027 | 265 | MW | 602.5239 | 769.4387 | 985.8073 | 300.9276 | -328.957 | -355.9112 | -401.078 | -706.0182 | -154.7487 | -122.5031 | 8.5918 | 10.9719 | 16.8341 | 5.4965
2027 | 266 | MW | 546.4751 | 697.863 | 894.1043 | 272.605 | -304.5898 | -334.3408 | -376.7702 | -653.7205 | -144.4321 | -115.0787 | 6.4438 | 8.2289 | 16.8341 | 5.4965
2027 | 267 | MW | 476.4142 | 608.3934 | 779.4755 | 237.2018 | -292.4062 | -323.5556 | -364.6164 | -627.5717 | -139.2738 | -111.3665 | 6.4438 | 8.2289 | 16.8341 | 5.4965
2027 | 268 | MW | 406.3533 | 518.9238 | 664.8468 | 201.7985 | -304.5898 | -323.5556 | -364.6164 | -653.7205 | -139.2738 | -111.3665 | 6.4438 | 8.2289 | 16.8341 | 4.1224
2027 | 269 | MW | 343.2985 | 438.4011 | 561.6809 | 173.4759 | -304.5898 | -334.3408 | -376.7702 | -653.7205 | -144.4321 | -115.0787 | 6.4438 | 8.2289 | 16.8341 | 4.1224
2027 | 270 | MW | 287.2497 | 366.8254 | 458.515 | 141.613 | -365.5078 | -377.4815 | -425.3857 | -784.4646 | -165.0653 | -129.9276 | 6.4438 | 8.2289 | 16.8341 | 5.4965
2027 | 271 | MW | 231.201 | 295.2497 | 378.2749 | 116.8307 | -462.9765 | -474.5482 | -534.7707 | -993.6552 | -211.4899 | -163.3375 | 8.5918 | 10.9719 | 16.8341 | 5.4965
2027 | 272 | MW | 182.1584 | 232.621 | 309.4976 | 88.5081 | -548.2617 | -539.2593 | -607.6939 | -1176.6969 | -257.9145 | -185.6108 | 10.7397 | 13.7149 | 16.8341 | 5.4965
2027 | 273 | MW | 161.1401 | 205.7801 | 263.6461 | 81.4275 | -609.1796 | -593.1853 | -668.4633 | -1307.441 | -283.7059 | -204.1719 | 10.7397 | 13.7149 | 67.3366 | 6.8707
2027 | 274 | MW | 140.1218 | 178.9392 | 240.7204 | 70.8065 | -657.914 | -614.7556 | -692.7711 | -1412.0363 | -299.1808 | -211.5963 | 10.7397 | 13.7149 | 67.3366 | 6.8707
2027 | 275 | MW | 133.1157 | 169.9923 | 229.2575 | 67.2662 | -694.4648 | -647.1112 | -729.2327 | -1490.4828 | -314.6557 | -222.733 | 10.7397 | 13.7149 | 67.3366 | 6.8707
2027 | 276 | MW | 147.1279 | 187.8862 | 240.7204 | 70.8065 | -718.832 | -657.8964 | -741.3866 | -1542.7804 | -330.1305 | -226.4452 | 8.5918 | 10.9719 | 67.3366 | 5.4965
2027 | 277 | MW | 182.1584 | 232.621 | 286.5719 | 95.5888 | -731.0156 | -657.8964 | -741.3866 | -1568.9293 | -335.2888 | -226.4452 | 8.5918 | 10.9719 | 50.5024 | 5.4965
2027 | 278 | MW | 203.1767 | 259.4619 | 320.9605 | 102.6694 | -731.0156 | -657.8964 | -741.3866 | -1568.9293 | -335.2888 | -226.4452 | 8.5918 | 10.9719 | 50.5024 | 5.4965
2027 | 279 | MW | 224.1949 | 286.3028 | 366.812 | 120.3711 | -718.832 | -647.1112 | -729.2327 | -1542.7804 | -330.1305 | -222.733 | 8.5918 | 10.9719 | 50.5024 | 1.3741
2027 | 280 | MW | 280.2437 | 357.8785 | 458.515 | 138.0727 | -694.4648 | -625.5408 | -704.925 | -1490.4828 | -319.8139 | -215.3086 | 6.4438 | 8.2289 | 0 | 1.3741
2027 | 281 | MW | 161.1401 | 205.7801 | 252.1833 | 77.8872 | -657.914 | -614.7556 | -692.7711 | -1412.0363 | -314.6557 | -211.5963 | -6.4438 | -8.2289 | -16.8341 | -5.4965
2027 | 282 | MW | 196.1706 | 250.5149 | 320.9605 | 99.1291 | -657.914 | -657.8964 | -741.3866 | -1412.0363 | -314.6557 | -226.4452 | -8.5918 | -10.9719 | -33.6683 | -6.8707
2027 | 283 | MW | 231.201 | 295.2497 | 366.812 | 116.8307 | -633.5468 | -625.5408 | -704.925 | -1359.7387 | -304.3391 | -215.3086 | -10.7397 | -13.7149 | -33.6683 | -8.2448
2027 | 284 | MW | 245.2132 | 313.1436 | 401.2006 | 123.9114 | -596.9961 | -603.9705 | -680.6172 | -1281.2922 | -288.8642 | -207.8841 | -10.7397 | -13.7149 | -33.6683 | -8.2448
2027 | 285 | MW | 245.2132 | 313.1436 | 401.2006 | 120.3711 | -572.6289 | -582.4001 | -656.3094 | -1228.9946 | -273.3893 | -200.4597 | -10.7397 | -13.7149 | -33.6683 | -8.2448
2027 | 286 | MW | 679.5909 | 867.8553 | 1111.8989 | 339.8712 | -523.8945 | -539.2593 | -607.6939 | -1124.3993 | -247.5979 | -185.6108 | 8.5918 | 10.9719 | 16.8341 | 0
2027 | 287 | MW | 679.5909 | 867.8553 | 1111.8989 | 339.8712 | -450.7929 | -474.5482 | -534.7707 | -967.5064 | -216.6482 | -163.3375 | 12.8877 | 16.4579 | 16.8341 | 2.7483
2027 | 288 | MW | 644.5604 | 823.1204 | 1054.5845 | 318.6293 | -389.875 | -409.8371 | -461.8474 | -836.7623 | -180.5401 | -141.0642 | 10.7397 | 13.7149 | 16.8341 | 1.3741
2027 | 289 | MW | 588.5117 | 751.5448 | 962.8815 | 286.7663 | -341.1406 | -355.9112 | -401.078 | -732.167 | -154.7487 | -122.5031 | 10.7397 | 13.7149 | 16.8341 | 2.7483
2027 | 290 | MW | 532.4629 | 679.9691 | 871.1785 | 261.9841 | -304.5898 | -334.3408 | -376.7702 | -653.7205 | -144.4321 | -115.0787 | 10.7397 | 13.7149 | 16.8341 | 2.7483
2027 | 291 | MW | 462.402 | 590.4994 | 756.5498 | 226.5808 | -304.5898 | -323.5556 | -364.6164 | -653.7205 | -139.2738 | -111.3665 | 8.5918 | 10.9719 | 16.8341 | 2.7483
2027 | 292 | MW | 385.335 | 492.0829 | 630.4582 | 191.1776 | -304.5898 | -323.5556 | -364.6164 | -653.7205 | -139.2738 | -111.3665 | 8.5918 | 10.9719 | 16.8341 | 1.3741
2027 | 293 | MW | 322.2802 | 411.5602 | 515.8294 | 162.855 | -316.7734 | -334.3408 | -376.7702 | -679.8693 | -144.4321 | -115.0787 | 8.5918 | 10.9719 | 16.8341 | 2.7483
2027 | 294 | MW | 266.2315 | 339.9845 | 424.1264 | 130.992 | -365.5078 | -377.4815 | -425.3857 | -784.4646 | -165.0653 | -129.9276 | 10.7397 | 13.7149 | 16.8341 | 2.7483
2027 | 295 | MW | 217.1888 | 277.3558 | 343.8863 | 106.2098 | -462.9765 | -474.5482 | -534.7707 | -993.6552 | -211.4899 | -163.3375 | 10.7397 | 13.7149 | 16.8341 | 2.7483
2027 | 296 | MW | 168.1462 | 214.7271 | 275.109 | 81.4275 | -548.2617 | -528.4742 | -595.54 | -1176.6969 | -257.9145 | -181.8986 | 10.7397 | 13.7149 | 16.8341 | 4.1224
2027 | 297 | MW | 154.134 | 196.8331 | 252.1833 | 77.8872 | -621.3632 | -582.4001 | -656.3094 | -1333.5899 | -283.7059 | -200.4597 | 12.8877 | 16.4579 | 67.3366 | 2.7483
2027 | 298 | MW | 133.1157 | 169.9923 | 229.2575 | 67.2662 | -670.0976 | -614.7556 | -692.7711 | -1438.1852 | -304.3391 | -211.5963 | 12.8877 | 16.4579 | 67.3366 | 2.7483
2027 | 299 | MW | 133.1157 | 169.9923 | 217.7946 | 67.2662 | -706.6484 | -636.326 | -717.0788 | -1516.6316 | -319.8139 | -219.0208 | 12.8877 | 16.4579 | 67.3366 | 2.7483
2027 | 300 | MW | 140.1218 | 178.9392 | 240.7204 | 70.8065 | -731.0156 | -647.1112 | -729.2327 | -1568.9293 | -330.1305 | -222.733 | 12.8877 | 16.4579 | 67.3366 | 2.7483
2027 | 301 | MW | 175.1523 | 223.674 | 286.5719 | 95.5888 | -743.1992 | -647.1112 | -729.2327 | -1595.0781 | -335.2888 | -222.733 | 12.8877 | 16.4579 | 50.5024 | 2.7483
2027 | 302 | MW | 196.1706 | 250.5149 | 309.4976 | 106.2098 | -743.1992 | -647.1112 | -729.2327 | -1595.0781 | -340.4471 | -222.733 | 12.8877 | 16.4579 | 50.5024 | 2.7483
2027 | 303 | MW | 224.1949 | 286.3028 | 355.3491 | 120.3711 | -731.0156 | -647.1112 | -729.2327 | -1568.9293 | -335.2888 | -222.733 | 10.7397 | 13.7149 | 50.5024 | 0
2027 | 304 | MW | 273.2376 | 348.9315 | 447.0521 | 138.0727 | -706.6484 | -625.5408 | -704.925 | -1516.6316 | -330.1305 | -215.3086 | 8.5918 | 10.9719 | 0 | 0
2027 | 305 | MW | 161.1401 | 205.7801 | 263.6461 | 81.4275 | -670.0976 | -603.9705 | -680.6172 | -1438.1852 | -319.8139 | -207.8841 | -6.4438 | -8.2289 | -16.8341 | -5.4965
2027 | 306 | MW | 196.1706 | 250.5149 | 320.9605 | 99.1291 | -670.0976 | -647.1112 | -729.2327 | -1438.1852 | -319.8139 | -222.733 | -8.5918 | -10.9719 | -33.6683 | -6.8707
2027 | 307 | MW | 231.201 | 295.2497 | 378.2749 | 116.8307 | -633.5468 | -625.5408 | -704.925 | -1359.7387 | -304.3391 | -215.3086 | -10.7397 | -13.7149 | -33.6683 | -8.2448
2027 | 308 | MW | 252.2193 | 322.0906 | 412.6635 | 123.9114 | -609.1796 | -603.9705 | -680.6172 | -1307.441 | -294.0225 | -207.8841 | -10.7397 | -13.7149 | -33.6683 | -8.2448
2027 | 309 | MW | 245.2132 | 313.1436 | 401.2006 | 120.3711 | -584.8125 | -582.4001 | -656.3094 | -1255.1434 | -278.5476 | -200.4597 | -10.7397 | -13.7149 | -33.6683 | -8.2448
2027 | 310 | MW | 672.5848 | 858.9083 | 1088.9732 | 339.8712 | -523.8945 | -528.4742 | -595.54 | -1124.3993 | -252.7562 | -181.8986 | 10.7397 | 13.7149 | 16.8341 | -1.3741
2027 | 311 | MW | 672.5848 | 858.9083 | 1088.9732 | 343.4115 | -450.7929 | -463.763 | -522.6168 | -967.5064 | -216.6482 | -159.6253 | 15.0356 | 19.2009 | 16.8341 | 0
2027 | 312 | MW | 637.5543 | 814.1735 | 1043.1217 | 325.7099 | -389.875 | -399.0519 | -449.6935 | -836.7623 | -185.6984 | -137.352 | 12.8877 | 16.4579 | 16.8341 | 0
2027 | 313 | MW | 581.5056 | 742.5978 | 951.4187 | 293.847 | -341.1406 | -355.9112 | -401.078 | -732.167 | -159.907 | -122.5031 | 10.7397 | 13.7149 | 0 | 4.1224
2027 | 314 | MW | 525.4569 | 671.0221 | 859.7157 | 265.5244 | -304.5898 | -334.3408 | -376.7702 | -653.7205 | -144.4321 | -115.0787 | 8.5918 | 10.9719 | 0 | 4.1224
2027 | 315 | MW | 455.3959 | 581.5525 | 745.0869 | 226.5808 | -304.5898 | -323.5556 | -364.6164 | -653.7205 | -139.2738 | -111.3665 | 8.5918 | 10.9719 | 0 | 4.1224
2027 | 316 | MW | 378.3289 | 483.1359 | 618.9953 | 191.1776 | -304.5898 | -323.5556 | -364.6164 | -653.7205 | -139.2738 | -111.3665 | 8.5918 | 10.9719 | 0 | 4.1224
2027 | 317 | MW | 315.2741 | 402.6133 | 504.3665 | 159.3146 | -304.5898 | -334.3408 | -376.7702 | -653.7205 | -144.4321 | -115.0787 | 8.5918 | 10.9719 | 0 | 4.1224
2027 | 318 | MW | 259.2254 | 331.0376 | 412.6635 | 130.992 | -353.3242 | -377.4815 | -425.3857 | -758.3158 | -165.0653 | -129.9276 | 8.5918 | 10.9719 | 0 | 4.1224
2027 | 319 | MW | 210.1827 | 268.4088 | 332.4234 | 106.2098 | -462.9765 | -474.5482 | -534.7707 | -993.6552 | -211.4899 | -163.3375 | 10.7397 | 13.7149 | 0 | 5.4965
2027 | 320 | MW | 161.1401 | 205.7801 | 263.6461 | 77.8872 | -536.0781 | -528.4742 | -595.54 | -1150.5481 | -257.9145 | -181.8986 | 10.7397 | 13.7149 | 0 | 5.4965
2027 | 321 | MW | 147.1279 | 187.8862 | 240.7204 | 77.8872 | -621.3632 | -582.4001 | -656.3094 | -1333.5899 | -288.8642 | -200.4597 | 12.8877 | 16.4579 | 33.6683 | 5.4965
2027 | 322 | MW | 133.1157 | 169.9923 | 217.7946 | 67.2662 | -670.0976 | -614.7556 | -692.7711 | -1438.1852 | -309.4974 | -211.5963 | 10.7397 | 13.7149 | 33.6683 | 5.4965
2027 | 323 | MW | 126.1096 | 161.0453 | 217.7946 | 63.7259 | -718.832 | -636.326 | -717.0788 | -1542.7804 | -330.1305 | -219.0208 | 10.7397 | 13.7149 | 33.6683 | 5.4965
2027 | 324 | MW | 140.1218 | 178.9392 | 229.2575 | 70.8065 | -755.3828 | -636.326 | -717.0788 | -1621.2269 | -340.4471 | -219.0208 | 10.7397 | 13.7149 | 33.6683 | 5.4965
2027 | 325 | MW | 175.1523 | 223.674 | 286.5719 | 95.5888 | -767.5664 | -636.326 | -717.0788 | -1647.3757 | -345.6054 | -219.0208 | 10.7397 | 13.7149 | 33.6683 | 5.4965
2027 | 326 | MW | 196.1706 | 250.5149 | 320.9605 | 102.6694 | -779.7499 | -647.1112 | -729.2327 | -1673.5245 | -350.7637 | -222.733 | 10.7397 | 13.7149 | 33.6683 | 4.1224
2027 | 327 | MW | 224.1949 | 286.3028 | 355.3491 | 116.8307 | -767.5664 | -636.326 | -717.0788 | -1647.3757 | -345.6054 | -219.0208 | 10.7397 | 13.7149 | 33.6683 | 1.3741
2027 | 328 | MW | 273.2376 | 348.9315 | 447.0521 | 138.0727 | -743.1992 | -625.5408 | -704.925 | -1595.0781 | -340.4471 | -215.3086 | 6.4438 | 8.2289 | 0 | 1.3741
2027 | 329 | MW | 161.1401 | 205.7801 | 263.6461 | 81.4275 | -694.4648 | -614.7556 | -692.7711 | -1490.4828 | -330.1305 | -211.5963 | -6.4438 | -8.2289 | -16.8341 | -5.4965
2027 | 330 | MW | 203.1767 | 259.4619 | 332.4234 | 102.6694 | -682.2812 | -657.8964 | -741.3866 | -1464.334 | -319.8139 | -226.4452 | -8.5918 | -10.9719 | -33.6683 | -6.8707
2027 | 331 | MW | 231.201 | 295.2497 | 378.2749 | 116.8307 | -645.7304 | -625.5408 | -704.925 | -1385.8875 | -304.3391 | -215.3086 | -10.7397 | -13.7149 | -33.6683 | -8.2448
2027 | 332 | MW | 252.2193 | 322.0906 | 412.6635 | 123.9114 | -609.1796 | -603.9705 | -680.6172 | -1307.441 | -294.0225 | -207.8841 | -10.7397 | -13.7149 | -33.6683 | -8.2448
2027 | 333 | MW | 252.2193 | 322.0906 | 412.6635 | 123.9114 | -572.6289 | -582.4001 | -656.3094 | -1228.9946 | -273.3893 | -200.4597 | -10.7397 | -13.7149 | -33.6683 | -8.2448
2027 | 334 | MW | 679.5909 | 867.8553 | 1111.8989 | 339.8712 | -523.8945 | -528.4742 | -595.54 | -1124.3993 | -252.7562 | -181.8986 | 10.7397 | 13.7149 | 16.8341 | 0
2027 | 335 | MW | 679.5909 | 867.8553 | 1100.436 | 339.8712 | -462.9765 | -463.763 | -522.6168 | -993.6552 | -216.6482 | -159.6253 | 12.8877 | 16.4579 | 0 | 1.3741
2027 | 336 | MW | 637.5543 | 814.1735 | 1043.1217 | 318.6293 | -389.875 | -399.0519 | -449.6935 | -836.7623 | -185.6984 | -137.352 | 10.7397 | 13.7149 | 0 | 1.3741
2027 | 337 | MW | 581.5056 | 742.5978 | 951.4187 | 290.3067 | -341.1406 | -355.9112 | -401.078 | -732.167 | -159.907 | -122.5031 | 8.5918 | 10.9719 | 0 | 2.7483
2027 | 338 | MW | 525.4569 | 671.0221 | 859.7157 | 258.4437 | -304.5898 | -334.3408 | -376.7702 | -653.7205 | -144.4321 | -115.0787 | 8.5918 | 10.9719 | 0 | 2.7483
2027 | 339 | MW | 448.3899 | 572.6055 | 733.624 | 223.0405 | -304.5898 | -312.7704 | -352.4625 | -653.7205 | -139.2738 | -107.6543 | 8.5918 | 10.9719 | 0 | 2.7483
2027 | 340 | MW | 378.3289 | 483.1359 | 607.5324 | 187.6372 | -304.5898 | -312.7704 | -352.4625 | -653.7205 | -139.2738 | -107.6543 | 8.5918 | 10.9719 | 0 | 2.7483
2027 | 341 | MW | 308.268 | 393.6663 | 492.9036 | 155.7743 | -316.7734 | -323.5556 | -364.6164 | -679.8693 | -144.4321 | -111.3665 | 8.5918 | 10.9719 | 0 | 2.7483
2027 | 342 | MW | 252.2193 | 322.0906 | 401.2006 | 127.4517 | -353.3242 | -366.6964 | -413.2319 | -758.3158 | -165.0653 | -126.2154 | 8.5918 | 10.9719 | 0 | 2.7483
2027 | 343 | MW | 203.1767 | 259.4619 | 320.9605 | 99.1291 | -450.7929 | -463.763 | -522.6168 | -967.5064 | -211.4899 | -159.6253 | 10.7397 | 13.7149 | 16.8341 | 2.7483
2027 | 344 | MW | 154.134 | 196.8331 | 263.6461 | 77.8872 | -536.0781 | -517.689 | -583.3862 | -1150.5481 | -257.9145 | -178.1864 | 10.7397 | 13.7149 | 16.8341 | 2.7483
2027 | 345 | MW | 147.1279 | 187.8862 | 240.7204 | 77.8872 | -621.3632 | -582.4001 | -656.3094 | -1333.5899 | -294.0225 | -200.4597 | 12.8877 | 16.4579 | 50.5024 | 4.1224
2027 | 346 | MW | 126.1096 | 161.0453 | 217.7946 | 67.2662 | -682.2812 | -614.7556 | -692.7711 | -1464.334 | -319.8139 | -211.5963 | 10.7397 | 13.7149 | 50.5024 | 4.1224
2027 | 347 | MW | 126.1096 | 161.0453 | 217.7946 | 63.7259 | -731.0156 | -625.5408 | -704.925 | -1568.9293 | -340.4471 | -215.3086 | 10.7397 | 13.7149 | 50.5024 | 4.1224
2027 | 348 | MW | 140.1218 | 178.9392 | 229.2575 | 67.2662 | -755.3828 | -636.326 | -717.0788 | -1621.2269 | -355.922 | -219.0208 | 10.7397 | 13.7149 | 50.5024 | 4.1224
2027 | 349 | MW | 175.1523 | 223.674 | 286.5719 | 92.0485 | -767.5664 | -636.326 | -717.0788 | -1647.3757 | -361.0803 | -219.0208 | 10.7397 | 13.7149 | 50.5024 | 4.1224
2027 | 350 | MW | 196.1706 | 250.5149 | 320.9605 | 99.1291 | -767.5664 | -625.5408 | -704.925 | -1647.3757 | -366.2386 | -215.3086 | 10.7397 | 13.7149 | 50.5024 | 4.1224
2027 | 351 | MW | 224.1949 | 286.3028 | 366.812 | 116.8307 | -755.3828 | -614.7556 | -692.7711 | -1621.2269 | -361.0803 | -211.5963 | 10.7397 | 13.7149 | 50.5024 | 1.3741
2027 | 352 | MW | 273.2376 | 348.9315 | 447.0521 | 138.0727 | -718.832 | -603.9705 | -680.6172 | -1542.7804 | -350.7637 | -207.8841 | 6.4438 | 8.2289 | 0 | 1.3741
2027 | 353 | MW | 161.1401 | 205.7801 | 263.6461 | 81.4275 | -682.2812 | -582.4001 | -656.3094 | -1464.334 | -340.4471 | -200.4597 | -6.4438 | -8.2289 | -16.8341 | -5.4965
2027 | 354 | MW | 203.1767 | 259.4619 | 332.4234 | 102.6694 | -670.0976 | -636.326 | -717.0788 | -1438.1852 | -330.1305 | -219.0208 | -6.4438 | -8.2289 | -33.6683 | -6.8707
2027 | 355 | MW | 238.2071 | 304.1967 | 378.2749 | 116.8307 | -633.5468 | -614.7556 | -692.7711 | -1359.7387 | -309.4974 | -211.5963 | -8.5918 | -10.9719 | -33.6683 | -8.2448
2027 | 356 | MW | 252.2193 | 322.0906 | 412.6635 | 127.4517 | -609.1796 | -593.1853 | -668.4633 | -1307.441 | -294.0225 | -204.1719 | -8.5918 | -10.9719 | -33.6683 | -6.8707
2027 | 357 | MW | 252.2193 | 322.0906 | 401.2006 | 123.9114 | -572.6289 | -560.8297 | -632.0017 | -1228.9946 | -278.5476 | -193.0353 | -8.5918 | -10.9719 | -33.6683 | -6.8707
2027 | 358 | MW | 679.5909 | 867.8553 | 1111.8989 | 339.8712 | -523.8945 | -528.4742 | -595.54 | -1124.3993 | -252.7562 | -181.8986 | 10.7397 | 13.7149 | 16.8341 | 0
2027 | 359 | MW | 679.5909 | 867.8553 | 1100.436 | 343.4115 | -462.9765 | -463.763 | -522.6168 | -993.6552 | -216.6482 | -159.6253 | 12.8877 | 16.4579 | 16.8341 | 1.3741
2027 | 360 | MW | 637.5543 | 814.1735 | 1043.1217 | 322.1696 | -389.875 | -399.0519 | -449.6935 | -836.7623 | -185.6984 | -137.352 | 10.7397 | 13.7149 | 16.8341 | 1.3741
2027 | 361 | MW | 581.5056 | 742.5978 | 951.4187 | 290.3067 | -316.7734 | -334.3408 | -376.7702 | -679.8693 | -149.5904 | -115.0787 | 10.7397 | 13.7149 | 16.8341 | 2.7483
2027 | 362 | MW | 525.4569 | 671.0221 | 859.7157 | 261.9841 | -292.4062 | -312.7704 | -352.4625 | -627.5717 | -139.2738 | -107.6543 | 8.5918 | 10.9719 | 16.8341 | 2.7483
2027 | 363 | MW | 455.3959 | 581.5525 | 745.0869 | 226.5808 | -280.2226 | -301.9852 | -340.3086 | -601.4229 | -134.1155 | -103.9421 | 8.5918 | 10.9719 | 0 | 2.7483
2027 | 364 | MW | 378.3289 | 483.1359 | 607.5324 | 187.6372 | -280.2226 | -301.9852 | -340.3086 | -601.4229 | -134.1155 | -103.9421 | 8.5918 | 10.9719 | 0 | 2.7483
2027 | 365 | MW | 315.2741 | 402.6133 | 504.3665 | 159.3146 | -292.4062 | -312.7704 | -352.4625 | -627.5717 | -134.1155 | -107.6543 | 8.5918 | 10.9719 | 0 | 2.7483
2027 | 366 | MW | 266.2315 | 339.9845 | 424.1264 | 134.5324 | -316.7734 | -334.3408 | -376.7702 | -679.8693 | -144.4321 | -115.0787 | 8.5918 | 10.9719 | 16.8341 | 2.7483
2027 | 367 | MW | 224.1949 | 286.3028 | 366.812 | 113.2904 | -365.5078 | -388.2667 | -437.5396 | -784.4646 | -175.3818 | -133.6398 | 8.5918 | 10.9719 | 16.8341 | 4.1224
2027 | 368 | MW | 196.1706 | 250.5149 | 320.9605 | 102.6694 | -414.2422 | -409.8371 | -461.8474 | -889.0599 | -206.3316 | -141.0642 | 8.5918 | 10.9719 | 16.8341 | 4.1224
2027 | 369 | MW | 182.1584 | 232.621 | 298.0348 | 95.5888 | -462.9765 | -452.9778 | -510.4629 | -993.6552 | -226.9647 | -155.9131 | 10.7397 | 13.7149 | 50.5024 | 4.1224
2027 | 370 | MW | 168.1462 | 214.7271 | 275.109 | 88.5081 | -499.5273 | -474.5482 | -534.7707 | -1072.1017 | -242.4396 | -163.3375 | 12.8877 | 16.4579 | 50.5024 | 4.1224
2027 | 371 | MW | 182.1584 | 232.621 | 298.0348 | 92.0485 | -523.8945 | -496.1186 | -559.0784 | -1124.3993 | -252.7562 | -170.762 | 12.8877 | 16.4579 | 50.5024 | 2.7483
2027 | 372 | MW | 217.1888 | 277.3558 | 355.3491 | 109.7501 | -548.2617 | -496.1186 | -559.0784 | -1176.6969 | -263.0728 | -170.762 | 12.8877 | 16.4579 | 50.5024 | 2.7483
2027 | 373 | MW | 273.2376 | 348.9315 | 447.0521 | 134.5324 | -560.4453 | -496.1186 | -559.0784 | -1202.8458 | -268.2311 | -170.762 | 12.8877 | 16.4579 | 50.5024 | 2.7483
2027 | 374 | MW | 308.268 | 393.6663 | 504.3665 | 152.234 | -560.4453 | -496.1186 | -559.0784 | -1202.8458 | -273.3893 | -170.762 | 12.8877 | 16.4579 | 50.5024 | 2.7483
2027 | 375 | MW | 329.2863 | 420.5072 | 538.7551 | 166.3953 | -548.2617 | -485.3334 | -546.9245 | -1176.6969 | -273.3893 | -167.0497 | 12.8877 | 16.4579 | 50.5024 | 1.3741
2027 | 376 | MW | 147.1279 | 187.8862 | 240.7204 | 74.3468 | -523.8945 | -485.3334 | -546.9245 | -1124.3993 | -268.2311 | -167.0497 | 8.5918 | 10.9719 | 0 | 1.3741
2027 | 377 | MW | 154.134 | 196.8331 | 252.1833 | 74.3468 | -511.7109 | -485.3334 | -546.9245 | -1098.2505 | -263.0728 | -167.0497 | -6.4438 | -8.2289 | -16.8341 | -4.1224
2027 | 378 | MW | 175.1523 | 223.674 | 286.5719 | 88.5081 | -536.0781 | -539.2593 | -607.6939 | -1150.5481 | -268.2311 | -185.6108 | -6.4438 | -8.2289 | -16.8341 | -5.4965
2027 | 379 | MW | 182.1584 | 232.621 | 298.0348 | 92.0485 | -536.0781 | -539.2593 | -607.6939 | -1150.5481 | -263.0728 | -185.6108 | -8.5918 | -10.9719 | -33.6683 | -6.8707
2027 | 380 | MW | 189.1645 | 241.568 | 309.4976 | 92.0485 | -536.0781 | -539.2593 | -607.6939 | -1150.5481 | -257.9145 | -185.6108 | -8.5918 | -10.9719 | -33.6683 | -6.8707
2027 | 381 | MW | 595.5178 | 760.4917 | 962.8815 | 304.468 | -523.8945 | -528.4742 | -595.54 | -1124.3993 | -252.7562 | -181.8986 | -8.5918 | -10.9719 | -16.8341 | -6.8707
2027 | 382 | MW | 595.5178 | 760.4917 | 962.8815 | 300.9276 | -487.3437 | -496.1186 | -559.0784 | -1045.9528 | -232.123 | -170.762 | 10.7397 | 13.7149 | 0 | 0
2027 | 383 | MW | 581.5056 | 742.5978 | 939.9558 | 293.847 | -426.4258 | -442.1927 | -498.309 | -915.2087 | -201.1733 | -152.2009 | 12.8877 | 16.4579 | 16.8341 | 1.3741
2027 | 384 | MW | 560.4873 | 715.7569 | 917.03 | 283.226 | -365.5078 | -377.4815 | -425.3857 | -784.4646 | -170.2236 | -129.9276 | 10.7397 | 13.7149 | 16.8341 | 1.3741
2027 | 385 | MW | 532.4629 | 679.9691 | 859.7157 | 269.0647 | -316.7734 | -334.3408 | -376.7702 | -679.8693 | -149.5904 | -115.0787 | 8.5918 | 10.9719 | 16.8341 | 2.7483
2027 | 386 | MW | 483.4203 | 617.3403 | 779.4755 | 244.2824 | -292.4062 | -312.7704 | -352.4625 | -627.5717 | -139.2738 | -107.6543 | 8.5918 | 10.9719 | 0 | 2.7483
2027 | 387 | MW | 420.3655 | 536.8177 | 687.7725 | 212.4195 | -280.2226 | -301.9852 | -340.3086 | -601.4229 | -134.1155 | -103.9421 | 6.4438 | 8.2289 | 0 | 2.7483
2027 | 388 | MW | 371.3228 | 474.189 | 596.0695 | 184.0969 | -280.2226 | -301.9852 | -340.3086 | -601.4229 | -128.9572 | -103.9421 | 6.4438 | 8.2289 | 0 | 2.7483
2027 | 389 | MW | 322.2802 | 411.5602 | 527.2923 | 159.3146 | -280.2226 | -301.9852 | -340.3086 | -601.4229 | -134.1155 | -103.9421 | 6.4438 | 8.2289 | 0 | 2.7483
2027 | 390 | MW | 287.2497 | 366.8254 | 469.9779 | 141.613 | -304.5898 | -323.5556 | -364.6164 | -653.7205 | -144.4321 | -111.3665 | 6.4438 | 8.2289 | 0 | 2.7483
2027 | 391 | MW | 252.2193 | 322.0906 | 412.6635 | 127.4517 | -353.3242 | -366.6964 | -413.2319 | -758.3158 | -165.0653 | -126.2154 | 8.5918 | 10.9719 | 0 | 4.1224
2027 | 392 | MW | 224.1949 | 286.3028 | 366.812 | 109.7501 | -377.6914 | -377.4815 | -425.3857 | -810.6135 | -190.8567 | -129.9276 | 8.5918 | 10.9719 | 16.8341 | 4.1224
2027 | 393 | MW | 203.1767 | 259.4619 | 332.4234 | 102.6694 | -426.4258 | -409.8371 | -461.8474 | -915.2087 | -211.4899 | -141.0642 | 10.7397 | 13.7149 | 50.5024 | 4.1224
2027 | 394 | MW | 203.1767 | 259.4619 | 320.9605 | 99.1291 | -450.7929 | -442.1927 | -498.309 | -967.5064 | -221.8064 | -152.2009 | 10.7397 | 13.7149 | 50.5024 | 4.1224
2027 | 395 | MW | 210.1827 | 268.4088 | 343.8863 | 106.2098 | -487.3437 | -452.9778 | -510.4629 | -1045.9528 | -237.2813 | -155.9131 | 10.7397 | 13.7149 | 50.5024 | 4.1224
2027 | 396 | MW | 245.2132 | 313.1436 | 401.2006 | 127.4517 | -499.5273 | -463.763 | -522.6168 | -1072.1017 | -247.5979 | -159.6253 | 10.7397 | 13.7149 | 50.5024 | 2.7483
2027 | 397 | MW | 294.2558 | 375.7724 | 481.4408 | 152.234 | -523.8945 | -463.763 | -522.6168 | -1124.3993 | -263.0728 | -159.6253 | 10.7397 | 13.7149 | 50.5024 | 2.7483
2027 | 398 | MW | 308.268 | 393.6663 | 504.3665 | 159.3146 | -523.8945 | -463.763 | -522.6168 | -1124.3993 | -268.2311 | -159.6253 | 10.7397 | 13.7149 | 50.5024 | 2.7483
2027 | 399 | MW | 336.2924 | 429.4541 | 538.7551 | 169.9356 | -511.7109 | -452.9778 | -510.4629 | -1098.2505 | -268.2311 | -155.9131 | 10.7397 | 13.7149 | 50.5024 | 1.3741
2027 | 400 | MW | 133.1157 | 169.9923 | 217.7946 | 70.8065 | -499.5273 | -452.9778 | -510.4629 | -1072.1017 | -273.3893 | -155.9131 | 6.4438 | 8.2289 | 0 | 1.3741
2027 | 401 | MW | 154.134 | 196.8331 | 252.1833 | 77.8872 | -487.3437 | -463.763 | -522.6168 | -1045.9528 | -268.2311 | -159.6253 | -6.4438 | -8.2289 | -16.8341 | -4.1224
2027 | 402 | MW | 175.1523 | 223.674 | 286.5719 | 88.5081 | -511.7109 | -528.4742 | -595.54 | -1098.2505 | -268.2311 | -181.8986 | -6.4438 | -8.2289 | -16.8341 | -5.4965
2027 | 403 | MW | 189.1645 | 241.568 | 309.4976 | 95.5888 | -523.8945 | -539.2593 | -607.6939 | -1124.3993 | -263.0728 | -185.6108 | -8.5918 | -10.9719 | -33.6683 | -6.8707
2027 | 404 | MW | 189.1645 | 241.568 | 309.4976 | 92.0485 | -523.8945 | -539.2593 | -607.6939 | -1124.3993 | -263.0728 | -185.6108 | -8.5918 | -10.9719 | -33.6683 | -6.8707
2027 | 405 | MW | 609.53 | 778.3856 | 1008.733 | 304.468 | -523.8945 | -528.4742 | -595.54 | -1124.3993 | -252.7562 | -181.8986 | -8.5918 | -10.9719 | -16.8341 | -6.8707
2027 | 406 | MW | 609.53 | 778.3856 | 997.2702 | 304.468 | -475.1601 | -496.1186 | -559.0784 | -1019.804 | -232.123 | -170.762 | 8.5918 | 10.9719 | 0 | 0
2027 | 407 | MW | 588.5117 | 751.5448 | 962.8815 | 293.847 | -426.4258 | -442.1927 | -498.309 | -915.2087 | -201.1733 | -152.2009 | 10.7397 | 13.7149 | 16.8341 | 1.3741
2027 | 408 | MW | 567.4934 | 724.7039 | 917.03 | 283.226 | -353.3242 | -377.4815 | -425.3857 | -758.3158 | -170.2236 | -129.9276 | 10.7397 | 13.7149 | 16.8341 | 1.3741
2027 | 409 | MW | 525.4569 | 671.0221 | 859.7157 | 265.5244 | -316.7734 | -345.126 | -388.9241 | -679.8693 | -149.5904 | -118.7909 | 8.5918 | 10.9719 | 16.8341 | 2.7483
2027 | 410 | MW | 476.4142 | 608.3934 | 768.0127 | 237.2018 | -292.4062 | -312.7704 | -352.4625 | -627.5717 | -139.2738 | -107.6543 | 8.5918 | 10.9719 | 16.8341 | 1.3741
2027 | 411 | MW | 413.3594 | 527.8707 | 676.3097 | 208.8792 | -280.2226 | -301.9852 | -340.3086 | -601.4229 | -134.1155 | -103.9421 | 8.5918 | 10.9719 | 16.8341 | 1.3741
2027 | 412 | MW | 364.3168 | 465.242 | 596.0695 | 180.5566 | -280.2226 | -301.9852 | -340.3086 | -601.4229 | -134.1155 | -103.9421 | 6.4438 | 8.2289 | 16.8341 | 1.3741
2027 | 413 | MW | 315.2741 | 402.6133 | 515.8294 | 155.7743 | -292.4062 | -312.7704 | -352.4625 | -627.5717 | -134.1155 | -107.6543 | 6.4438 | 8.2289 | 16.8341 | 1.3741
2027 | 414 | MW | 280.2437 | 357.8785 | 447.0521 | 138.0727 | -316.7734 | -345.126 | -388.9241 | -679.8693 | -144.4321 | -118.7909 | 6.4438 | 8.2289 | 16.8341 | 1.3741
2027 | 415 | MW | 238.2071 | 304.1967 | 389.7378 | 120.3711 | -389.875 | -409.8371 | -461.8474 | -836.7623 | -180.5401 | -141.0642 | 8.5918 | 10.9719 | 16.8341 | 2.7483
2027 | 416 | MW | 196.1706 | 250.5149 | 332.4234 | 99.1291 | -450.7929 | -452.9778 | -510.4629 | -967.5064 | -216.6482 | -155.9131 | 8.5918 | 10.9719 | 16.8341 | 2.7483
2027 | 417 | MW | 182.1584 | 232.621 | 298.0348 | 92.0485 | -511.7109 | -496.1186 | -559.0784 | -1098.2505 | -247.5979 | -170.762 | 10.7397 | 13.7149 | 67.3366 | 2.7483
2027 | 418 | MW | 168.1462 | 214.7271 | 275.109 | 81.4275 | -548.2617 | -528.4742 | -595.54 | -1176.6969 | -273.3893 | -181.8986 | 10.7397 | 13.7149 | 67.3366 | 2.7483
2027 | 419 | MW | 154.134 | 196.8331 | 263.6461 | 77.8872 | -584.8125 | -539.2593 | -607.6939 | -1255.1434 | -294.0225 | -185.6108 | 12.8877 | 16.4579 | 67.3366 | 2.7483
2027 | 420 | MW | 168.1462 | 214.7271 | 275.109 | 81.4275 | -609.1796 | -550.0445 | -619.8478 | -1307.441 | -304.3391 | -189.323 | 12.8877 | 16.4579 | 67.3366 | 2.7483
2027 | 421 | MW | 196.1706 | 250.5149 | 320.9605 | 102.6694 | -621.3632 | -550.0445 | -619.8478 | -1333.5899 | -319.8139 | -189.323 | 12.8877 | 16.4579 | 50.5024 | 2.7483
2027 | 422 | MW | 217.1888 | 277.3558 | 355.3491 | 106.2098 | -633.5468 | -550.0445 | -619.8478 | -1359.7387 | -319.8139 | -189.323 | 12.8877 | 16.4579 | 50.5024 | 2.7483
2027 | 423 | MW | 238.2071 | 304.1967 | 389.7378 | 123.9114 | -633.5468 | -550.0445 | -619.8478 | -1359.7387 | -319.8139 | -189.323 | 10.7397 | 13.7149 | 50.5024 | 0
2027 | 424 | MW | 287.2497 | 366.8254 | 469.9779 | 145.1533 | -609.1796 | -539.2593 | -607.6939 | -1307.441 | -309.4974 | -185.6108 | 8.5918 | 10.9719 | 0 | 0
2027 | 425 | MW | 161.1401 | 205.7801 | 263.6461 | 77.8872 | -584.8125 | -539.2593 | -607.6939 | -1255.1434 | -304.3391 | -185.6108 | -6.4438 | -8.2289 | -16.8341 | -5.4965
2027 | 426 | MW | 196.1706 | 250.5149 | 320.9605 | 99.1291 | -584.8125 | -593.1853 | -668.4633 | -1255.1434 | -299.1808 | -204.1719 | -8.5918 | -10.9719 | -33.6683 | -6.8707
2027 | 427 | MW | 231.201 | 295.2497 | 378.2749 | 116.8307 | -572.6289 | -582.4001 | -656.3094 | -1228.9946 | -283.7059 | -200.4597 | -8.5918 | -10.9719 | -33.6683 | -8.2448
2027 | 428 | MW | 245.2132 | 313.1436 | 401.2006 | 123.9114 | -560.4453 | -560.8297 | -632.0017 | -1202.8458 | -273.3893 | -193.0353 | -10.7397 | -13.7149 | -33.6683 | -8.2448
2027 | 429 | MW | 245.2132 | 313.1436 | 401.2006 | 120.3711 | -536.0781 | -539.2593 | -607.6939 | -1150.5481 | -257.9145 | -185.6108 | -8.5918 | -10.9719 | -33.6683 | -8.2448
2027 | 430 | MW | 686.597 | 876.8022 | 1123.3618 | 346.9519 | -487.3437 | -506.9038 | -571.2323 | -1045.9528 | -237.2813 | -174.4742 | 10.7397 | 13.7149 | 16.8341 | -1.3741
2027 | 431 | MW | 693.6031 | 885.7492 | 1123.3618 | 346.9519 | -426.4258 | -442.1927 | -498.309 | -915.2087 | -206.3316 | -152.2009 | 12.8877 | 16.4579 | 16.8341 | 0
2027 | 432 | MW | 658.5726 | 841.0144 | 1077.5103 | 332.7906 | -365.5078 | -377.4815 | -425.3857 | -784.4646 | -170.2236 | -129.9276 | 10.7397 | 13.7149 | 16.8341 | 0
2027 | 433 | MW | 609.53 | 778.3856 | 997.2702 | 304.468 | -328.957 | -345.126 | -388.9241 | -706.0182 | -154.7487 | -118.7909 | 8.5918 | 10.9719 | 0 | 4.1224
2027 | 434 | MW | 553.4812 | 706.8099 | 905.5672 | 276.1454 | -304.5898 | -323.5556 | -364.6164 | -653.7205 | -144.4321 | -111.3665 | 6.4438 | 8.2289 | 0 | 4.1224
2027 | 435 | MW | 483.4203 | 617.3403 | 790.9384 | 240.7421 | -304.5898 | -312.7704 | -352.4625 | -653.7205 | -139.2738 | -107.6543 | 6.4438 | 8.2289 | 0 | 4.1224
2027 | 436 | MW | 413.3594 | 527.8707 | 676.3097 | 205.3389 | -304.5898 | -312.7704 | -352.4625 | -653.7205 | -139.2738 | -107.6543 | 6.4438 | 8.2289 | 0 | 4.1224
2027 | 437 | MW | 350.3046 | 447.3481 | 573.1438 | 173.4759 | -304.5898 | -323.5556 | -364.6164 | -653.7205 | -144.4321 | -111.3665 | 6.4438 | 8.2289 | 0 | 4.1224
2027 | 438 | MW | 294.2558 | 375.7724 | 481.4408 | 145.1533 | -353.3242 | -366.6964 | -413.2319 | -758.3158 | -165.0653 | -126.2154 | 6.4438 | 8.2289 | 0 | 4.1224
2027 | 439 | MW | 238.2071 | 304.1967 | 389.7378 | 116.8307 | -450.7929 | -463.763 | -522.6168 | -967.5064 | -211.4899 | -159.6253 | 8.5918 | 10.9719 | 0 | 4.1224
2027 | 440 | MW | 189.1645 | 241.568 | 309.4976 | 88.5081 | -536.0781 | -528.4742 | -595.54 | -1150.5481 | -263.0728 | -181.8986 | 10.7397 | 13.7149 | 0 | 5.4965
2027 | 441 | MW | 168.1462 | 214.7271 | 275.109 | 81.4275 | -609.1796 | -582.4001 | -656.3094 | -1307.441 | -294.0225 | -200.4597 | 10.7397 | 13.7149 | 33.6683 | 5.4965
2027 | 442 | MW | 140.1218 | 178.9392 | 240.7204 | 70.8065 | -657.914 | -625.5408 | -704.925 | -1412.0363 | -314.6557 | -215.3086 | 10.7397 | 13.7149 | 33.6683 | 5.4965
2027 | 443 | MW | 133.1157 | 169.9923 | 229.2575 | 67.2662 | -694.4648 | -647.1112 | -729.2327 | -1490.4828 | -335.2888 | -222.733 | 8.5918 | 10.9719 | 33.6683 | 5.4965
2027 | 444 | MW | 147.1279 | 187.8862 | 252.1833 | 74.3468 | -706.6484 | -657.8964 | -741.3866 | -1516.6316 | -345.6054 | -226.4452 | 8.5918 | 10.9719 | 33.6683 | 5.4965
2027 | 445 | MW | 182.1584 | 232.621 | 298.0348 | 99.1291 | -718.832 | -657.8964 | -741.3866 | -1542.7804 | -345.6054 | -226.4452 | 8.5918 | 10.9719 | 33.6683 | 4.1224
2027 | 446 | MW | 203.1767 | 259.4619 | 332.4234 | 106.2098 | -718.832 | -657.8964 | -741.3866 | -1542.7804 | -350.7637 | -226.4452 | 8.5918 | 10.9719 | 33.6683 | 4.1224
2027 | 447 | MW | 231.201 | 295.2497 | 366.812 | 120.3711 | -706.6484 | -647.1112 | -729.2327 | -1516.6316 | -340.4471 | -222.733 | 8.5918 | 10.9719 | 33.6683 | 1.3741
2027 | 448 | MW | 280.2437 | 357.8785 | 458.515 | 141.613 | -694.4648 | -625.5408 | -704.925 | -1490.4828 | -335.2888 | -215.3086 | 4.2959 | 5.486 | 0 | 1.3741
2027 | 449 | MW | 161.1401 | 205.7801 | 263.6461 | 77.8872 | -670.0976 | -603.9705 | -680.6172 | -1438.1852 | -324.9722 | -207.8841 | -6.4438 | -8.2289 | -16.8341 | -5.4965
2027 | 450 | MW | 196.1706 | 250.5149 | 320.9605 | 99.1291 | -657.914 | -636.326 | -717.0788 | -1412.0363 | -324.9722 | -219.0208 | -8.5918 | -10.9719 | -33.6683 | -6.8707
2027 | 451 | MW | 231.201 | 295.2497 | 378.2749 | 116.8307 | -633.5468 | -625.5408 | -704.925 | -1359.7387 | -309.4974 | -215.3086 | -10.7397 | -13.7149 | -33.6683 | -8.2448
2027 | 452 | MW | 252.2193 | 322.0906 | 412.6635 | 123.9114 | -609.1796 | -603.9705 | -680.6172 | -1307.441 | -294.0225 | -207.8841 | -10.7397 | -13.7149 | -33.6683 | -8.2448
2027 | 453 | MW | 245.2132 | 313.1436 | 401.2006 | 120.3711 | -572.6289 | -582.4001 | -656.3094 | -1228.9946 | -278.5476 | -200.4597 | -10.7397 | -13.7149 | -33.6683 | -8.2448
2027 | 454 | MW | 679.5909 | 867.8553 | 1111.8989 | 339.8712 | -523.8945 | -528.4742 | -595.54 | -1124.3993 | -252.7562 | -181.8986 | 8.5918 | 10.9719 | 0 | 0
2027 | 455 | MW | 679.5909 | 867.8553 | 1111.8989 | 343.4115 | -450.7929 | -463.763 | -522.6168 | -967.5064 | -216.6482 | -159.6253 | 10.7397 | 13.7149 | 0 | 1.3741
2027 | 456 | MW | 644.5604 | 823.1204 | 1054.5845 | 322.1696 | -389.875 | -399.0519 | -449.6935 | -836.7623 | -185.6984 | -137.352 | 8.5918 | 10.9719 | 0 | 1.3741
2027 | 457 | MW | 588.5117 | 751.5448 | 962.8815 | 293.847 | -341.1406 | -345.126 | -388.9241 | -732.167 | -154.7487 | -118.7909 | 8.5918 | 10.9719 | 0 | 2.7483
2027 | 458 | MW | 532.4629 | 679.9691 | 871.1785 | 265.5244 | -316.7734 | -323.5556 | -364.6164 | -679.8693 | -144.4321 | -111.3665 | 8.5918 | 10.9719 | 0 | 2.7483
2027 | 459 | MW | 462.402 | 590.4994 | 756.5498 | 230.1211 | -304.5898 | -312.7704 | -352.4625 | -653.7205 | -139.2738 | -107.6543 | 6.4438 | 8.2289 | 0 | 2.7483
2027 | 460 | MW | 392.3411 | 501.0298 | 641.921 | 194.7179 | -304.5898 | -312.7704 | -352.4625 | -653.7205 | -139.2738 | -107.6543 | 6.4438 | 8.2289 | 0 | 2.7483
2027 | 461 | MW | 322.2802 | 411.5602 | 527.2923 | 162.855 | -316.7734 | -323.5556 | -364.6164 | -679.8693 | -144.4321 | -111.3665 | 6.4438 | 8.2289 | 0 | 2.7483
2027 | 462 | MW | 273.2376 | 348.9315 | 435.5893 | 134.5324 | -353.3242 | -366.6964 | -413.2319 | -758.3158 | -165.0653 | -126.2154 | 6.4438 | 8.2289 | 0 | 2.7483
2027 | 463 | MW | 217.1888 | 277.3558 | 355.3491 | 106.2098 | -450.7929 | -463.763 | -522.6168 | -967.5064 | -211.4899 | -159.6253 | 8.5918 | 10.9719 | 0 | 2.7483
2027 | 464 | MW | 168.1462 | 214.7271 | 275.109 | 81.4275 | -536.0781 | -517.689 | -583.3862 | -1150.5481 | -263.0728 | -178.1864 | 8.5918 | 10.9719 | 0 | 2.7483
2027 | 465 | MW | 154.134 | 196.8331 | 252.1833 | 81.4275 | -609.1796 | -571.6149 | -644.1556 | -1307.441 | -294.0225 | -196.7475 | 10.7397 | 13.7149 | 33.6683 | 2.7483
2027 | 466 | MW | 133.1157 | 169.9923 | 229.2575 | 67.2662 | -670.0976 | -603.9705 | -680.6172 | -1438.1852 | -314.6557 | -207.8841 | 10.7397 | 13.7149 | 50.5024 | 4.1224
2027 | 467 | MW | 126.1096 | 161.0453 | 217.7946 | 63.7259 | -718.832 | -636.326 | -717.0788 | -1542.7804 | -335.2888 | -219.0208 | 10.7397 | 13.7149 | 50.5024 | 2.7483
2027 | 468 | MW | 140.1218 | 178.9392 | 240.7204 | 70.8065 | -755.3828 | -647.1112 | -729.2327 | -1621.2269 | -340.4471 | -222.733 | 10.7397 | 13.7149 | 33.6683 | 2.7483
2027 | 469 | MW | 175.1523 | 223.674 | 286.5719 | 92.0485 | -767.5664 | -647.1112 | -729.2327 | -1647.3757 | -345.6054 | -222.733 | 10.7397 | 13.7149 | 33.6683 | 2.7483
2027 | 470 | MW | 196.1706 | 250.5149 | 320.9605 | 102.6694 | -791.9335 | -647.1112 | -729.2327 | -1699.6734 | -345.6054 | -222.733 | 10.7397 | 13.7149 | 33.6683 | 2.7483
2027 | 471 | MW | 224.1949 | 286.3028 | 355.3491 | 116.8307 | -791.9335 | -636.326 | -717.0788 | -1699.6734 | -345.6054 | -219.0208 | 10.7397 | 13.7149 | 33.6683 | 0
2027 | 472 | MW | 273.2376 | 348.9315 | 447.0521 | 138.0727 | -767.5664 | -625.5408 | -704.925 | -1647.3757 | -335.2888 | -215.3086 | 6.4438 | 8.2289 | 0 | 0
2027 | 473 | MW | 161.1401 | 205.7801 | 263.6461 | 81.4275 | -718.832 | -603.9705 | -680.6172 | -1542.7804 | -330.1305 | -207.8841 | -8.5918 | -10.9719 | -16.8341 | -5.4965
2027 | 474 | MW | 203.1767 | 259.4619 | 332.4234 | 102.6694 | -694.4648 | -636.326 | -717.0788 | -1490.4828 | -324.9722 | -219.0208 | -8.5918 | -10.9719 | -33.6683 | -6.8707
2027 | 475 | MW | 231.201 | 295.2497 | 378.2749 | 116.8307 | -645.7304 | -625.5408 | -704.925 | -1385.8875 | -309.4974 | -215.3086 | -10.7397 | -13.7149 | -33.6683 | -8.2448
2027 | 476 | MW | 252.2193 | 322.0906 | 412.6635 | 123.9114 | -621.3632 | -603.9705 | -680.6172 | -1333.5899 | -294.0225 | -207.8841 | -10.7397 | -13.7149 | -33.6683 | -8.2448
2027 | 477 | MW | 245.2132 | 313.1436 | 401.2006 | 120.3711 | -584.8125 | -571.6149 | -644.1556 | -1255.1434 | -278.5476 | -196.7475 | -10.7397 | -13.7149 | -33.6683 | -8.2448
2027 | 478 | MW | 672.5848 | 858.9083 | 1100.436 | 343.4115 | -523.8945 | -528.4742 | -595.54 | -1124.3993 | -252.7562 | -181.8986 | 8.5918 | 10.9719 | 0 | -1.3741
2027 | 479 | MW | 679.5909 | 867.8553 | 1100.436 | 343.4115 | -450.7929 | -463.763 | -522.6168 | -967.5064 | -216.6482 | -159.6253 | 12.8877 | 16.4579 | 16.8341 | 0
2027 | 480 | MW | 644.5604 | 823.1204 | 1043.1217 | 322.1696 | -389.875 | -399.0519 | -449.6935 | -836.7623 | -180.5401 | -137.352 | 10.7397 | 13.7149 | 0 | 0
2027 | 481 | MW | 581.5056 | 742.5978 | 951.4187 | 290.3067 | -328.957 | -345.126 | -388.9241 | -706.0182 | -154.7487 | -118.7909 | 12.8877 | 16.4579 | 0 | 2.7483
2027 | 482 | MW | 525.4569 | 671.0221 | 859.7157 | 261.9841 | -304.5898 | -323.5556 | -364.6164 | -653.7205 | -144.4321 | -111.3665 | 10.7397 | 13.7149 | 0 | 1.3741
2027 | 483 | MW | 455.3959 | 581.5525 | 745.0869 | 226.5808 | -292.4062 | -312.7704 | -352.4625 | -627.5717 | -139.2738 | -107.6543 | 10.7397 | 13.7149 | 0 | 1.3741
2027 | 484 | MW | 378.3289 | 483.1359 | 618.9953 | 191.1776 | -292.4062 | -312.7704 | -352.4625 | -627.5717 | -139.2738 | -107.6543 | 8.5918 | 10.9719 | 0 | 1.3741
2027 | 485 | MW | 315.2741 | 402.6133 | 504.3665 | 159.3146 | -304.5898 | -323.5556 | -364.6164 | -653.7205 | -144.4321 | -111.3665 | 8.5918 | 10.9719 | 0 | 1.3741
2027 | 486 | MW | 259.2254 | 331.0376 | 412.6635 | 127.4517 | -353.3242 | -366.6964 | -413.2319 | -758.3158 | -159.907 | -126.2154 | 8.5918 | 10.9719 | 0 | 2.7483
2027 | 487 | MW | 210.1827 | 268.4088 | 343.8863 | 102.6694 | -450.7929 | -463.763 | -522.6168 | -967.5064 | -211.4899 | -159.6253 | 10.7397 | 13.7149 | 0 | 2.7483
2027 | 488 | MW | 161.1401 | 205.7801 | 263.6461 | 77.8872 | -536.0781 | -517.689 | -583.3862 | -1150.5481 | -257.9145 | -178.1864 | 10.7397 | 13.7149 | 16.8341 | 2.7483
2027 | 489 | MW | 147.1279 | 187.8862 | 240.7204 | 77.8872 | -621.3632 | -582.4001 | -656.3094 | -1333.5899 | -294.0225 | -200.4597 | 12.8877 | 16.4579 | 50.5024 | 2.7483
2027 | 490 | MW | 133.1157 | 169.9923 | 217.7946 | 67.2662 | -682.2812 | -614.7556 | -692.7711 | -1464.334 | -319.8139 | -211.5963 | 12.8877 | 16.4579 | 50.5024 | 2.7483
2027 | 491 | MW | 126.1096 | 161.0453 | 217.7946 | 63.7259 | -731.0156 | -647.1112 | -729.2327 | -1568.9293 | -335.2888 | -222.733 | 12.8877 | 16.4579 | 50.5024 | 2.7483
2027 | 492 | MW | 140.1218 | 178.9392 | 240.7204 | 70.8065 | -767.5664 | -668.6816 | -753.5405 | -1647.3757 | -345.6054 | -230.1574 | 12.8877 | 16.4579 | 50.5024 | 2.7483
2027 | 493 | MW | 175.1523 | 223.674 | 286.5719 | 92.0485 | -779.7499 | -668.6816 | -753.5405 | -1673.5245 | -350.7637 | -230.1574 | 12.8877 | 16.4579 | 50.5024 | 2.7483
2027 | 494 | MW | 196.1706 | 250.5149 | 320.9605 | 99.1291 | -804.1171 | -668.6816 | -753.5405 | -1725.8222 | -350.7637 | -230.1574 | 12.8877 | 16.4579 | 50.5024 | 2.7483
2027 | 495 | MW | 224.1949 | 286.3028 | 366.812 | 116.8307 | -791.9335 | -668.6816 | -753.5405 | -1699.6734 | -350.7637 | -230.1574 | 12.8877 | 16.4579 | 33.6683 | 0
2027 | 496 | MW | 273.2376 | 348.9315 | 447.0521 | 138.0727 | -767.5664 | -647.1112 | -729.2327 | -1647.3757 | -345.6054 | -222.733 | 8.5918 | 10.9719 | 0 | 0
2027 | 497 | MW | 161.1401 | 205.7801 | 263.6461 | 81.4275 | -718.832 | -625.5408 | -704.925 | -1542.7804 | -335.2888 | -215.3086 | -6.4438 | -8.2289 | -16.8341 | -5.4965
2027 | 498 | MW | 203.1767 | 259.4619 | 320.9605 | 102.6694 | -694.4648 | -647.1112 | -729.2327 | -1490.4828 | -324.9722 | -222.733 | -8.5918 | -10.9719 | -33.6683 | -6.8707
2027 | 499 | MW | 231.201 | 295.2497 | 378.2749 | 116.8307 | -645.7304 | -625.5408 | -704.925 | -1385.8875 | -304.3391 | -215.3086 | -8.5918 | -10.9719 | -33.6683 | -8.2448
2027 | 500 | MW | 252.2193 | 322.0906 | 412.6635 | 127.4517 | -609.1796 | -603.9705 | -680.6172 | -1307.441 | -294.0225 | -207.8841 | -10.7397 | -13.7149 | -33.6683 | -8.2448
2027 | 501 | MW | 252.2193 | 322.0906 | 401.2006 | 123.9114 | -572.6289 | -571.6149 | -644.1556 | -1228.9946 | -273.3893 | -196.7475 | -8.5918 | -10.9719 | -33.6683 | -6.8707
2027 | 502 | MW | 672.5848 | 858.9083 | 1100.436 | 339.8712 | -523.8945 | -528.4742 | -595.54 | -1124.3993 | -247.5979 | -181.8986 | 10.7397 | 13.7149 | 16.8341 | -1.3741
2027 | 503 | MW | 672.5848 | 858.9083 | 1088.9732 | 339.8712 | -450.7929 | -463.763 | -522.6168 | -967.5064 | -211.4899 | -159.6253 | 15.0356 | 19.2009 | 16.8341 | 0
2027 | 504 | MW | 637.5543 | 814.1735 | 1043.1217 | 322.1696 | -377.6914 | -399.0519 | -449.6935 | -810.6135 | -180.5401 | -137.352 | 12.8877 | 16.4579 | 16.8341 | 0
2027 | 505 | MW | 581.5056 | 742.5978 | 951.4187 | 290.3067 | -328.957 | -345.126 | -388.9241 | -706.0182 | -154.7487 | -118.7909 | 8.5918 | 10.9719 | 16.8341 | 2.7483
2027 | 506 | MW | 525.4569 | 671.0221 | 859.7157 | 261.9841 | -304.5898 | -323.5556 | -364.6164 | -653.7205 | -144.4321 | -111.3665 | 8.5918 | 10.9719 | 0 | 2.7483
2027 | 507 | MW | 455.3959 | 581.5525 | 745.0869 | 226.5808 | -292.4062 | -312.7704 | -352.4625 | -627.5717 | -139.2738 | -107.6543 | 8.5918 | 10.9719 | 0 | 2.7483
2027 | 508 | MW | 378.3289 | 483.1359 | 618.9953 | 187.6372 | -292.4062 | -312.7704 | -352.4625 | -627.5717 | -139.2738 | -107.6543 | 8.5918 | 10.9719 | 0 | 2.7483
2027 | 509 | MW | 308.268 | 393.6663 | 504.3665 | 155.7743 | -304.5898 | -323.5556 | -364.6164 | -653.7205 | -144.4321 | -111.3665 | 8.5918 | 10.9719 | 0 | 2.7483
2027 | 510 | MW | 252.2193 | 322.0906 | 412.6635 | 127.4517 | -353.3242 | -366.6964 | -413.2319 | -758.3158 | -159.907 | -126.2154 | 8.5918 | 10.9719 | 0 | 2.7483
2027 | 511 | MW | 203.1767 | 259.4619 | 332.4234 | 102.6694 | -450.7929 | -452.9778 | -510.4629 | -967.5064 | -211.4899 | -155.9131 | 10.7397 | 13.7149 | 16.8341 | 2.7483
2027 | 512 | MW | 154.134 | 196.8331 | 263.6461 | 77.8872 | -536.0781 | -517.689 | -583.3862 | -1150.5481 | -257.9145 | -178.1864 | 10.7397 | 13.7149 | 16.8341 | 2.7483
2027 | 513 | MW | 147.1279 | 187.8862 | 240.7204 | 77.8872 | -621.3632 | -582.4001 | -656.3094 | -1333.5899 | -288.8642 | -200.4597 | 12.8877 | 16.4579 | 50.5024 | 2.7483
2027 | 514 | MW | 133.1157 | 169.9923 | 217.7946 | 67.2662 | -682.2812 | -625.5408 | -704.925 | -1464.334 | -314.6557 | -215.3086 | 10.7397 | 13.7149 | 50.5024 | 2.7483
2027 | 515 | MW | 126.1096 | 161.0453 | 217.7946 | 63.7259 | -743.1992 | -647.1112 | -729.2327 | -1595.0781 | -340.4471 | -222.733 | 10.7397 | 13.7149 | 50.5024 | 2.7483
2027 | 516 | MW | 140.1218 | 178.9392 | 229.2575 | 70.8065 | -779.7499 | -657.8964 | -741.3866 | -1673.5245 | -350.7637 | -226.4452 | 10.7397 | 13.7149 | 50.5024 | 2.7483
2027 | 517 | MW | 175.1523 | 223.674 | 286.5719 | 92.0485 | -791.9335 | -657.8964 | -741.3866 | -1699.6734 | -361.0803 | -226.4452 | 10.7397 | 13.7149 | 50.5024 | 2.7483
2027 | 518 | MW | 189.1645 | 241.568 | 309.4976 | 99.1291 | -779.7499 | -657.8964 | -741.3866 | -1673.5245 | -366.2386 | -226.4452 | 10.7397 | 13.7149 | 50.5024 | 2.7483
2027 | 519 | MW | 224.1949 | 286.3028 | 355.3491 | 116.8307 | -767.5664 | -647.1112 | -729.2327 | -1647.3757 | -361.0803 | -222.733 | 8.5918 | 10.9719 | 50.5024 | 0
2027 | 520 | MW | 273.2376 | 348.9315 | 447.0521 | 138.0727 | -743.1992 | -636.326 | -717.0788 | -1595.0781 | -355.922 | -219.0208 | 6.4438 | 8.2289 | 0 | 0
2027 | 521 | MW | 161.1401 | 205.7801 | 263.6461 | 81.4275 | -706.6484 | -614.7556 | -692.7711 | -1516.6316 | -340.4471 | -211.5963 | -6.4438 | -8.2289 | -16.8341 | -5.4965
2027 | 522 | MW | 203.1767 | 259.4619 | 332.4234 | 102.6694 | -682.2812 | -625.5408 | -704.925 | -1464.334 | -335.2888 | -215.3086 | -6.4438 | -8.2289 | -33.6683 | -6.8707
2027 | 523 | MW | 238.2071 | 304.1967 | 389.7378 | 116.8307 | -645.7304 | -625.5408 | -704.925 | -1385.8875 | -309.4974 | -215.3086 | -8.5918 | -10.9719 | -33.6683 | -6.8707
2027 | 524 | MW | 252.2193 | 322.0906 | 412.6635 | 127.4517 | -609.1796 | -593.1853 | -668.4633 | -1307.441 | -294.0225 | -204.1719 | -8.5918 | -10.9719 | -33.6683 | -6.8707
2027 | 525 | MW | 252.2193 | 322.0906 | 412.6635 | 123.9114 | -572.6289 | -571.6149 | -644.1556 | -1228.9946 | -273.3893 | -196.7475 | -8.5918 | -10.9719 | -33.6683 | -6.8707
2027 | 526 | MW | 672.5848 | 858.9083 | 1100.436 | 339.8712 | -523.8945 | -528.4742 | -595.54 | -1124.3993 | -247.5979 | -181.8986 | 10.7397 | 13.7149 | 0 | 0
2027 | 527 | MW | 679.5909 | 867.8553 | 1100.436 | 339.8712 | -450.7929 | -463.763 | -522.6168 | -967.5064 | -216.6482 | -159.6253 | 12.8877 | 16.4579 | 16.8341 | 1.3741
2027 | 528 | MW | 644.5604 | 823.1204 | 1043.1217 | 322.1696 | -389.875 | -399.0519 | -449.6935 | -836.7623 | -180.5401 | -137.352 | 10.7397 | 13.7149 | 16.8341 | 0
2027 | 529 | MW | 581.5056 | 742.5978 | 951.4187 | 290.3067 | -316.7734 | -334.3408 | -376.7702 | -679.8693 | -144.4321 | -115.0787 | 10.7397 | 13.7149 | 16.8341 | 2.7483
2027 | 530 | MW | 525.4569 | 671.0221 | 859.7157 | 261.9841 | -292.4062 | -312.7704 | -352.4625 | -627.5717 | -134.1155 | -107.6543 | 8.5918 | 10.9719 | 0 | 2.7483
2027 | 531 | MW | 455.3959 | 581.5525 | 733.624 | 226.5808 | -280.2226 | -301.9852 | -340.3086 | -601.4229 | -128.9572 | -103.9421 | 8.5918 | 10.9719 | 0 | 2.7483
2027 | 532 | MW | 378.3289 | 483.1359 | 607.5324 | 187.6372 | -280.2226 | -301.9852 | -340.3086 | -601.4229 | -128.9572 | -103.9421 | 8.5918 | 10.9719 | 0 | 2.7483
2027 | 533 | MW | 315.2741 | 402.6133 | 504.3665 | 159.3146 | -280.2226 | -301.9852 | -340.3086 | -601.4229 | -128.9572 | -103.9421 | 8.5918 | 10.9719 | 0 | 2.7483
2027 | 534 | MW | 266.2315 | 339.9845 | 424.1264 | 130.992 | -316.7734 | -323.5556 | -364.6164 | -679.8693 | -144.4321 | -111.3665 | 8.5918 | 10.9719 | 0 | 2.7483
2027 | 535 | MW | 224.1949 | 286.3028 | 366.812 | 113.2904 | -365.5078 | -377.4815 | -425.3857 | -784.4646 | -170.2236 | -129.9276 | 10.7397 | 13.7149 | 16.8341 | 2.7483
2027 | 536 | MW | 196.1706 | 250.5149 | 320.9605 | 95.5888 | -414.2422 | -399.0519 | -449.6935 | -889.0599 | -206.3316 | -137.352 | 12.8877 | 16.4579 | 16.8341 | 4.1224
2027 | 537 | MW | 182.1584 | 232.621 | 298.0348 | 92.0485 | -475.1601 | -442.1927 | -498.309 | -1019.804 | -232.123 | -152.2009 | 12.8877 | 16.4579 | 50.5024 | 4.1224
2027 | 538 | MW | 168.1462 | 214.7271 | 275.109 | 81.4275 | -511.7109 | -474.5482 | -534.7707 | -1098.2505 | -247.5979 | -163.3375 | 12.8877 | 16.4579 | 50.5024 | 4.1224
2027 | 539 | MW | 189.1645 | 241.568 | 309.4976 | 95.5888 | -548.2617 | -485.3334 | -546.9245 | -1176.6969 | -252.7562 | -167.0497 | 12.8877 | 16.4579 | 50.5024 | 4.1224
2027 | 540 | MW | 217.1888 | 277.3558 | 355.3491 | 113.2904 | -560.4453 | -496.1186 | -559.0784 | -1202.8458 | -257.9145 | -170.762 | 12.8877 | 16.4579 | 50.5024 | 4.1224
2027 | 541 | MW | 280.2437 | 357.8785 | 447.0521 | 141.613 | -572.6289 | -496.1186 | -559.0784 | -1228.9946 | -257.9145 | -170.762 | 10.7397 | 13.7149 | 50.5024 | 4.1224
2027 | 542 | MW | 315.2741 | 402.6133 | 504.3665 | 162.855 | -572.6289 | -496.1186 | -559.0784 | -1228.9946 | -257.9145 | -170.762 | 10.7397 | 13.7149 | 50.5024 | 4.1224
2027 | 543 | MW | 343.2985 | 438.4011 | 561.6809 | 180.5566 | -560.4453 | -485.3334 | -546.9245 | -1202.8458 | -252.7562 | -167.0497 | 10.7397 | 13.7149 | 50.5024 | 1.3741
2027 | 544 | MW | 154.134 | 196.8331 | 240.7204 | 77.8872 | -536.0781 | -474.5482 | -534.7707 | -1150.5481 | -247.5979 | -163.3375 | 8.5918 | 10.9719 | 0 | 1.3741
2027 | 545 | MW | 168.1462 | 214.7271 | 275.109 | 88.5081 | -523.8945 | -474.5482 | -534.7707 | -1124.3993 | -247.5979 | -163.3375 | -4.2959 | -5.486 | -16.8341 | -4.1224
2027 | 546 | MW | 189.1645 | 241.568 | 309.4976 | 92.0485 | -536.0781 | -517.689 | -583.3862 | -1150.5481 | -252.7562 | -178.1864 | -6.4438 | -8.2289 | -16.8341 | -5.4965
2027 | 547 | MW | 189.1645 | 241.568 | 309.4976 | 92.0485 | -536.0781 | -539.2593 | -607.6939 | -1150.5481 | -257.9145 | -185.6108 | -6.4438 | -8.2289 | -33.6683 | -6.8707
2027 | 548 | MW | 189.1645 | 241.568 | 309.4976 | 92.0485 | -536.0781 | -539.2593 | -607.6939 | -1150.5481 | -252.7562 | -185.6108 | -6.4438 | -8.2289 | -33.6683 | -6.8707
2027 | 549 | MW | 609.53 | 778.3856 | 985.8073 | 311.5486 | -523.8945 | -528.4742 | -595.54 | -1124.3993 | -247.5979 | -181.8986 | -6.4438 | -8.2289 | -33.6683 | -6.8707
2027 | 550 | MW | 609.53 | 778.3856 | 997.2702 | 311.5486 | -475.1601 | -485.3334 | -546.9245 | -1019.804 | -226.9647 | -167.0497 | 10.7397 | 13.7149 | 0 | 0
2027 | 551 | MW | 595.5178 | 760.4917 | 962.8815 | 300.9276 | -426.4258 | -431.4075 | -486.1551 | -915.2087 | -201.1733 | -148.4887 | 15.0356 | 19.2009 | 16.8341 | 1.3741
2027 | 552 | MW | 567.4934 | 724.7039 | 917.03 | 286.7663 | -353.3242 | -377.4815 | -425.3857 | -758.3158 | -170.2236 | -129.9276 | 12.8877 | 16.4579 | 16.8341 | 1.3741
2027 | 553 | MW | 532.4629 | 679.9691 | 859.7157 | 265.5244 | -316.7734 | -334.3408 | -376.7702 | -679.8693 | -149.5904 | -115.0787 | 8.5918 | 10.9719 | 16.8341 | 2.7483
2027 | 554 | MW | 476.4142 | 608.3934 | 779.4755 | 240.7421 | -292.4062 | -312.7704 | -352.4625 | -627.5717 | -134.1155 | -107.6543 | 8.5918 | 10.9719 | 16.8341 | 2.7483
2027 | 555 | MW | 413.3594 | 527.8707 | 664.8468 | 208.8792 | -280.2226 | -301.9852 | -340.3086 | -601.4229 | -128.9572 | -103.9421 | 8.5918 | 10.9719 | 16.8341 | 2.7483
2027 | 556 | MW | 357.3107 | 456.295 | 584.6066 | 180.5566 | -280.2226 | -291.2 | -328.1547 | -601.4229 | -128.9572 | -100.2298 | 8.5918 | 10.9719 | 16.8341 | 2.7483
2027 | 557 | MW | 315.2741 | 402.6133 | 515.8294 | 159.3146 | -280.2226 | -291.2 | -328.1547 | -601.4229 | -128.9572 | -100.2298 | 6.4438 | 8.2289 | 16.8341 | 2.7483
2027 | 558 | MW | 280.2437 | 357.8785 | 458.515 | 138.0727 | -304.5898 | -312.7704 | -352.4625 | -653.7205 | -139.2738 | -107.6543 | 8.5918 | 10.9719 | 16.8341 | 2.7483
2027 | 559 | MW | 252.2193 | 322.0906 | 401.2006 | 123.9114 | -341.1406 | -355.9112 | -401.078 | -732.167 | -165.0653 | -122.5031 | 8.5918 | 10.9719 | 16.8341 | 4.1224
2027 | 560 | MW | 224.1949 | 286.3028 | 355.3491 | 113.2904 | -377.6914 | -366.6964 | -413.2319 | -810.6135 | -190.8567 | -126.2154 | 8.5918 | 10.9719 | 16.8341 | 4.1224
2027 | 561 | MW | 196.1706 | 250.5149 | 309.4976 | 99.1291 | -414.2422 | -409.8371 | -461.8474 | -889.0599 | -206.3316 | -141.0642 | 10.7397 | 13.7149 | 50.5024 | 4.1224
2027 | 562 | MW | 182.1584 | 232.621 | 298.0348 | 88.5081 | -450.7929 | -431.4075 | -486.1551 | -967.5064 | -216.6482 | -148.4887 | 10.7397 | 13.7149 | 50.5024 | 2.7483
2027 | 563 | MW | 196.1706 | 250.5149 | 320.9605 | 99.1291 | -475.1601 | -452.9778 | -510.4629 | -1019.804 | -221.8064 | -155.9131 | 12.8877 | 16.4579 | 50.5024 | 2.7483
2027 | 564 | MW | 231.201 | 295.2497 | 366.812 | 120.3711 | -487.3437 | -452.9778 | -510.4629 | -1045.9528 | -226.9647 | -155.9131 | 12.8877 | 16.4579 | 50.5024 | 2.7483
2027 | 565 | MW | 287.2497 | 366.8254 | 458.515 | 148.6937 | -499.5273 | -452.9778 | -510.4629 | -1072.1017 | -232.123 | -155.9131 | 10.7397 | 13.7149 | 50.5024 | 2.7483
2027 | 566 | MW | 329.2863 | 420.5072 | 527.2923 | 169.9356 | -511.7109 | -452.9778 | -510.4629 | -1098.2505 | -232.123 | -155.9131 | 10.7397 | 13.7149 | 50.5024 | 2.7483
2027 | 567 | MW | 357.3107 | 456.295 | 584.6066 | 180.5566 | -511.7109 | -452.9778 | -510.4629 | -1098.2505 | -232.123 | -155.9131 | 10.7397 | 13.7149 | 50.5024 | 0
2027 | 568 | MW | 140.1218 | 178.9392 | 229.2575 | 67.2662 | -499.5273 | -452.9778 | -510.4629 | -1072.1017 | -232.123 | -155.9131 | 6.4438 | 8.2289 | 0 | 0
2027 | 569 | MW | 161.1401 | 205.7801 | 263.6461 | 77.8872 | -487.3437 | -452.9778 | -510.4629 | -1045.9528 | -232.123 | -155.9131 | -6.4438 | -8.2289 | -16.8341 | -4.1224
2027 | 570 | MW | 182.1584 | 232.621 | 286.5719 | 88.5081 | -511.7109 | -506.9038 | -571.2323 | -1098.2505 | -247.5979 | -174.4742 | -6.4438 | -8.2289 | -16.8341 | -5.4965
2027 | 571 | MW | 182.1584 | 232.621 | 309.4976 | 88.5081 | -523.8945 | -539.2593 | -607.6939 | -1124.3993 | -252.7562 | -185.6108 | -8.5918 | -10.9719 | -33.6683 | -6.8707
2027 | 572 | MW | 182.1584 | 232.621 | 298.0348 | 88.5081 | -523.8945 | -539.2593 | -607.6939 | -1124.3993 | -252.7562 | -185.6108 | -8.5918 | -10.9719 | -33.6683 | -6.8707
2027 | 573 | MW | 616.536 | 787.3326 | 1008.733 | 311.5486 | -511.7109 | -528.4742 | -595.54 | -1098.2505 | -247.5979 | -181.8986 | -8.5918 | -10.9719 | -33.6683 | -6.8707
2027 | 574 | MW | 623.5421 | 796.2796 | 1008.733 | 315.0889 | -475.1601 | -496.1186 | -559.0784 | -1019.804 | -226.9647 | -170.762 | 8.5918 | 10.9719 | 16.8341 | 0
2027 | 575 | MW | 595.5178 | 760.4917 | 974.3444 | 300.9276 | -426.4258 | -431.4075 | -486.1551 | -915.2087 | -201.1733 | -148.4887 | 12.8877 | 16.4579 | 16.8341 | 1.3741
2027 | 576 | MW | 567.4934 | 724.7039 | 928.4929 | 286.7663 | -353.3242 | -366.6964 | -413.2319 | -758.3158 | -170.2236 | -126.2154 | 10.7397 | 13.7149 | 16.8341 | 1.3741
2027 | 577 | MW | 525.4569 | 671.0221 | 859.7157 | 265.5244 | -316.7734 | -334.3408 | -376.7702 | -679.8693 | -149.5904 | -115.0787 | 8.5918 | 10.9719 | 0 | 2.7483
2027 | 578 | MW | 469.4081 | 599.4464 | 768.0127 | 233.6615 | -292.4062 | -312.7704 | -352.4625 | -627.5717 | -139.2738 | -107.6543 | 6.4438 | 8.2289 | 0 | 1.3741
2027 | 579 | MW | 406.3533 | 518.9238 | 664.8468 | 201.7985 | -292.4062 | -301.9852 | -340.3086 | -627.5717 | -134.1155 | -103.9421 | 6.4438 | 8.2289 | 0 | 1.3741
2027 | 580 | MW | 357.3107 | 456.295 | 573.1438 | 177.0163 | -292.4062 | -312.7704 | -352.4625 | -627.5717 | -134.1155 | -107.6543 | 6.4438 | 8.2289 | 0 | 1.3741
2027 | 581 | MW | 308.268 | 393.6663 | 504.3665 | 152.234 | -304.5898 | -323.5556 | -364.6164 | -653.7205 | -139.2738 | -111.3665 | 6.4438 | 8.2289 | 0 | 1.3741
2027 | 582 | MW | 266.2315 | 339.9845 | 435.5893 | 134.5324 | -341.1406 | -355.9112 | -401.078 | -732.167 | -159.907 | -122.5031 | 6.4438 | 8.2289 | 0 | 2.7483
2027 | 583 | MW | 231.201 | 295.2497 | 389.7378 | 113.2904 | -414.2422 | -431.4075 | -486.1551 | -889.0599 | -201.1733 | -148.4887 | 8.5918 | 10.9719 | 0 | 2.7483
2027 | 584 | MW | 196.1706 | 250.5149 | 332.4234 | 99.1291 | -475.1601 | -474.5482 | -534.7707 | -1019.804 | -237.2813 | -163.3375 | 8.5918 | 10.9719 | 16.8341 | 2.7483
2027 | 585 | MW | 182.1584 | 232.621 | 298.0348 | 92.0485 | -536.0781 | -528.4742 | -595.54 | -1150.5481 | -257.9145 | -181.8986 | 10.7397 | 13.7149 | 33.6683 | 2.7483
2027 | 586 | MW | 168.1462 | 214.7271 | 275.109 | 84.9678 | -572.6289 | -550.0445 | -619.8478 | -1228.9946 | -268.2311 | -189.323 | 8.5918 | 10.9719 | 33.6683 | 2.7483
2027 | 587 | MW | 161.1401 | 205.7801 | 263.6461 | 77.8872 | -609.1796 | -571.6149 | -644.1556 | -1307.441 | -278.5476 | -196.7475 | 8.5918 | 10.9719 | 33.6683 | 2.7483
2027 | 588 | MW | 161.1401 | 205.7801 | 275.109 | 84.9678 | -621.3632 | -582.4001 | -656.3094 | -1333.5899 | -283.7059 | -200.4597 | 8.5918 | 10.9719 | 33.6683 | 2.7483
2027 | 589 | MW | 196.1706 | 250.5149 | 320.9605 | 106.2098 | -621.3632 | -582.4001 | -656.3094 | -1333.5899 | -283.7059 | -200.4597 | 8.5918 | 10.9719 | 33.6683 | 2.7483
2027 | 590 | MW | 217.1888 | 277.3558 | 355.3491 | 109.7501 | -621.3632 | -582.4001 | -656.3094 | -1333.5899 | -283.7059 | -200.4597 | 8.5918 | 10.9719 | 33.6683 | 2.7483
2027 | 591 | MW | 238.2071 | 304.1967 | 389.7378 | 127.4517 | -609.1796 | -571.6149 | -644.1556 | -1307.441 | -278.5476 | -196.7475 | 8.5918 | 10.9719 | 33.6683 | 0
2027 | 592 | MW | 294.2558 | 375.7724 | 469.9779 | 148.6937 | -596.9961 | -550.0445 | -619.8478 | -1281.2922 | -278.5476 | -189.323 | 6.4438 | 8.2289 | 0 | 0
2027 | 593 | MW | 154.134 | 196.8331 | 252.1833 | 77.8872 | -572.6289 | -539.2593 | -607.6939 | -1228.9946 | -278.5476 | -185.6108 | -6.4438 | -8.2289 | -16.8341 | -5.4965
2027 | 594 | MW | 196.1706 | 250.5149 | 320.9605 | 102.6694 | -584.8125 | -571.6149 | -644.1556 | -1255.1434 | -283.7059 | -196.7475 | -8.5918 | -10.9719 | -33.6683 | -6.8707
2027 | 595 | MW | 231.201 | 295.2497 | 378.2749 | 116.8307 | -584.8125 | -593.1853 | -668.4633 | -1255.1434 | -283.7059 | -204.1719 | -8.5918 | -10.9719 | -33.6683 | -8.2448
2027 | 596 | MW | 252.2193 | 322.0906 | 401.2006 | 123.9114 | -584.8125 | -593.1853 | -668.4633 | -1255.1434 | -283.7059 | -204.1719 | -10.7397 | -13.7149 | -33.6683 | -8.2448
2027 | 597 | MW | 245.2132 | 313.1436 | 401.2006 | 123.9114 | -560.4453 | -571.6149 | -644.1556 | -1202.8458 | -268.2311 | -196.7475 | -10.7397 | -13.7149 | -33.6683 | -8.2448
2027 | 598 | MW | 693.6031 | 885.7492 | 1134.8247 | 346.9519 | -511.7109 | -517.689 | -583.3862 | -1098.2505 | -242.4396 | -178.1864 | 8.5918 | 10.9719 | 16.8341 | -1.3741
2027 | 599 | MW | 693.6031 | 885.7492 | 1134.8247 | 350.4922 | -438.6093 | -452.9778 | -510.4629 | -941.3576 | -211.4899 | -155.9131 | 10.7397 | 13.7149 | 16.8341 | 0
2027 | 600 | MW | 665.5787 | 849.9613 | 1077.5103 | 336.3309 | -377.6914 | -388.2667 | -437.5396 | -810.6135 | -180.5401 | -133.6398 | 8.5918 | 10.9719 | 0 | 0
2027 | 601 | MW | 609.53 | 778.3856 | 997.2702 | 304.468 | -328.957 | -345.126 | -388.9241 | -706.0182 | -154.7487 | -118.7909 | 8.5918 | 10.9719 | 0 | 2.7483
2027 | 602 | MW | 553.4812 | 706.8099 | 905.5672 | 276.1454 | -304.5898 | -323.5556 | -364.6164 | -653.7205 | -144.4321 | -111.3665 | 8.5918 | 10.9719 | 0 | 2.7483
2027 | 603 | MW | 490.4264 | 626.2873 | 790.9384 | 244.2824 | -292.4062 | -312.7704 | -352.4625 | -627.5717 | -139.2738 | -107.6543 | 8.5918 | 10.9719 | 0 | 2.7483
2027 | 604 | MW | 413.3594 | 527.8707 | 676.3097 | 208.8792 | -292.4062 | -312.7704 | -352.4625 | -627.5717 | -139.2738 | -107.6543 | 6.4438 | 8.2289 | 0 | 2.7483
2027 | 605 | MW | 350.3046 | 447.3481 | 561.6809 | 177.0163 | -304.5898 | -323.5556 | -364.6164 | -653.7205 | -144.4321 | -111.3665 | 8.5918 | 10.9719 | 0 | 2.7483
2027 | 606 | MW | 287.2497 | 366.8254 | 469.9779 | 145.1533 | -353.3242 | -377.4815 | -425.3857 | -758.3158 | -165.0653 | -129.9276 | 8.5918 | 10.9719 | 16.8341 | 2.7483
2027 | 607 | MW | 238.2071 | 304.1967 | 389.7378 | 120.3711 | -450.7929 | -463.763 | -522.6168 | -967.5064 | -211.4899 | -159.6253 | 10.7397 | 13.7149 | 16.8341 | 2.7483
2027 | 608 | MW | 182.1584 | 232.621 | 298.0348 | 92.0485 | -536.0781 | -528.4742 | -595.54 | -1150.5481 | -257.9145 | -181.8986 | 10.7397 | 13.7149 | 16.8341 | 4.1224
2027 | 609 | MW | 161.1401 | 205.7801 | 263.6461 | 88.5081 | -609.1796 | -593.1853 | -668.4633 | -1307.441 | -283.7059 | -204.1719 | 10.7397 | 13.7149 | 33.6683 | 2.7483
2027 | 610 | MW | 140.1218 | 178.9392 | 229.2575 | 74.3468 | -657.914 | -625.5408 | -704.925 | -1412.0363 | -299.1808 | -215.3086 | 10.7397 | 13.7149 | 33.6683 | 2.7483
2027 | 611 | MW | 133.1157 | 169.9923 | 229.2575 | 67.2662 | -694.4648 | -647.1112 | -729.2327 | -1490.4828 | -319.8139 | -222.733 | 10.7397 | 13.7149 | 33.6683 | 2.7483
2027 | 612 | MW | 147.1279 | 187.8862 | 240.7204 | 74.3468 | -718.832 | -657.8964 | -741.3866 | -1542.7804 | -330.1305 | -226.4452 | 10.7397 | 13.7149 | 33.6683 | 2.7483
2027 | 613 | MW | 182.1584 | 232.621 | 298.0348 | 99.1291 | -718.832 | -668.6816 | -753.5405 | -1542.7804 | -340.4471 | -230.1574 | 10.7397 | 13.7149 | 33.6683 | 2.7483
2027 | 614 | MW | 203.1767 | 259.4619 | 332.4234 | 106.2098 | -731.0156 | -679.4668 | -765.6943 | -1568.9293 | -345.6054 | -233.8696 | 10.7397 | 13.7149 | 33.6683 | 2.7483
2027 | 615 | MW | 231.201 | 295.2497 | 366.812 | 120.3711 | -718.832 | -668.6816 | -753.5405 | -1542.7804 | -345.6054 | -230.1574 | 8.5918 | 10.9719 | 33.6683 | 0
2027 | 616 | MW | 280.2437 | 357.8785 | 458.515 | 141.613 | -694.4648 | -647.1112 | -729.2327 | -1490.4828 | -340.4471 | -222.733 | 6.4438 | 8.2289 | 0 | 0
2027 | 617 | MW | 161.1401 | 205.7801 | 263.6461 | 81.4275 | -670.0976 | -625.5408 | -704.925 | -1438.1852 | -330.1305 | -215.3086 | -6.4438 | -8.2289 | -16.8341 | -5.4965
2027 | 618 | MW | 196.1706 | 250.5149 | 320.9605 | 102.6694 | -657.914 | -636.326 | -717.0788 | -1412.0363 | -324.9722 | -219.0208 | -6.4438 | -8.2289 | -16.8341 | -6.8707
2027 | 619 | MW | 231.201 | 295.2497 | 378.2749 | 116.8307 | -633.5468 | -625.5408 | -704.925 | -1359.7387 | -304.3391 | -215.3086 | -8.5918 | -10.9719 | -33.6683 | -8.2448
2027 | 620 | MW | 252.2193 | 322.0906 | 401.2006 | 123.9114 | -609.1796 | -603.9705 | -680.6172 | -1307.441 | -288.8642 | -207.8841 | -8.5918 | -10.9719 | -33.6683 | -8.2448
2027 | 621 | MW | 245.2132 | 313.1436 | 401.2006 | 123.9114 | -572.6289 | -571.6149 | -644.1556 | -1228.9946 | -273.3893 | -196.7475 | -8.5918 | -10.9719 | -33.6683 | -8.2448
2027 | 622 | MW | 679.5909 | 867.8553 | 1100.436 | 343.4115 | -523.8945 | -528.4742 | -595.54 | -1124.3993 | -247.5979 | -181.8986 | 10.7397 | 13.7149 | 16.8341 | -1.3741
2027 | 623 | MW | 679.5909 | 867.8553 | 1100.436 | 346.9519 | -450.7929 | -463.763 | -522.6168 | -967.5064 | -211.4899 | -159.6253 | 12.8877 | 16.4579 | 16.8341 | 1.3741
2027 | 624 | MW | 644.5604 | 823.1204 | 1043.1217 | 325.7099 | -377.6914 | -399.0519 | -449.6935 | -810.6135 | -180.5401 | -137.352 | 10.7397 | 13.7149 | 16.8341 | 0
2027 | 625 | MW | 588.5117 | 751.5448 | 951.4187 | 297.3873 | -328.957 | -355.9112 | -401.078 | -706.0182 | -154.7487 | -122.5031 | 8.5918 | 10.9719 | 16.8341 | 2.7483
2027 | 626 | MW | 532.4629 | 679.9691 | 859.7157 | 265.5244 | -304.5898 | -334.3408 | -376.7702 | -653.7205 | -144.4321 | -115.0787 | 8.5918 | 10.9719 | 16.8341 | 2.7483
2027 | 627 | MW | 455.3959 | 581.5525 | 745.0869 | 230.1211 | -292.4062 | -323.5556 | -364.6164 | -627.5717 | -139.2738 | -111.3665 | 6.4438 | 8.2289 | 16.8341 | 2.7483
2027 | 628 | MW | 385.335 | 492.0829 | 618.9953 | 194.7179 | -292.4062 | -312.7704 | -352.4625 | -627.5717 | -139.2738 | -107.6543 | 6.4438 | 8.2289 | 16.8341 | 1.3741
2027 | 629 | MW | 322.2802 | 411.5602 | 515.8294 | 162.855 | -304.5898 | -323.5556 | -364.6164 | -653.7205 | -144.4321 | -111.3665 | 6.4438 | 8.2289 | 16.8341 | 1.3741
2027 | 630 | MW | 266.2315 | 339.9845 | 424.1264 | 134.5324 | -353.3242 | -377.4815 | -425.3857 | -758.3158 | -165.0653 | -129.9276 | 8.5918 | 10.9719 | 16.8341 | 1.3741
2027 | 631 | MW | 217.1888 | 277.3558 | 355.3491 | 106.2098 | -450.7929 | -463.763 | -522.6168 | -967.5064 | -211.4899 | -159.6253 | 8.5918 | 10.9719 | 16.8341 | 2.7483
2027 | 632 | MW | 168.1462 | 214.7271 | 275.109 | 81.4275 | -536.0781 | -528.4742 | -595.54 | -1150.5481 | -257.9145 | -181.8986 | 10.7397 | 13.7149 | 16.8341 | 2.7483
2027 | 633 | MW | 154.134 | 196.8331 | 252.1833 | 77.8872 | -609.1796 | -593.1853 | -668.4633 | -1307.441 | -283.7059 | -204.1719 | 10.7397 | 13.7149 | 67.3366 | 2.7483
2027 | 634 | MW | 133.1157 | 169.9923 | 229.2575 | 67.2662 | -670.0976 | -625.5408 | -704.925 | -1438.1852 | -304.3391 | -215.3086 | 10.7397 | 13.7149 | 67.3366 | 4.1224
2027 | 635 | MW | 133.1157 | 169.9923 | 217.7946 | 63.7259 | -718.832 | -647.1112 | -729.2327 | -1542.7804 | -324.9722 | -222.733 | 10.7397 | 13.7149 | 67.3366 | 4.1224
2027 | 636 | MW | 140.1218 | 178.9392 | 229.2575 | 74.3468 | -743.1992 | -668.6816 | -753.5405 | -1595.0781 | -340.4471 | -230.1574 | 10.7397 | 13.7149 | 67.3366 | 2.7483
2027 | 637 | MW | 175.1523 | 223.674 | 286.5719 | 95.5888 | -755.3828 | -668.6816 | -753.5405 | -1621.2269 | -350.7637 | -230.1574 | 10.7397 | 13.7149 | 67.3366 | 2.7483
2027 | 638 | MW | 196.1706 | 250.5149 | 320.9605 | 106.2098 | -779.7499 | -679.4668 | -765.6943 | -1673.5245 | -355.922 | -233.8696 | 10.7397 | 13.7149 | 67.3366 | 2.7483
2027 | 639 | MW | 224.1949 | 286.3028 | 366.812 | 116.8307 | -767.5664 | -668.6816 | -753.5405 | -1647.3757 | -355.922 | -230.1574 | 8.5918 | 10.9719 | 67.3366 | 0
2027 | 640 | MW | 280.2437 | 357.8785 | 458.515 | 138.0727 | -743.1992 | -657.8964 | -741.3866 | -1595.0781 | -350.7637 | -226.4452 | 6.4438 | 8.2289 | 0 | 0
2027 | 641 | MW | 161.1401 | 205.7801 | 263.6461 | 81.4275 | -694.4648 | -625.5408 | -704.925 | -1490.4828 | -335.2888 | -215.3086 | -6.4438 | -8.2289 | -16.8341 | -5.4965
2027 | 642 | MW | 203.1767 | 259.4619 | 320.9605 | 102.6694 | -670.0976 | -647.1112 | -729.2327 | -1438.1852 | -324.9722 | -222.733 | -6.4438 | -8.2289 | -33.6683 | -6.8707
2027 | 643 | MW | 231.201 | 295.2497 | 378.2749 | 116.8307 | -645.7304 | -636.326 | -717.0788 | -1385.8875 | -304.3391 | -219.0208 | -8.5918 | -10.9719 | -33.6683 | -8.2448
2027 | 644 | MW | 252.2193 | 322.0906 | 412.6635 | 127.4517 | -609.1796 | -603.9705 | -680.6172 | -1307.441 | -288.8642 | -207.8841 | -8.5918 | -10.9719 | -33.6683 | -8.2448
2027 | 645 | MW | 245.2132 | 313.1436 | 401.2006 | 123.9114 | -572.6289 | -571.6149 | -644.1556 | -1228.9946 | -273.3893 | -196.7475 | -8.5918 | -10.9719 | -33.6683 | -6.8707
2027 | 646 | MW | 679.5909 | 867.8553 | 1100.436 | 339.8712 | -523.8945 | -528.4742 | -595.54 | -1124.3993 | -247.5979 | -181.8986 | 10.7397 | 13.7149 | 16.8341 | -1.3741
2027 | 647 | MW | 672.5848 | 858.9083 | 1100.436 | 339.8712 | -450.7929 | -463.763 | -522.6168 | -967.5064 | -211.4899 | -159.6253 | 12.8877 | 16.4579 | 16.8341 | 0
2027 | 648 | MW | 637.5543 | 814.1735 | 1043.1217 | 322.1696 | -377.6914 | -399.0519 | -449.6935 | -810.6135 | -180.5401 | -137.352 | 10.7397 | 13.7149 | 16.8341 | 0
2027 | 649 | MW | 581.5056 | 742.5978 | 951.4187 | 290.3067 | -328.957 | -345.126 | -388.9241 | -706.0182 | -154.7487 | -118.7909 | 8.5918 | 10.9719 | 0 | 2.7483
2027 | 650 | MW | 525.4569 | 671.0221 | 859.7157 | 261.9841 | -304.5898 | -323.5556 | -364.6164 | -653.7205 | -139.2738 | -111.3665 | 6.4438 | 8.2289 | 0 | 2.7483
2027 | 651 | MW | 455.3959 | 581.5525 | 745.0869 | 226.5808 | -292.4062 | -312.7704 | -352.4625 | -627.5717 | -134.1155 | -107.6543 | 6.4438 | 8.2289 | 0 | 2.7483
2027 | 652 | MW | 378.3289 | 483.1359 | 618.9953 | 187.6372 | -292.4062 | -312.7704 | -352.4625 | -627.5717 | -139.2738 | -107.6543 | 6.4438 | 8.2289 | 0 | 2.7483
2027 | 653 | MW | 315.2741 | 402.6133 | 504.3665 | 159.3146 | -304.5898 | -323.5556 | -364.6164 | -653.7205 | -139.2738 | -111.3665 | 6.4438 | 8.2289 | 0 | 2.7483
2027 | 654 | MW | 259.2254 | 331.0376 | 412.6635 | 130.992 | -353.3242 | -366.6964 | -413.2319 | -758.3158 | -165.0653 | -126.2154 | 6.4438 | 8.2289 | 0 | 2.7483
2027 | 655 | MW | 210.1827 | 268.4088 | 332.4234 | 106.2098 | -450.7929 | -463.763 | -522.6168 | -967.5064 | -211.4899 | -159.6253 | 8.5918 | 10.9719 | 0 | 2.7483
2027 | 656 | MW | 161.1401 | 205.7801 | 263.6461 | 81.4275 | -536.0781 | -528.4742 | -595.54 | -1150.5481 | -257.9145 | -181.8986 | 10.7397 | 13.7149 | 16.8341 | 4.1224
2027 | 657 | MW | 147.1279 | 187.8862 | 240.7204 | 77.8872 | -609.1796 | -582.4001 | -656.3094 | -1307.441 | -283.7059 | -200.4597 | 10.7397 | 13.7149 | 50.5024 | 2.7483
2027 | 658 | MW | 133.1157 | 169.9923 | 229.2575 | 67.2662 | -657.914 | -625.5408 | -704.925 | -1412.0363 | -309.4974 | -215.3086 | 8.5918 | 10.9719 | 50.5024 | 2.7483
2027 | 659 | MW | 126.1096 | 161.0453 | 217.7946 | 63.7259 | -706.6484 | -657.8964 | -741.3866 | -1516.6316 | -330.1305 | -226.4452 | 8.5918 | 10.9719 | 50.5024 | 2.7483
2027 | 660 | MW | 140.1218 | 178.9392 | 229.2575 | 70.8065 | -731.0156 | -668.6816 | -753.5405 | -1568.9293 | -340.4471 | -230.1574 | 8.5918 | 10.9719 | 33.6683 | 2.7483
2027 | 661 | MW | 175.1523 | 223.674 | 286.5719 | 95.5888 | -743.1992 | -679.4668 | -765.6943 | -1595.0781 | -350.7637 | -233.8696 | 8.5918 | 10.9719 | 33.6683 | 2.7483
2027 | 662 | MW | 196.1706 | 250.5149 | 320.9605 | 106.2098 | -743.1992 | -679.4668 | -765.6943 | -1595.0781 | -355.922 | -233.8696 | 8.5918 | 10.9719 | 33.6683 | 2.7483
2027 | 663 | MW | 224.1949 | 286.3028 | 355.3491 | 120.3711 | -743.1992 | -668.6816 | -753.5405 | -1595.0781 | -355.922 | -230.1574 | 8.5918 | 10.9719 | 33.6683 | 0
2027 | 664 | MW | 273.2376 | 348.9315 | 447.0521 | 141.613 | -718.832 | -647.1112 | -729.2327 | -1542.7804 | -345.6054 | -222.733 | 6.4438 | 8.2289 | 0 | 0
2027 | 665 | MW | 161.1401 | 205.7801 | 263.6461 | 81.4275 | -682.2812 | -625.5408 | -704.925 | -1464.334 | -335.2888 | -215.3086 | -6.4438 | -8.2289 | -16.8341 | -5.4965
2027 | 666 | MW | 203.1767 | 259.4619 | 332.4234 | 102.6694 | -670.0976 | -636.326 | -717.0788 | -1438.1852 | -324.9722 | -219.0208 | -6.4438 | -8.2289 | -33.6683 | -6.8707
2027 | 667 | MW | 231.201 | 295.2497 | 378.2749 | 116.8307 | -645.7304 | -625.5408 | -704.925 | -1385.8875 | -304.3391 | -215.3086 | -8.5918 | -10.9719 | -33.6683 | -8.2448
2027 | 668 | MW | 252.2193 | 322.0906 | 412.6635 | 127.4517 | -609.1796 | -603.9705 | -680.6172 | -1307.441 | -288.8642 | -207.8841 | -8.5918 | -10.9719 | -33.6683 | -8.2448
2027 | 669 | MW | 245.2132 | 313.1436 | 401.2006 | 123.9114 | -572.6289 | -582.4001 | -656.3094 | -1228.9946 | -273.3893 | -200.4597 | -8.5918 | -10.9719 | -33.6683 | -6.8707
2027 | 670 | MW | 672.5848 | 858.9083 | 1100.436 | 339.8712 | -523.8945 | -528.4742 | -595.54 | -1124.3993 | -247.5979 | -181.8986 | 8.5918 | 10.9719 | 16.8341 | 0
2027 | 671 | MW | 679.5909 | 867.8553 | 1100.436 | 339.8712 | -450.7929 | -463.763 | -522.6168 | -967.5064 | -211.4899 | -159.6253 | 10.7397 | 13.7149 | 16.8341 | 1.3741
2027 | 672 | MW | 637.5543 | 814.1735 | 1043.1217 | 322.1696 | -377.6914 | -399.0519 | -449.6935 | -810.6135 | -180.5401 | -137.352 | 10.7397 | 13.7149 | 0 | 0
2027 | 673 | MW | 581.5056 | 742.5978 | 951.4187 | 290.3067 | -328.957 | -355.9112 | -401.078 | -706.0182 | -154.7487 | -122.5031 | 8.5918 | 10.9719 | 0 | 2.7483
2027 | 674 | MW | 525.4569 | 671.0221 | 859.7157 | 261.9841 | -304.5898 | -323.5556 | -364.6164 | -653.7205 | -144.4321 | -111.3665 | 6.4438 | 8.2289 | 0 | 2.7483
2027 | 675 | MW | 455.3959 | 581.5525 | 745.0869 | 226.5808 | -292.4062 | -312.7704 | -352.4625 | -627.5717 | -139.2738 | -107.6543 | 6.4438 | 8.2289 | 0 | 2.7483
2027 | 676 | MW | 378.3289 | 483.1359 | 618.9953 | 187.6372 | -292.4062 | -312.7704 | -352.4625 | -627.5717 | -139.2738 | -107.6543 | 6.4438 | 8.2289 | 0 | 2.7483
2027 | 677 | MW | 308.268 | 393.6663 | 504.3665 | 155.7743 | -304.5898 | -323.5556 | -364.6164 | -653.7205 | -139.2738 | -111.3665 | 6.4438 | 8.2289 | 0 | 2.7483
2027 | 678 | MW | 252.2193 | 322.0906 | 412.6635 | 127.4517 | -353.3242 | -366.6964 | -413.2319 | -758.3158 | -165.0653 | -126.2154 | 8.5918 | 10.9719 | 0 | 2.7483
2027 | 679 | MW | 203.1767 | 259.4619 | 332.4234 | 102.6694 | -450.7929 | -452.9778 | -510.4629 | -967.5064 | -211.4899 | -155.9131 | 8.5918 | 10.9719 | 16.8341 | 4.1224
2027 | 680 | MW | 161.1401 | 205.7801 | 263.6461 | 77.8872 | -536.0781 | -517.689 | -583.3862 | -1150.5481 | -252.7562 | -178.1864 | 10.7397 | 13.7149 | 16.8341 | 4.1224
2027 | 681 | MW | 147.1279 | 187.8862 | 240.7204 | 74.3468 | -609.1796 | -582.4001 | -656.3094 | -1307.441 | -283.7059 | -200.4597 | 10.7397 | 13.7149 | 50.5024 | 4.1224
2027 | 682 | MW | 126.1096 | 161.0453 | 217.7946 | 63.7259 | -657.914 | -614.7556 | -692.7711 | -1412.0363 | -304.3391 | -211.5963 | 10.7397 | 13.7149 | 50.5024 | 4.1224
2027 | 683 | MW | 126.1096 | 161.0453 | 217.7946 | 63.7259 | -694.4648 | -636.326 | -717.0788 | -1490.4828 | -324.9722 | -219.0208 | 8.5918 | 10.9719 | 50.5024 | 4.1224
2027 | 684 | MW | 140.1218 | 178.9392 | 240.7204 | 70.8065 | -718.832 | -657.8964 | -741.3866 | -1542.7804 | -335.2888 | -226.4452 | 8.5918 | 10.9719 | 50.5024 | 4.1224
2027 | 685 | MW | 175.1523 | 223.674 | 286.5719 | 95.5888 | -731.0156 | -657.8964 | -741.3866 | -1568.9293 | -335.2888 | -226.4452 | 8.5918 | 10.9719 | 50.5024 | 4.1224
2027 | 686 | MW | 196.1706 | 250.5149 | 320.9605 | 102.6694 | -743.1992 | -668.6816 | -753.5405 | -1595.0781 | -340.4471 | -230.1574 | 8.5918 | 10.9719 | 50.5024 | 4.1224
2027 | 687 | MW | 224.1949 | 286.3028 | 355.3491 | 116.8307 | -731.0156 | -657.8964 | -741.3866 | -1568.9293 | -335.2888 | -226.4452 | 8.5918 | 10.9719 | 50.5024 | 1.3741
2027 | 688 | MW | 273.2376 | 348.9315 | 447.0521 | 138.0727 | -694.4648 | -647.1112 | -729.2327 | -1490.4828 | -324.9722 | -222.733 | 6.4438 | 8.2289 | 0 | 1.3741
2027 | 689 | MW | 161.1401 | 205.7801 | 263.6461 | 81.4275 | -670.0976 | -625.5408 | -704.925 | -1438.1852 | -319.8139 | -215.3086 | -6.4438 | -8.2289 | -16.8341 | -4.1224
2027 | 690 | MW | 203.1767 | 259.4619 | 332.4234 | 102.6694 | -657.914 | -647.1112 | -729.2327 | -1412.0363 | -314.6557 | -222.733 | -6.4438 | -8.2289 | -33.6683 | -6.8707
2027 | 691 | MW | 231.201 | 295.2497 | 378.2749 | 116.8307 | -633.5468 | -625.5408 | -704.925 | -1359.7387 | -304.3391 | -215.3086 | -8.5918 | -10.9719 | -33.6683 | -6.8707
2027 | 692 | MW | 252.2193 | 322.0906 | 412.6635 | 127.4517 | -596.9961 | -593.1853 | -668.4633 | -1281.2922 | -288.8642 | -204.1719 | -8.5918 | -10.9719 | -33.6683 | -6.8707
2027 | 693 | MW | 252.2193 | 322.0906 | 412.6635 | 123.9114 | -572.6289 | -571.6149 | -644.1556 | -1228.9946 | -273.3893 | -196.7475 | -8.5918 | -10.9719 | -33.6683 | -6.8707
2027 | 694 | MW | 672.5848 | 858.9083 | 1100.436 | 339.8712 | -523.8945 | -528.4742 | -595.54 | -1124.3993 | -247.5979 | -181.8986 | 8.5918 | 10.9719 | 16.8341 | 0
2027 | 695 | MW | 672.5848 | 858.9083 | 1100.436 | 339.8712 | -450.7929 | -463.763 | -522.6168 | -967.5064 | -216.6482 | -159.6253 | 10.7397 | 13.7149 | 16.8341 | 1.3741
2027 | 696 | MW | 637.5543 | 814.1735 | 1043.1217 | 322.1696 | -389.875 | -399.0519 | -449.6935 | -836.7623 | -180.5401 | -137.352 | 10.7397 | 13.7149 | 16.8341 | 1.3741
2027 | 697 | MW | 581.5056 | 742.5978 | 951.4187 | 290.3067 | -316.7734 | -345.126 | -388.9241 | -679.8693 | -149.5904 | -118.7909 | 10.7397 | 13.7149 | 16.8341 | 2.7483
2027 | 698 | MW | 518.4508 | 662.0751 | 848.2528 | 258.4437 | -292.4062 | -312.7704 | -352.4625 | -627.5717 | -134.1155 | -107.6543 | 8.5918 | 10.9719 | 0 | 2.7483
2027 | 699 | MW | 448.3899 | 572.6055 | 733.624 | 223.0405 | -280.2226 | -301.9852 | -340.3086 | -601.4229 | -128.9572 | -103.9421 | 8.5918 | 10.9719 | 0 | 2.7483
2027 | 700 | MW | 371.3228 | 474.189 | 607.5324 | 184.0969 | -280.2226 | -301.9852 | -340.3086 | -601.4229 | -128.9572 | -103.9421 | 8.5918 | 10.9719 | 0 | 2.7483
2027 | 701 | MW | 308.268 | 393.6663 | 504.3665 | 155.7743 | -280.2226 | -301.9852 | -340.3086 | -601.4229 | -134.1155 | -103.9421 | 8.5918 | 10.9719 | 0 | 2.7483
2027 | 702 | MW | 259.2254 | 331.0376 | 424.1264 | 130.992 | -316.7734 | -323.5556 | -364.6164 | -679.8693 | -144.4321 | -111.3665 | 8.5918 | 10.9719 | 0 | 2.7483
2027 | 703 | MW | 224.1949 | 286.3028 | 355.3491 | 113.2904 | -365.5078 | -377.4815 | -425.3857 | -784.4646 | -175.3818 | -129.9276 | 8.5918 | 10.9719 | 16.8341 | 2.7483
2027 | 704 | MW | 196.1706 | 250.5149 | 309.4976 | 99.1291 | -414.2422 | -409.8371 | -461.8474 | -889.0599 | -206.3316 | -141.0642 | 10.7397 | 13.7149 | 16.8341 | 4.1224
2027 | 705 | MW | 182.1584 | 232.621 | 298.0348 | 92.0485 | -462.9765 | -452.9778 | -510.4629 | -993.6552 | -232.123 | -155.9131 | 12.8877 | 16.4579 | 50.5024 | 4.1224
2027 | 706 | MW | 168.1462 | 214.7271 | 275.109 | 84.9678 | -499.5273 | -485.3334 | -546.9245 | -1072.1017 | -247.5979 | -167.0497 | 12.8877 | 16.4579 | 50.5024 | 4.1224
2027 | 707 | MW | 182.1584 | 232.621 | 298.0348 | 95.5888 | -536.0781 | -496.1186 | -559.0784 | -1150.5481 | -257.9145 | -170.762 | 12.8877 | 16.4579 | 50.5024 | 4.1224
2027 | 708 | MW | 217.1888 | 277.3558 | 355.3491 | 113.2904 | -548.2617 | -506.9038 | -571.2323 | -1176.6969 | -263.0728 | -174.4742 | 12.8877 | 16.4579 | 50.5024 | 4.1224
2027 | 709 | MW | 273.2376 | 348.9315 | 447.0521 | 138.0727 | -560.4453 | -506.9038 | -571.2323 | -1202.8458 | -268.2311 | -174.4742 | 12.8877 | 16.4579 | 50.5024 | 4.1224
2027 | 710 | MW | 315.2741 | 402.6133 | 504.3665 | 159.3146 | -560.4453 | -506.9038 | -571.2323 | -1202.8458 | -273.3893 | -174.4742 | 12.8877 | 16.4579 | 50.5024 | 4.1224
2027 | 711 | MW | 343.2985 | 438.4011 | 561.6809 | 177.0163 | -560.4453 | -496.1186 | -559.0784 | -1202.8458 | -268.2311 | -170.762 | 12.8877 | 16.4579 | 50.5024 | 1.3741
2027 | 712 | MW | 147.1279 | 187.8862 | 240.7204 | 70.8065 | -548.2617 | -496.1186 | -559.0784 | -1176.6969 | -268.2311 | -170.762 | 8.5918 | 10.9719 | 0 | 1.3741
2027 | 713 | MW | 168.1462 | 214.7271 | 275.109 | 84.9678 | -523.8945 | -485.3334 | -546.9245 | -1124.3993 | -263.0728 | -167.0497 | -4.2959 | -5.486 | -16.8341 | -4.1224
2027 | 714 | MW | 189.1645 | 241.568 | 298.0348 | 95.5888 | -523.8945 | -528.4742 | -595.54 | -1124.3993 | -263.0728 | -181.8986 | -6.4438 | -8.2289 | -16.8341 | -5.4965
2027 | 715 | MW | 196.1706 | 250.5149 | 320.9605 | 99.1291 | -536.0781 | -539.2593 | -607.6939 | -1150.5481 | -257.9145 | -185.6108 | -6.4438 | -8.2289 | -33.6683 | -6.8707
2027 | 716 | MW | 189.1645 | 241.568 | 309.4976 | 99.1291 | -536.0781 | -528.4742 | -595.54 | -1150.5481 | -257.9145 | -181.8986 | -6.4438 | -8.2289 | -33.6683 | -6.8707
2027 | 717 | MW | 616.536 | 787.3326 | 1008.733 | 308.0083 | -523.8945 | -517.689 | -583.3862 | -1124.3993 | -247.5979 | -178.1864 | -6.4438 | -8.2289 | -16.8341 | -5.4965
2027 | 718 | MW | 616.536 | 787.3326 | 997.2702 | 311.5486 | -487.3437 | -485.3334 | -546.9245 | -1045.9528 | -232.123 | -167.0497 | 10.7397 | 13.7149 | 0 | 0
2027 | 719 | MW | 595.5178 | 760.4917 | 974.3444 | 300.9276 | -426.4258 | -431.4075 | -486.1551 | -915.2087 | -206.3316 | -148.4887 | 15.0356 | 19.2009 | 16.8341 | 1.3741
2027 | 720 | MW | 574.4995 | 733.6508 | 939.9558 | 290.3067 | -365.5078 | -377.4815 | -425.3857 | -784.4646 | -170.2236 | -129.9276 | 12.8877 | 16.4579 | 16.8341 | 1.3741
2027 | 721 | MW | 532.4629 | 679.9691 | 871.1785 | 269.0647 | -316.7734 | -323.5556 | -364.6164 | -679.8693 | -149.5904 | -111.3665 | 8.5918 | 10.9719 | 0 | 2.7483
2027 | 722 | MW | 476.4142 | 608.3934 | 779.4755 | 240.7421 | -292.4062 | -301.9852 | -340.3086 | -627.5717 | -139.2738 | -103.9421 | 6.4438 | 8.2289 | 0 | 2.7483
2027 | 723 | MW | 413.3594 | 527.8707 | 676.3097 | 208.8792 | -280.2226 | -291.2 | -328.1547 | -601.4229 | -134.1155 | -100.2298 | 6.4438 | 8.2289 | 0 | 2.7483
2027 | 724 | MW | 364.3168 | 465.242 | 596.0695 | 180.5566 | -280.2226 | -291.2 | -328.1547 | -601.4229 | -134.1155 | -100.2298 | 6.4438 | 8.2289 | 0 | 2.7483
2027 | 725 | MW | 322.2802 | 411.5602 | 515.8294 | 159.3146 | -280.2226 | -291.2 | -328.1547 | -601.4229 | -134.1155 | -100.2298 | 6.4438 | 8.2289 | 0 | 2.7483
2027 | 726 | MW | 280.2437 | 357.8785 | 458.515 | 138.0727 | -304.5898 | -312.7704 | -352.4625 | -653.7205 | -144.4321 | -107.6543 | 6.4438 | 8.2289 | 0 | 2.7483
2027 | 727 | MW | 252.2193 | 322.0906 | 401.2006 | 123.9114 | -353.3242 | -345.126 | -388.9241 | -758.3158 | -170.2236 | -118.7909 | 8.5918 | 10.9719 | 16.8341 | 2.7483
2027 | 728 | MW | 224.1949 | 286.3028 | 355.3491 | 109.7501 | -377.6914 | -366.6964 | -413.2319 | -810.6135 | -190.8567 | -126.2154 | 10.7397 | 13.7149 | 16.8341 | 2.7483
2027 | 729 | MW | 196.1706 | 250.5149 | 320.9605 | 95.5888 | -426.4258 | -409.8371 | -461.8474 | -915.2087 | -211.4899 | -141.0642 | 10.7397 | 13.7149 | 50.5024 | 4.1224
2027 | 730 | MW | 182.1584 | 232.621 | 298.0348 | 92.0485 | -462.9765 | -431.4075 | -486.1551 | -993.6552 | -226.9647 | -148.4887 | 10.7397 | 13.7149 | 50.5024 | 4.1224
2027 | 731 | MW | 196.1706 | 250.5149 | 320.9605 | 99.1291 | -487.3437 | -442.1927 | -498.309 | -1045.9528 | -242.4396 | -152.2009 | 10.7397 | 13.7149 | 50.5024 | 4.1224
2027 | 732 | MW | 238.2071 | 304.1967 | 389.7378 | 120.3711 | -511.7109 | -452.9778 | -510.4629 | -1098.2505 | -252.7562 | -155.9131 | 8.5918 | 10.9719 | 33.6683 | 4.1224
2027 | 733 | MW | 294.2558 | 375.7724 | 469.9779 | 152.234 | -536.0781 | -452.9778 | -510.4629 | -1150.5481 | -263.0728 | -155.9131 | 8.5918 | 10.9719 | 50.5024 | 4.1224
2027 | 734 | MW | 329.2863 | 420.5072 | 527.2923 | 166.3953 | -548.2617 | -452.9778 | -510.4629 | -1176.6969 | -273.3893 | -155.9131 | 8.5918 | 10.9719 | 33.6683 | 4.1224
2027 | 735 | MW | 350.3046 | 447.3481 | 561.6809 | 177.0163 | -548.2617 | -452.9778 | -510.4629 | -1176.6969 | -273.3893 | -155.9131 | 8.5918 | 10.9719 | 33.6683 | 1.3741
2027 | 736 | MW | 140.1218 | 178.9392 | 229.2575 | 70.8065 | -536.0781 | -452.9778 | -510.4629 | -1150.5481 | -273.3893 | -155.9131 | 6.4438 | 8.2289 | 0 | 1.3741
2027 | 737 | MW | 154.134 | 196.8331 | 252.1833 | 77.8872 | -511.7109 | -452.9778 | -510.4629 | -1098.2505 | -263.0728 | -155.9131 | -6.4438 | -8.2289 | -16.8341 | -5.4965
2027 | 738 | MW | 175.1523 | 223.674 | 286.5719 | 84.9678 | -523.8945 | -506.9038 | -571.2323 | -1124.3993 | -263.0728 | -174.4742 | -6.4438 | -8.2289 | -16.8341 | -6.8707
2027 | 739 | MW | 182.1584 | 232.621 | 298.0348 | 88.5081 | -536.0781 | -539.2593 | -607.6939 | -1150.5481 | -263.0728 | -185.6108 | -8.5918 | -10.9719 | -33.6683 | -6.8707
2027 | 740 | MW | 182.1584 | 232.621 | 298.0348 | 92.0485 | -536.0781 | -539.2593 | -607.6939 | -1150.5481 | -257.9145 | -185.6108 | -8.5918 | -10.9719 | -33.6683 | -6.8707
2027 | 741 | MW | 602.5239 | 769.4387 | 985.8073 | 304.468 | -523.8945 | -528.4742 | -595.54 | -1124.3993 | -252.7562 | -181.8986 | -8.5918 | -10.9719 | -33.6683 | -6.8707
2027 | 742 | MW | 602.5239 | 769.4387 | 985.8073 | 304.468 | -475.1601 | -496.1186 | -559.0784 | -1019.804 | -232.123 | -170.762 | 8.5918 | 10.9719 | 16.8341 | 0
2027 | 743 | MW | 581.5056 | 742.5978 | 951.4187 | 293.847 | -426.4258 | -431.4075 | -486.1551 | -915.2087 | -201.1733 | -148.4887 | 10.7397 | 13.7149 | 16.8341 | 1.3741
2027 | 744 | MW | 560.4873 | 715.7569 | 917.03 | 283.226 | -353.3242 | -366.6964 | -413.2319 | -758.3158 | -170.2236 | -126.2154 | 10.7397 | 13.7149 | 16.8341 | 1.3741
2027 | 745 | MW | 525.4569 | 671.0221 | 848.2528 | 261.9841 | -328.957 | -345.126 | -388.9241 | -706.0182 | -159.907 | -118.7909 | 6.4438 | 8.2289 | 0 | 1.3741
2027 | 746 | MW | 462.402 | 590.4994 | 756.5498 | 230.1211 | -304.5898 | -323.5556 | -364.6164 | -653.7205 | -144.4321 | -111.3665 | 6.4438 | 8.2289 | 0 | 1.3741
2027 | 747 | MW | 399.3472 | 509.9768 | 653.3839 | 194.7179 | -292.4062 | -312.7704 | -352.4625 | -627.5717 | -139.2738 | -107.6543 | 6.4438 | 8.2289 | 0 | 1.3741
2027 | 748 | MW | 343.2985 | 438.4011 | 561.6809 | 169.9356 | -292.4062 | -312.7704 | -352.4625 | -627.5717 | -144.4321 | -107.6543 | 6.4438 | 8.2289 | 0 | 1.3741
2027 | 749 | MW | 294.2558 | 375.7724 | 481.4408 | 148.6937 | -304.5898 | -323.5556 | -364.6164 | -653.7205 | -149.5904 | -111.3665 | 4.2959 | 5.486 | 0 | 1.3741
2027 | 750 | MW | 259.2254 | 331.0376 | 412.6635 | 127.4517 | -353.3242 | -366.6964 | -413.2319 | -758.3158 | -170.2236 | -126.2154 | 6.4438 | 8.2289 | 0 | 1.3741
2027 | 751 | MW | 217.1888 | 277.3558 | 355.3491 | 109.7501 | -450.7929 | -452.9778 | -510.4629 | -967.5064 | -216.6482 | -155.9131 | 6.4438 | 8.2289 | 0 | 1.3741
2027 | 752 | MW | 189.1645 | 241.568 | 309.4976 | 99.1291 | -536.0781 | -517.689 | -583.3862 | -1150.5481 | -263.0728 | -178.1864 | 6.4438 | 8.2289 | 0 | 2.7483
2027 | 753 | MW | 175.1523 | 223.674 | 286.5719 | 92.0485 | -621.3632 | -582.4001 | -656.3094 | -1333.5899 | -294.0225 | -200.4597 | 8.5918 | 10.9719 | 33.6683 | 2.7483
2027 | 754 | MW | 161.1401 | 205.7801 | 263.6461 | 84.9678 | -682.2812 | -614.7556 | -692.7711 | -1464.334 | -324.9722 | -211.5963 | 8.5918 | 10.9719 | 50.5024 | 2.7483
2027 | 755 | MW | 154.134 | 196.8331 | 252.1833 | 81.4275 | -743.1992 | -636.326 | -717.0788 | -1595.0781 | -345.6054 | -219.0208 | 10.7397 | 13.7149 | 50.5024 | 2.7483
2027 | 756 | MW | 161.1401 | 205.7801 | 263.6461 | 81.4275 | -779.7499 | -647.1112 | -729.2327 | -1673.5245 | -361.0803 | -222.733 | 10.7397 | 13.7149 | 50.5024 | 2.7483
2027 | 757 | MW | 196.1706 | 250.5149 | 320.9605 | 99.1291 | -804.1171 | -647.1112 | -729.2327 | -1725.8222 | -371.3968 | -222.733 | 10.7397 | 13.7149 | 50.5024 | 2.7483
2027 | 758 | MW | 217.1888 | 277.3558 | 355.3491 | 109.7501 | -816.3007 | -647.1112 | -729.2327 | -1751.971 | -381.7134 | -222.733 | 10.7397 | 13.7149 | 50.5024 | 2.7483
2027 | 759 | MW | 245.2132 | 313.1436 | 401.2006 | 123.9114 | -816.3007 | -636.326 | -717.0788 | -1751.971 | -386.8717 | -219.0208 | 10.7397 | 13.7149 | 50.5024 | 0
2027 | 760 | MW | 294.2558 | 375.7724 | 481.4408 | 148.6937 | -791.9335 | -614.7556 | -692.7711 | -1699.6734 | -386.8717 | -211.5963 | 6.4438 | 8.2289 | 0 | 0
2027 | 761 | MW | 154.134 | 196.8331 | 252.1833 | 81.4275 | -743.1992 | -603.9705 | -680.6172 | -1595.0781 | -366.2386 | -207.8841 | -6.4438 | -8.2289 | -16.8341 | -5.4965
2027 | 762 | MW | 196.1706 | 250.5149 | 320.9605 | 102.6694 | -694.4648 | -636.326 | -717.0788 | -1490.4828 | -345.6054 | -219.0208 | -8.5918 | -10.9719 | -16.8341 | -6.8707
2027 | 763 | MW | 224.1949 | 286.3028 | 355.3491 | 116.8307 | -657.914 | -625.5408 | -704.925 | -1412.0363 | -314.6557 | -215.3086 | -8.5918 | -10.9719 | -33.6683 | -6.8707
2027 | 764 | MW | 238.2071 | 304.1967 | 378.2749 | 123.9114 | -621.3632 | -603.9705 | -680.6172 | -1333.5899 | -299.1808 | -207.8841 | -8.5918 | -10.9719 | -33.6683 | -6.8707
2027 | 765 | MW | 231.201 | 295.2497 | 378.2749 | 120.3711 | -584.8125 | -582.4001 | -656.3094 | -1255.1434 | -278.5476 | -200.4597 | -8.5918 | -10.9719 | -33.6683 | -6.8707
2027 | 766 | MW | 693.6031 | 885.7492 | 1123.3618 | 350.4922 | -536.0781 | -528.4742 | -595.54 | -1150.5481 | -252.7562 | -181.8986 | 8.5918 | 10.9719 | 0 | -1.3741
2027 | 767 | MW | 693.6031 | 885.7492 | 1123.3618 | 346.9519 | -462.9765 | -463.763 | -522.6168 | -993.6552 | -216.6482 | -159.6253 | 10.7397 | 13.7149 | 16.8341 | 0
2027 | 768 | MW | 658.5726 | 841.0144 | 1077.5103 | 332.7906 | -389.875 | -399.0519 | -449.6935 | -836.7623 | -180.5401 | -137.352 | 8.5918 | 10.9719 | 0 | 0
2027 | 769 | MW | 609.53 | 778.3856 | 997.2702 | 308.0083 | -341.1406 | -355.9112 | -401.078 | -732.167 | -154.7487 | -122.5031 | 6.4438 | 8.2289 | 0 | 2.7483
2027 | 770 | MW | 553.4812 | 706.8099 | 905.5672 | 279.6857 | -304.5898 | -334.3408 | -376.7702 | -653.7205 | -144.4321 | -115.0787 | 6.4438 | 8.2289 | 0 | 1.3741
2027 | 771 | MW | 483.4203 | 617.3403 | 790.9384 | 244.2824 | -304.5898 | -323.5556 | -364.6164 | -653.7205 | -139.2738 | -111.3665 | 6.4438 | 8.2289 | 0 | 1.3741
2027 | 772 | MW | 413.3594 | 527.8707 | 664.8468 | 208.8792 | -304.5898 | -323.5556 | -364.6164 | -653.7205 | -139.2738 | -111.3665 | 4.2959 | 5.486 | 0 | 1.3741
2027 | 773 | MW | 343.2985 | 438.4011 | 561.6809 | 173.4759 | -304.5898 | -334.3408 | -376.7702 | -653.7205 | -144.4321 | -115.0787 | 6.4438 | 8.2289 | 0 | 1.3741
2027 | 774 | MW | 294.2558 | 375.7724 | 469.9779 | 145.1533 | -353.3242 | -377.4815 | -425.3857 | -758.3158 | -170.2236 | -129.9276 | 6.4438 | 8.2289 | 0 | 1.3741
2027 | 775 | MW | 238.2071 | 304.1967 | 378.2749 | 120.3711 | -450.7929 | -452.9778 | -510.4629 | -967.5064 | -216.6482 | -155.9131 | 6.4438 | 8.2289 | 16.8341 | 1.3741
2027 | 776 | MW | 189.1645 | 241.568 | 298.0348 | 99.1291 | -548.2617 | -528.4742 | -595.54 | -1176.6969 | -263.0728 | -181.8986 | 8.5918 | 10.9719 | 16.8341 | 2.7483
2027 | 777 | MW | 168.1462 | 214.7271 | 275.109 | 84.9678 | -621.3632 | -593.1853 | -668.4633 | -1333.5899 | -294.0225 | -204.1719 | 8.5918 | 10.9719 | 33.6683 | 2.7483
2027 | 778 | MW | 140.1218 | 178.9392 | 229.2575 | 77.8872 | -682.2812 | -614.7556 | -692.7711 | -1464.334 | -319.8139 | -211.5963 | 8.5918 | 10.9719 | 33.6683 | 2.7483
2027 | 779 | MW | 133.1157 | 169.9923 | 217.7946 | 70.8065 | -743.1992 | -636.326 | -717.0788 | -1595.0781 | -340.4471 | -219.0208 | 8.5918 | 10.9719 | 33.6683 | 2.7483
2027 | 780 | MW | 147.1279 | 187.8862 | 240.7204 | 74.3468 | -767.5664 | -647.1112 | -729.2327 | -1647.3757 | -355.922 | -222.733 | 8.5918 | 10.9719 | 33.6683 | 2.7483
2027 | 781 | MW | 182.1584 | 232.621 | 309.4976 | 88.5081 | -791.9335 | -647.1112 | -729.2327 | -1699.6734 | -371.3968 | -222.733 | 6.4438 | 8.2289 | 33.6683 | 2.7483
2027 | 782 | MW | 210.1827 | 268.4088 | 343.8863 | 99.1291 | -804.1171 | -647.1112 | -729.2327 | -1725.8222 | -376.5551 | -222.733 | 6.4438 | 8.2289 | 33.6683 | 2.7483
2027 | 783 | MW | 231.201 | 295.2497 | 378.2749 | 113.2904 | -791.9335 | -636.326 | -717.0788 | -1699.6734 | -371.3968 | -219.0208 | 6.4438 | 8.2289 | 33.6683 | 0
2027 | 784 | MW | 280.2437 | 357.8785 | 458.515 | 145.1533 | -767.5664 | -625.5408 | -704.925 | -1647.3757 | -361.0803 | -215.3086 | 4.2959 | 5.486 | 0 | 0
2027 | 785 | MW | 154.134 | 196.8331 | 252.1833 | 81.4275 | -731.0156 | -614.7556 | -692.7711 | -1568.9293 | -345.6054 | -211.5963 | -6.4438 | -8.2289 | -16.8341 | -5.4965
2027 | 786 | MW | 196.1706 | 250.5149 | 320.9605 | 102.6694 | -706.6484 | -636.326 | -717.0788 | -1516.6316 | -335.2888 | -219.0208 | -6.4438 | -8.2289 | -16.8341 | -5.4965
2027 | 787 | MW | 224.1949 | 286.3028 | 366.812 | 120.3711 | -657.914 | -636.326 | -717.0788 | -1412.0363 | -314.6557 | -219.0208 | -8.5918 | -10.9719 | -16.8341 | -6.8707
2027 | 788 | MW | 238.2071 | 304.1967 | 389.7378 | 127.4517 | -621.3632 | -603.9705 | -680.6172 | -1333.5899 | -299.1808 | -207.8841 | -8.5918 | -10.9719 | -33.6683 | -6.8707
2027 | 789 | MW | 238.2071 | 304.1967 | 389.7378 | 123.9114 | -584.8125 | -582.4001 | -656.3094 | -1255.1434 | -278.5476 | -200.4597 | -10.7397 | -13.7149 | -16.8341 | -6.8707
2027 | 790 | MW | 679.5909 | 867.8553 | 1100.436 | 346.9519 | -536.0781 | -528.4742 | -595.54 | -1150.5481 | -252.7562 | -181.8986 | 6.4438 | 8.2289 | 16.8341 | -1.3741
2027 | 791 | MW | 679.5909 | 867.8553 | 1100.436 | 343.4115 | -462.9765 | -463.763 | -522.6168 | -993.6552 | -216.6482 | -159.6253 | 10.7397 | 13.7149 | 16.8341 | 0
2027 | 792 | MW | 644.5604 | 823.1204 | 1043.1217 | 325.7099 | -389.875 | -409.8371 | -461.8474 | -836.7623 | -185.6984 | -141.0642 | 8.5918 | 10.9719 | 0 | 0
2027 | 793 | MW | 588.5117 | 751.5448 | 962.8815 | 297.3873 | -341.1406 | -355.9112 | -401.078 | -732.167 | -154.7487 | -122.5031 | 6.4438 | 8.2289 | 0 | 1.3741
2027 | 794 | MW | 532.4629 | 679.9691 | 871.1785 | 269.0647 | -304.5898 | -334.3408 | -376.7702 | -653.7205 | -144.4321 | -115.0787 | 6.4438 | 8.2289 | 0 | 1.3741
2027 | 795 | MW | 462.402 | 590.4994 | 756.5498 | 230.1211 | -304.5898 | -323.5556 | -364.6164 | -653.7205 | -139.2738 | -111.3665 | 6.4438 | 8.2289 | 0 | 1.3741
2027 | 796 | MW | 385.335 | 492.0829 | 630.4582 | 194.7179 | -304.5898 | -323.5556 | -364.6164 | -653.7205 | -139.2738 | -111.3665 | 6.4438 | 8.2289 | 0 | 1.3741
2027 | 797 | MW | 322.2802 | 411.5602 | 515.8294 | 159.3146 | -316.7734 | -334.3408 | -376.7702 | -679.8693 | -144.4321 | -115.0787 | 6.4438 | 8.2289 | 0 | 1.3741
2027 | 798 | MW | 266.2315 | 339.9845 | 435.5893 | 134.5324 | -353.3242 | -377.4815 | -425.3857 | -758.3158 | -165.0653 | -129.9276 | 6.4438 | 8.2289 | 0 | 1.3741
2027 | 799 | MW | 217.1888 | 277.3558 | 355.3491 | 109.7501 | -450.7929 | -452.9778 | -510.4629 | -967.5064 | -211.4899 | -155.9131 | 6.4438 | 8.2289 | 16.8341 | 2.7483
2027 | 800 | MW | 168.1462 | 214.7271 | 286.5719 | 88.5081 | -548.2617 | -528.4742 | -595.54 | -1176.6969 | -257.9145 | -181.8986 | 6.4438 | 8.2289 | 16.8341 | 2.7483
2027 | 801 | MW | 154.134 | 196.8331 | 263.6461 | 77.8872 | -633.5468 | -582.4001 | -656.3094 | -1359.7387 | -288.8642 | -200.4597 | 8.5918 | 10.9719 | 33.6683 | 2.7483
2027 | 802 | MW | 140.1218 | 178.9392 | 229.2575 | 70.8065 | -694.4648 | -614.7556 | -692.7711 | -1490.4828 | -314.6557 | -211.5963 | 8.5918 | 10.9719 | 33.6683 | 2.7483
2027 | 803 | MW | 133.1157 | 169.9923 | 217.7946 | 70.8065 | -743.1992 | -636.326 | -717.0788 | -1595.0781 | -330.1305 | -219.0208 | 8.5918 | 10.9719 | 33.6683 | 2.7483
2027 | 804 | MW | 147.1279 | 187.8862 | 240.7204 | 70.8065 | -779.7499 | -647.1112 | -729.2327 | -1673.5245 | -340.4471 | -222.733 | 8.5918 | 10.9719 | 33.6683 | 2.7483
2027 | 805 | MW | 182.1584 | 232.621 | 298.0348 | 88.5081 | -804.1171 | -647.1112 | -729.2327 | -1725.8222 | -345.6054 | -222.733 | 8.5918 | 10.9719 | 33.6683 | 2.7483
2027 | 806 | MW | 196.1706 | 250.5149 | 320.9605 | 99.1291 | -828.4843 | -647.1112 | -729.2327 | -1778.1198 | -355.922 | -222.733 | 8.5918 | 10.9719 | 33.6683 | 2.7483
2027 | 807 | MW | 224.1949 | 286.3028 | 378.2749 | 113.2904 | -828.4843 | -636.326 | -717.0788 | -1778.1198 | -355.922 | -219.0208 | 8.5918 | 10.9719 | 33.6683 | 0
2027 | 808 | MW | 280.2437 | 357.8785 | 458.515 | 141.613 | -791.9335 | -625.5408 | -704.925 | -1699.6734 | -350.7637 | -215.3086 | 6.4438 | 8.2289 | 0 | 0
2027 | 809 | MW | 161.1401 | 205.7801 | 252.1833 | 81.4275 | -743.1992 | -614.7556 | -692.7711 | -1595.0781 | -340.4471 | -211.5963 | -6.4438 | -8.2289 | -16.8341 | -4.1224
2027 | 810 | MW | 203.1767 | 259.4619 | 332.4234 | 102.6694 | -706.6484 | -625.5408 | -704.925 | -1516.6316 | -330.1305 | -215.3086 | -8.5918 | -10.9719 | -16.8341 | -5.4965
2027 | 811 | MW | 231.201 | 295.2497 | 366.812 | 120.3711 | -670.0976 | -625.5408 | -704.925 | -1438.1852 | -314.6557 | -215.3086 | -8.5918 | -10.9719 | -16.8341 | -6.8707
2027 | 812 | MW | 245.2132 | 313.1436 | 389.7378 | 127.4517 | -633.5468 | -603.9705 | -680.6172 | -1359.7387 | -299.1808 | -207.8841 | -8.5918 | -10.9719 | -16.8341 | -6.8707
2027 | 813 | MW | 245.2132 | 313.1436 | 401.2006 | 127.4517 | -584.8125 | -582.4001 | -656.3094 | -1255.1434 | -278.5476 | -200.4597 | -8.5918 | -10.9719 | -16.8341 | -6.8707
2027 | 814 | MW | 679.5909 | 867.8553 | 1111.8989 | 346.9519 | -536.0781 | -528.4742 | -595.54 | -1150.5481 | -252.7562 | -181.8986 | 6.4438 | 8.2289 | 16.8341 | 0
2027 | 815 | MW | 679.5909 | 867.8553 | 1111.8989 | 343.4115 | -462.9765 | -463.763 | -522.6168 | -993.6552 | -216.6482 | -159.6253 | 10.7397 | 13.7149 | 16.8341 | 0
2027 | 816 | MW | 644.5604 | 823.1204 | 1054.5845 | 322.1696 | -389.875 | -399.0519 | -449.6935 | -836.7623 | -180.5401 | -137.352 | 8.5918 | 10.9719 | 16.8341 | 0
2027 | 817 | MW | 588.5117 | 751.5448 | 962.8815 | 293.847 | -328.957 | -355.9112 | -401.078 | -706.0182 | -154.7487 | -122.5031 | 6.4438 | 8.2289 | 0 | 1.3741
2027 | 818 | MW | 532.4629 | 679.9691 | 859.7157 | 265.5244 | -304.5898 | -323.5556 | -364.6164 | -653.7205 | -144.4321 | -111.3665 | 6.4438 | 8.2289 | 0 | 1.3741
2027 | 819 | MW | 455.3959 | 581.5525 | 745.0869 | 226.5808 | -292.4062 | -312.7704 | -352.4625 | -627.5717 | -139.2738 | -107.6543 | 6.4438 | 8.2289 | 0 | 1.3741
2027 | 820 | MW | 378.3289 | 483.1359 | 618.9953 | 191.1776 | -292.4062 | -312.7704 | -352.4625 | -627.5717 | -139.2738 | -107.6543 | 6.4438 | 8.2289 | 0 | 1.3741
2027 | 821 | MW | 308.268 | 393.6663 | 515.8294 | 152.234 | -304.5898 | -323.5556 | -364.6164 | -653.7205 | -144.4321 | -111.3665 | 6.4438 | 8.2289 | 0 | 1.3741
2027 | 822 | MW | 259.2254 | 331.0376 | 424.1264 | 127.4517 | -353.3242 | -377.4815 | -425.3857 | -758.3158 | -165.0653 | -129.9276 | 6.4438 | 8.2289 | 0 | 1.3741
2027 | 823 | MW | 210.1827 | 268.4088 | 332.4234 | 102.6694 | -450.7929 | -452.9778 | -510.4629 | -967.5064 | -211.4899 | -155.9131 | 8.5918 | 10.9719 | 0 | 2.7483
2027 | 824 | MW | 161.1401 | 205.7801 | 263.6461 | 84.9678 | -536.0781 | -528.4742 | -595.54 | -1150.5481 | -263.0728 | -181.8986 | 8.5918 | 10.9719 | 16.8341 | 2.7483
2027 | 825 | MW | 154.134 | 196.8331 | 252.1833 | 77.8872 | -633.5468 | -582.4001 | -656.3094 | -1359.7387 | -299.1808 | -200.4597 | 8.5918 | 10.9719 | 33.6683 | 2.7483
2027 | 826 | MW | 133.1157 | 169.9923 | 217.7946 | 70.8065 | -706.6484 | -614.7556 | -692.7711 | -1516.6316 | -324.9722 | -211.5963 | 8.5918 | 10.9719 | 33.6683 | 2.7483
2027 | 827 | MW | 126.1096 | 161.0453 | 206.3318 | 67.2662 | -755.3828 | -636.326 | -717.0788 | -1621.2269 | -345.6054 | -219.0208 | 8.5918 | 10.9719 | 33.6683 | 2.7483
2027 | 828 | MW | 140.1218 | 178.9392 | 240.7204 | 67.2662 | -791.9335 | -647.1112 | -729.2327 | -1699.6734 | -361.0803 | -222.733 | 6.4438 | 8.2289 | 33.6683 | 2.7483
2027 | 829 | MW | 175.1523 | 223.674 | 298.0348 | 84.9678 | -804.1171 | -647.1112 | -729.2327 | -1725.8222 | -366.2386 | -222.733 | 6.4438 | 8.2289 | 33.6683 | 2.7483
2027 | 830 | MW | 196.1706 | 250.5149 | 332.4234 | 95.5888 | -816.3007 | -647.1112 | -729.2327 | -1751.971 | -371.3968 | -222.733 | 6.4438 | 8.2289 | 33.6683 | 2.7483
2027 | 831 | MW | 224.1949 | 286.3028 | 366.812 | 109.7501 | -804.1171 | -647.1112 | -729.2327 | -1725.8222 | -371.3968 | -222.733 | 6.4438 | 8.2289 | 33.6683 | 0
2027 | 832 | MW | 273.2376 | 348.9315 | 447.0521 | 138.0727 | -779.7499 | -625.5408 | -704.925 | -1673.5245 | -366.2386 | -215.3086 | 4.2959 | 5.486 | 0 | 0
2027 | 833 | MW | 161.1401 | 205.7801 | 263.6461 | 84.9678 | -731.0156 | -603.9705 | -680.6172 | -1568.9293 | -350.7637 | -207.8841 | -6.4438 | -8.2289 | -16.8341 | -4.1224
2027 | 834 | MW | 203.1767 | 259.4619 | 332.4234 | 106.2098 | -694.4648 | -614.7556 | -692.7711 | -1490.4828 | -335.2888 | -211.5963 | -6.4438 | -8.2289 | -16.8341 | -5.4965
2027 | 835 | MW | 231.201 | 295.2497 | 378.2749 | 123.9114 | -645.7304 | -625.5408 | -704.925 | -1385.8875 | -309.4974 | -215.3086 | -8.5918 | -10.9719 | -16.8341 | -6.8707
2027 | 836 | MW | 245.2132 | 313.1436 | 401.2006 | 130.992 | -621.3632 | -603.9705 | -680.6172 | -1333.5899 | -294.0225 | -207.8841 | -8.5918 | -10.9719 | -16.8341 | -6.8707
2027 | 837 | MW | 252.2193 | 322.0906 | 401.2006 | 127.4517 | -584.8125 | -582.4001 | -656.3094 | -1255.1434 | -278.5476 | -200.4597 | -8.5918 | -10.9719 | -16.8341 | -6.8707
2027 | 838 | MW | 679.5909 | 867.8553 | 1100.436 | 343.4115 | -523.8945 | -528.4742 | -595.54 | -1124.3993 | -252.7562 | -181.8986 | 6.4438 | 8.2289 | 16.8341 | 0
2027 | 839 | MW | 672.5848 | 858.9083 | 1100.436 | 339.8712 | -450.7929 | -463.763 | -522.6168 | -967.5064 | -216.6482 | -159.6253 | 10.7397 | 13.7149 | 16.8341 | 0
2027 | 840 | MW | 637.5543 | 814.1735 | 1043.1217 | 322.1696 | -389.875 | -399.0519 | -449.6935 | -836.7623 | -180.5401 | -137.352 | 8.5918 | 10.9719 | 0 | 0
2027 | 841 | MW | 581.5056 | 742.5978 | 951.4187 | 293.847 | -328.957 | -355.9112 | -401.078 | -706.0182 | -154.7487 | -122.5031 | 8.5918 | 10.9719 | 16.8341 | 2.7483
2027 | 842 | MW | 525.4569 | 671.0221 | 848.2528 | 261.9841 | -304.5898 | -323.5556 | -364.6164 | -653.7205 | -144.4321 | -111.3665 | 6.4438 | 8.2289 | 0 | 1.3741
2027 | 843 | MW | 448.3899 | 572.6055 | 733.624 | 226.5808 | -292.4062 | -312.7704 | -352.4625 | -627.5717 | -139.2738 | -107.6543 | 6.4438 | 8.2289 | 0 | 1.3741
2027 | 844 | MW | 371.3228 | 474.189 | 607.5324 | 187.6372 | -292.4062 | -312.7704 | -352.4625 | -627.5717 | -139.2738 | -107.6543 | 6.4438 | 8.2289 | 0 | 1.3741
2027 | 845 | MW | 308.268 | 393.6663 | 504.3665 | 152.234 | -304.5898 | -323.5556 | -364.6164 | -653.7205 | -144.4321 | -111.3665 | 6.4438 | 8.2289 | 0 | 1.3741
2027 | 846 | MW | 252.2193 | 322.0906 | 412.6635 | 127.4517 | -353.3242 | -366.6964 | -413.2319 | -758.3158 | -165.0653 | -126.2154 | 6.4438 | 8.2289 | 16.8341 | 1.3741
2027 | 847 | MW | 203.1767 | 259.4619 | 332.4234 | 102.6694 | -438.6093 | -442.1927 | -498.309 | -941.3576 | -211.4899 | -152.2009 | 8.5918 | 10.9719 | 16.8341 | 1.3741
2027 | 848 | MW | 161.1401 | 205.7801 | 263.6461 | 81.4275 | -523.8945 | -517.689 | -583.3862 | -1124.3993 | -252.7562 | -178.1864 | 8.5918 | 10.9719 | 16.8341 | 2.7483
2027 | 849 | MW | 154.134 | 196.8331 | 252.1833 | 77.8872 | -609.1796 | -582.4001 | -656.3094 | -1307.441 | -278.5476 | -200.4597 | 8.5918 | 10.9719 | 33.6683 | 2.7483
2027 | 850 | MW | 133.1157 | 169.9923 | 217.7946 | 70.8065 | -657.914 | -614.7556 | -692.7711 | -1412.0363 | -304.3391 | -211.5963 | 8.5918 | 10.9719 | 33.6683 | 2.7483
2027 | 851 | MW | 126.1096 | 161.0453 | 206.3318 | 67.2662 | -706.6484 | -636.326 | -717.0788 | -1516.6316 | -324.9722 | -219.0208 | 8.5918 | 10.9719 | 33.6683 | 2.7483
2027 | 852 | MW | 140.1218 | 178.9392 | 229.2575 | 67.2662 | -731.0156 | -647.1112 | -729.2327 | -1568.9293 | -335.2888 | -222.733 | 8.5918 | 10.9719 | 33.6683 | 2.7483
2027 | 853 | MW | 175.1523 | 223.674 | 298.0348 | 84.9678 | -743.1992 | -657.8964 | -741.3866 | -1595.0781 | -345.6054 | -226.4452 | 8.5918 | 10.9719 | 33.6683 | 2.7483
2027 | 854 | MW | 196.1706 | 250.5149 | 320.9605 | 99.1291 | -743.1992 | -657.8964 | -741.3866 | -1595.0781 | -350.7637 | -226.4452 | 8.5918 | 10.9719 | 33.6683 | 2.7483
2027 | 855 | MW | 224.1949 | 286.3028 | 366.812 | 113.2904 | -731.0156 | -647.1112 | -729.2327 | -1568.9293 | -345.6054 | -222.733 | 8.5918 | 10.9719 | 33.6683 | 1.3741
2027 | 856 | MW | 280.2437 | 357.8785 | 458.515 | 145.1533 | -706.6484 | -625.5408 | -704.925 | -1516.6316 | -335.2888 | -215.3086 | 4.2959 | 5.486 | 0 | 1.3741
2027 | 857 | MW | 161.1401 | 205.7801 | 263.6461 | 84.9678 | -670.0976 | -603.9705 | -680.6172 | -1438.1852 | -324.9722 | -207.8841 | -4.2959 | -5.486 | -16.8341 | -4.1224
2027 | 858 | MW | 210.1827 | 268.4088 | 332.4234 | 106.2098 | -645.7304 | -603.9705 | -680.6172 | -1385.8875 | -314.6557 | -207.8841 | -6.4438 | -8.2289 | -16.8341 | -5.4965
2027 | 859 | MW | 238.2071 | 304.1967 | 378.2749 | 120.3711 | -633.5468 | -614.7556 | -692.7711 | -1359.7387 | -299.1808 | -211.5963 | -6.4438 | -8.2289 | -16.8341 | -6.8707
2027 | 860 | MW | 252.2193 | 322.0906 | 401.2006 | 130.992 | -596.9961 | -593.1853 | -668.4633 | -1281.2922 | -283.7059 | -204.1719 | -8.5918 | -10.9719 | -16.8341 | -6.8707
2027 | 861 | MW | 252.2193 | 322.0906 | 401.2006 | 130.992 | -572.6289 | -571.6149 | -644.1556 | -1228.9946 | -268.2311 | -196.7475 | -8.5918 | -10.9719 | -16.8341 | -5.4965
2027 | 862 | MW | 679.5909 | 867.8553 | 1111.8989 | 343.4115 | -511.7109 | -517.689 | -583.3862 | -1098.2505 | -247.5979 | -178.1864 | 8.5918 | 10.9719 | 16.8341 | 0
2027 | 863 | MW | 679.5909 | 867.8553 | 1111.8989 | 339.8712 | -450.7929 | -463.763 | -522.6168 | -967.5064 | -211.4899 | -159.6253 | 10.7397 | 13.7149 | 16.8341 | 1.3741
2027 | 864 | MW | 637.5543 | 814.1735 | 1043.1217 | 318.6293 | -377.6914 | -399.0519 | -449.6935 | -810.6135 | -180.5401 | -137.352 | 8.5918 | 10.9719 | 16.8341 | 0
2027 | 865 | MW | 581.5056 | 742.5978 | 951.4187 | 293.847 | -316.7734 | -334.3408 | -376.7702 | -679.8693 | -144.4321 | -115.0787 | 8.5918 | 10.9719 | 16.8341 | 2.7483
2027 | 866 | MW | 525.4569 | 671.0221 | 859.7157 | 261.9841 | -292.4062 | -312.7704 | -352.4625 | -627.5717 | -134.1155 | -107.6543 | 6.4438 | 8.2289 | 16.8341 | 2.7483
2027 | 867 | MW | 448.3899 | 572.6055 | 733.624 | 226.5808 | -280.2226 | -301.9852 | -340.3086 | -601.4229 | -128.9572 | -103.9421 | 6.4438 | 8.2289 | 0 | 1.3741
2027 | 868 | MW | 378.3289 | 483.1359 | 607.5324 | 187.6372 | -280.2226 | -301.9852 | -340.3086 | -601.4229 | -128.9572 | -103.9421 | 6.4438 | 8.2289 | 0 | 1.3741
2027 | 869 | MW | 308.268 | 393.6663 | 504.3665 | 152.234 | -280.2226 | -301.9852 | -340.3086 | -601.4229 | -128.9572 | -103.9421 | 6.4438 | 8.2289 | 0 | 1.3741
2027 | 870 | MW | 259.2254 | 331.0376 | 424.1264 | 130.992 | -304.5898 | -323.5556 | -364.6164 | -653.7205 | -139.2738 | -111.3665 | 6.4438 | 8.2289 | 16.8341 | 1.3741
2027 | 871 | MW | 224.1949 | 286.3028 | 366.812 | 113.2904 | -353.3242 | -366.6964 | -413.2319 | -758.3158 | -170.2236 | -126.2154 | 8.5918 | 10.9719 | 16.8341 | 2.7483
2027 | 872 | MW | 196.1706 | 250.5149 | 320.9605 | 99.1291 | -414.2422 | -409.8371 | -461.8474 | -889.0599 | -201.1733 | -141.0642 | 8.5918 | 10.9719 | 16.8341 | 2.7483
2027 | 873 | MW | 182.1584 | 232.621 | 298.0348 | 88.5081 | -462.9765 | -452.9778 | -510.4629 | -993.6552 | -221.8064 | -155.9131 | 8.5918 | 10.9719 | 33.6683 | 2.7483
2027 | 874 | MW | 175.1523 | 223.674 | 286.5719 | 84.9678 | -499.5273 | -485.3334 | -546.9245 | -1072.1017 | -242.4396 | -167.0497 | 8.5918 | 10.9719 | 33.6683 | 2.7483
2027 | 875 | MW | 196.1706 | 250.5149 | 320.9605 | 95.5888 | -523.8945 | -496.1186 | -559.0784 | -1124.3993 | -252.7562 | -170.762 | 8.5918 | 10.9719 | 33.6683 | 2.7483
2027 | 876 | MW | 224.1949 | 286.3028 | 366.812 | 109.7501 | -548.2617 | -506.9038 | -571.2323 | -1176.6969 | -263.0728 | -174.4742 | 8.5918 | 10.9719 | 33.6683 | 2.7483
2027 | 877 | MW | 287.2497 | 366.8254 | 469.9779 | 145.1533 | -572.6289 | -506.9038 | -571.2323 | -1228.9946 | -273.3893 | -174.4742 | 8.5918 | 10.9719 | 33.6683 | 2.7483
2027 | 878 | MW | 315.2741 | 402.6133 | 515.8294 | 159.3146 | -584.8125 | -506.9038 | -571.2323 | -1255.1434 | -278.5476 | -174.4742 | 8.5918 | 10.9719 | 33.6683 | 2.7483
2027 | 879 | MW | 343.2985 | 438.4011 | 561.6809 | 169.9356 | -584.8125 | -496.1186 | -559.0784 | -1255.1434 | -278.5476 | -170.762 | 8.5918 | 10.9719 | 33.6683 | 1.3741
2027 | 880 | MW | 140.1218 | 178.9392 | 229.2575 | 74.3468 | -572.6289 | -474.5482 | -534.7707 | -1228.9946 | -278.5476 | -163.3375 | 6.4438 | 8.2289 | 0 | 1.3741
2027 | 881 | MW | 154.134 | 196.8331 | 252.1833 | 77.8872 | -548.2617 | -474.5482 | -534.7707 | -1176.6969 | -268.2311 | -163.3375 | -4.2959 | -5.486 | -16.8341 | -4.1224
2027 | 882 | MW | 175.1523 | 223.674 | 286.5719 | 88.5081 | -536.0781 | -496.1186 | -559.0784 | -1150.5481 | -257.9145 | -170.762 | -4.2959 | -5.486 | -16.8341 | -5.4965
2027 | 883 | MW | 182.1584 | 232.621 | 298.0348 | 95.5888 | -536.0781 | -539.2593 | -607.6939 | -1150.5481 | -252.7562 | -185.6108 | -6.4438 | -8.2289 | -16.8341 | -5.4965
2027 | 884 | MW | 189.1645 | 241.568 | 298.0348 | 95.5888 | -523.8945 | -528.4742 | -595.54 | -1124.3993 | -252.7562 | -181.8986 | -6.4438 | -8.2289 | -16.8341 | -5.4965
2027 | 885 | MW | 609.53 | 778.3856 | 997.2702 | 304.468 | -511.7109 | -528.4742 | -595.54 | -1098.2505 | -242.4396 | -181.8986 | -6.4438 | -8.2289 | -16.8341 | -5.4965
2027 | 886 | MW | 616.536 | 787.3326 | 1008.733 | 311.5486 | -475.1601 | -485.3334 | -546.9245 | -1019.804 | -221.8064 | -167.0497 | 8.5918 | 10.9719 | 16.8341 | 0
2027 | 887 | MW | 595.5178 | 760.4917 | 974.3444 | 297.3873 | -414.2422 | -442.1927 | -498.309 | -889.0599 | -196.015 | -152.2009 | 10.7397 | 13.7149 | 16.8341 | 1.3741
2027 | 888 | MW | 567.4934 | 724.7039 | 928.4929 | 286.7663 | -353.3242 | -377.4815 | -425.3857 | -758.3158 | -165.0653 | -129.9276 | 8.5918 | 10.9719 | 16.8341 | 1.3741
2027 | 889 | MW | 525.4569 | 671.0221 | 848.2528 | 261.9841 | -304.5898 | -334.3408 | -376.7702 | -653.7205 | -144.4321 | -115.0787 | 8.5918 | 10.9719 | 16.8341 | 2.7483
2027 | 890 | MW | 469.4081 | 599.4464 | 756.5498 | 233.6615 | -280.2226 | -301.9852 | -340.3086 | -601.4229 | -134.1155 | -103.9421 | 6.4438 | 8.2289 | 16.8341 | 2.7483
2027 | 891 | MW | 406.3533 | 518.9238 | 653.3839 | 201.7985 | -268.039 | -291.2 | -328.1547 | -575.2741 | -128.9572 | -100.2298 | 6.4438 | 8.2289 | 16.8341 | 2.7483
2027 | 892 | MW | 350.3046 | 447.3481 | 573.1438 | 173.4759 | -268.039 | -291.2 | -328.1547 | -575.2741 | -128.9572 | -100.2298 | 6.4438 | 8.2289 | 16.8341 | 1.3741
2027 | 893 | MW | 308.268 | 393.6663 | 504.3665 | 152.234 | -280.2226 | -291.2 | -328.1547 | -601.4229 | -128.9572 | -100.2298 | 6.4438 | 8.2289 | 16.8341 | 1.3741
2027 | 894 | MW | 266.2315 | 339.9845 | 435.5893 | 134.5324 | -304.5898 | -312.7704 | -352.4625 | -653.7205 | -139.2738 | -107.6543 | 6.4438 | 8.2289 | 16.8341 | 2.7483
2027 | 895 | MW | 245.2132 | 313.1436 | 389.7378 | 120.3711 | -341.1406 | -345.126 | -388.9241 | -732.167 | -159.907 | -118.7909 | 6.4438 | 8.2289 | 16.8341 | 2.7483
2027 | 896 | MW | 210.1827 | 268.4088 | 343.8863 | 106.2098 | -365.5078 | -366.6964 | -413.2319 | -784.4646 | -185.6984 | -126.2154 | 8.5918 | 10.9719 | 16.8341 | 2.7483
2027 | 897 | MW | 189.1645 | 241.568 | 309.4976 | 92.0485 | -414.2422 | -399.0519 | -449.6935 | -889.0599 | -201.1733 | -137.352 | 8.5918 | 10.9719 | 50.5024 | 2.7483
2027 | 898 | MW | 182.1584 | 232.621 | 298.0348 | 88.5081 | -450.7929 | -431.4075 | -486.1551 | -967.5064 | -211.4899 | -148.4887 | 10.7397 | 13.7149 | 50.5024 | 4.1224
2027 | 899 | MW | 196.1706 | 250.5149 | 320.9605 | 99.1291 | -475.1601 | -452.9778 | -510.4629 | -1019.804 | -226.9647 | -155.9131 | 10.7397 | 13.7149 | 50.5024 | 4.1224
2027 | 900 | MW | 231.201 | 295.2497 | 366.812 | 116.8307 | -487.3437 | -452.9778 | -510.4629 | -1045.9528 | -232.123 | -155.9131 | 10.7397 | 13.7149 | 50.5024 | 4.1224
2027 | 901 | MW | 280.2437 | 357.8785 | 447.0521 | 145.1533 | -511.7109 | -463.763 | -522.6168 | -1098.2505 | -242.4396 | -159.6253 | 10.7397 | 13.7149 | 50.5024 | 2.7483
2027 | 902 | MW | 301.2619 | 384.7193 | 492.9036 | 155.7743 | -511.7109 | -463.763 | -522.6168 | -1098.2505 | -247.5979 | -159.6253 | 10.7397 | 13.7149 | 50.5024 | 2.7483
2027 | 903 | MW | 329.2863 | 420.5072 | 527.2923 | 169.9356 | -511.7109 | -452.9778 | -510.4629 | -1098.2505 | -242.4396 | -155.9131 | 8.5918 | 10.9719 | 50.5024 | 1.3741
2027 | 904 | MW | 133.1157 | 169.9923 | 217.7946 | 67.2662 | -499.5273 | -452.9778 | -510.4629 | -1072.1017 | -237.2813 | -155.9131 | 6.4438 | 8.2289 | 16.8341 | 1.3741
2027 | 905 | MW | 147.1279 | 187.8862 | 240.7204 | 74.3468 | -487.3437 | -442.1927 | -498.309 | -1045.9528 | -237.2813 | -152.2009 | -4.2959 | -5.486 | -16.8341 | -4.1224
2027 | 906 | MW | 168.1462 | 214.7271 | 275.109 | 84.9678 | -499.5273 | -474.5482 | -534.7707 | -1072.1017 | -242.4396 | -163.3375 | -4.2959 | -5.486 | -16.8341 | -4.1224
2027 | 907 | MW | 182.1584 | 232.621 | 298.0348 | 92.0485 | -523.8945 | -517.689 | -583.3862 | -1124.3993 | -247.5979 | -178.1864 | -6.4438 | -8.2289 | -16.8341 | -5.4965
2027 | 908 | MW | 189.1645 | 241.568 | 309.4976 | 95.5888 | -523.8945 | -528.4742 | -595.54 | -1124.3993 | -247.5979 | -181.8986 | -6.4438 | -8.2289 | -16.8341 | -5.4965
2027 | 909 | MW | 616.536 | 787.3326 | 997.2702 | 308.0083 | -511.7109 | -528.4742 | -595.54 | -1098.2505 | -242.4396 | -181.8986 | -6.4438 | -8.2289 | -16.8341 | -5.4965
2027 | 910 | MW | 616.536 | 787.3326 | 1008.733 | 311.5486 | -475.1601 | -485.3334 | -546.9245 | -1019.804 | -221.8064 | -167.0497 | 8.5918 | 10.9719 | 16.8341 | 0
2027 | 911 | MW | 602.5239 | 769.4387 | 985.8073 | 304.468 | -414.2422 | -431.4075 | -486.1551 | -889.0599 | -196.015 | -148.4887 | 10.7397 | 13.7149 | 16.8341 | 1.3741
2027 | 912 | MW | 581.5056 | 742.5978 | 951.4187 | 290.3067 | -353.3242 | -366.6964 | -413.2319 | -758.3158 | -159.907 | -126.2154 | 8.5918 | 10.9719 | 16.8341 | 1.3741
2027 | 913 | MW | 539.469 | 688.916 | 882.6414 | 272.605 | -316.7734 | -345.126 | -388.9241 | -679.8693 | -149.5904 | -118.7909 | 6.4438 | 8.2289 | 0 | 1.3741
2027 | 914 | MW | 483.4203 | 617.3403 | 790.9384 | 244.2824 | -292.4062 | -323.5556 | -364.6164 | -627.5717 | -139.2738 | -111.3665 | 6.4438 | 8.2289 | 0 | 1.3741
2027 | 915 | MW | 420.3655 | 536.8177 | 687.7725 | 212.4195 | -292.4062 | -312.7704 | -352.4625 | -627.5717 | -134.1155 | -107.6543 | 6.4438 | 8.2289 | 0 | 1.3741
2027 | 916 | MW | 364.3168 | 465.242 | 596.0695 | 184.0969 | -292.4062 | -301.9852 | -340.3086 | -627.5717 | -134.1155 | -103.9421 | 6.4438 | 8.2289 | 0 | 1.3741
2027 | 917 | MW | 322.2802 | 411.5602 | 515.8294 | 162.855 | -304.5898 | -312.7704 | -352.4625 | -653.7205 | -139.2738 | -107.6543 | 6.4438 | 8.2289 | 0 | 1.3741
2027 | 918 | MW | 280.2437 | 357.8785 | 447.0521 | 141.613 | -353.3242 | -366.6964 | -413.2319 | -758.3158 | -159.907 | -126.2154 | 6.4438 | 8.2289 | 0 | 1.3741
2027 | 919 | MW | 238.2071 | 304.1967 | 378.2749 | 123.9114 | -438.6093 | -431.4075 | -486.1551 | -941.3576 | -201.1733 | -148.4887 | 6.4438 | 8.2289 | 16.8341 | 2.7483
2027 | 920 | MW | 196.1706 | 250.5149 | 320.9605 | 106.2098 | -523.8945 | -506.9038 | -571.2323 | -1124.3993 | -247.5979 | -174.4742 | 8.5918 | 10.9719 | 16.8341 | 2.7483
2027 | 921 | MW | 182.1584 | 232.621 | 298.0348 | 92.0485 | -596.9961 | -560.8297 | -632.0017 | -1281.2922 | -273.3893 | -193.0353 | 8.5918 | 10.9719 | 33.6683 | 2.7483
2027 | 922 | MW | 168.1462 | 214.7271 | 275.109 | 88.5081 | -657.914 | -603.9705 | -680.6172 | -1412.0363 | -299.1808 | -207.8841 | 8.5918 | 10.9719 | 33.6683 | 2.7483
2027 | 923 | MW | 154.134 | 196.8331 | 252.1833 | 81.4275 | -706.6484 | -636.326 | -717.0788 | -1516.6316 | -319.8139 | -219.0208 | 8.5918 | 10.9719 | 33.6683 | 2.7483
2027 | 924 | MW | 161.1401 | 205.7801 | 263.6461 | 81.4275 | -743.1992 | -647.1112 | -729.2327 | -1595.0781 | -335.2888 | -222.733 | 8.5918 | 10.9719 | 33.6683 | 2.7483
2027 | 925 | MW | 196.1706 | 250.5149 | 320.9605 | 95.5888 | -767.5664 | -657.8964 | -741.3866 | -1647.3757 | -345.6054 | -226.4452 | 8.5918 | 10.9719 | 33.6683 | 2.7483
2027 | 926 | MW | 210.1827 | 268.4088 | 343.8863 | 106.2098 | -779.7499 | -657.8964 | -741.3866 | -1673.5245 | -350.7637 | -226.4452 | 8.5918 | 10.9719 | 33.6683 | 2.7483
2027 | 927 | MW | 238.2071 | 304.1967 | 389.7378 | 120.3711 | -767.5664 | -657.8964 | -741.3866 | -1647.3757 | -350.7637 | -226.4452 | 8.5918 | 10.9719 | 33.6683 | 0
2027 | 928 | MW | 287.2497 | 366.8254 | 469.9779 | 148.6937 | -743.1992 | -647.1112 | -729.2327 | -1595.0781 | -340.4471 | -222.733 | 6.4438 | 8.2289 | 0 | 0
2027 | 929 | MW | 161.1401 | 205.7801 | 263.6461 | 84.9678 | -706.6484 | -625.5408 | -704.925 | -1516.6316 | -335.2888 | -215.3086 | -6.4438 | -8.2289 | -16.8341 | -4.1224
2027 | 930 | MW | 203.1767 | 259.4619 | 332.4234 | 106.2098 | -670.0976 | -625.5408 | -704.925 | -1438.1852 | -319.8139 | -215.3086 | -6.4438 | -8.2289 | -16.8341 | -5.4965
2027 | 931 | MW | 231.201 | 295.2497 | 378.2749 | 120.3711 | -645.7304 | -625.5408 | -704.925 | -1385.8875 | -304.3391 | -215.3086 | -8.5918 | -10.9719 | -16.8341 | -6.8707
2027 | 932 | MW | 252.2193 | 322.0906 | 401.2006 | 130.992 | -609.1796 | -593.1853 | -668.4633 | -1307.441 | -288.8642 | -204.1719 | -8.5918 | -10.9719 | -16.8341 | -6.8707
2027 | 933 | MW | 252.2193 | 322.0906 | 401.2006 | 127.4517 | -572.6289 | -571.6149 | -644.1556 | -1228.9946 | -273.3893 | -196.7475 | -8.5918 | -10.9719 | -16.8341 | -6.8707
2027 | 934 | MW | 693.6031 | 885.7492 | 1123.3618 | 350.4922 | -523.8945 | -517.689 | -583.3862 | -1124.3993 | -247.5979 | -178.1864 | 6.4438 | 8.2289 | 16.8341 | -1.3741
2027 | 935 | MW | 686.597 | 876.8022 | 1123.3618 | 346.9519 | -450.7929 | -452.9778 | -510.4629 | -967.5064 | -211.4899 | -155.9131 | 10.7397 | 13.7149 | 16.8341 | 0
2027 | 936 | MW | 658.5726 | 841.0144 | 1066.0474 | 329.2502 | -377.6914 | -388.2667 | -437.5396 | -810.6135 | -175.3818 | -133.6398 | 8.5918 | 10.9719 | 16.8341 | 0
2027 | 937 | MW | 609.53 | 778.3856 | 985.8073 | 304.468 | -328.957 | -345.126 | -388.9241 | -706.0182 | -149.5904 | -118.7909 | 8.5918 | 10.9719 | 0 | 1.3741
2027 | 938 | MW | 553.4812 | 706.8099 | 905.5672 | 276.1454 | -304.5898 | -323.5556 | -364.6164 | -653.7205 | -139.2738 | -111.3665 | 6.4438 | 8.2289 | 0 | 1.3741
2027 | 939 | MW | 483.4203 | 617.3403 | 790.9384 | 240.7421 | -292.4062 | -312.7704 | -352.4625 | -627.5717 | -134.1155 | -107.6543 | 6.4438 | 8.2289 | 0 | 1.3741
2027 | 940 | MW | 413.3594 | 527.8707 | 676.3097 | 205.3389 | -292.4062 | -312.7704 | -352.4625 | -627.5717 | -134.1155 | -107.6543 | 6.4438 | 8.2289 | 0 | 1.3741
2027 | 941 | MW | 350.3046 | 447.3481 | 573.1438 | 169.9356 | -304.5898 | -323.5556 | -364.6164 | -653.7205 | -139.2738 | -111.3665 | 6.4438 | 8.2289 | 0 | 1.3741
2027 | 942 | MW | 294.2558 | 375.7724 | 481.4408 | 141.613 | -353.3242 | -366.6964 | -413.2319 | -758.3158 | -159.907 | -126.2154 | 6.4438 | 8.2289 | 0 | 1.3741
2027 | 943 | MW | 238.2071 | 304.1967 | 389.7378 | 116.8307 | -438.6093 | -431.4075 | -486.1551 | -941.3576 | -201.1733 | -148.4887 | 8.5918 | 10.9719 | 16.8341 | 2.7483
2027 | 944 | MW | 189.1645 | 241.568 | 309.4976 | 95.5888 | -523.8945 | -506.9038 | -571.2323 | -1124.3993 | -247.5979 | -174.4742 | 8.5918 | 10.9719 | 16.8341 | 2.7483
2027 | 945 | MW | 161.1401 | 205.7801 | 275.109 | 84.9678 | -596.9961 | -571.6149 | -644.1556 | -1281.2922 | -273.3893 | -196.7475 | 8.5918 | 10.9719 | 33.6683 | 2.7483
2027 | 946 | MW | 147.1279 | 187.8862 | 240.7204 | 77.8872 | -657.914 | -603.9705 | -680.6172 | -1412.0363 | -299.1808 | -207.8841 | 8.5918 | 10.9719 | 33.6683 | 2.7483
2027 | 947 | MW | 140.1218 | 178.9392 | 229.2575 | 70.8065 | -706.6484 | -647.1112 | -729.2327 | -1516.6316 | -319.8139 | -222.733 | 8.5918 | 10.9719 | 33.6683 | 2.7483
2027 | 948 | MW | 147.1279 | 187.8862 | 240.7204 | 74.3468 | -743.1992 | -657.8964 | -741.3866 | -1595.0781 | -330.1305 | -226.4452 | 8.5918 | 10.9719 | 33.6683 | 2.7483
2027 | 949 | MW | 182.1584 | 232.621 | 309.4976 | 88.5081 | -767.5664 | -668.6816 | -753.5405 | -1647.3757 | -335.2888 | -230.1574 | 8.5918 | 10.9719 | 33.6683 | 2.7483
2027 | 950 | MW | 203.1767 | 259.4619 | 332.4234 | 102.6694 | -791.9335 | -679.4668 | -765.6943 | -1699.6734 | -340.4471 | -233.8696 | 8.5918 | 10.9719 | 33.6683 | 2.7483
2027 | 951 | MW | 231.201 | 295.2497 | 378.2749 | 113.2904 | -779.7499 | -668.6816 | -753.5405 | -1673.5245 | -340.4471 | -230.1574 | 8.5918 | 10.9719 | 33.6683 | 0
2027 | 952 | MW | 280.2437 | 357.8785 | 458.515 | 141.613 | -767.5664 | -647.1112 | -729.2327 | -1647.3757 | -335.2888 | -222.733 | 4.2959 | 5.486 | 0 | 0
2027 | 953 | MW | 161.1401 | 205.7801 | 263.6461 | 84.9678 | -718.832 | -625.5408 | -704.925 | -1542.7804 | -330.1305 | -215.3086 | -4.2959 | -5.486 | -16.8341 | -4.1224
2027 | 954 | MW | 203.1767 | 259.4619 | 332.4234 | 106.2098 | -682.2812 | -625.5408 | -704.925 | -1464.334 | -319.8139 | -215.3086 | -6.4438 | -8.2289 | -16.8341 | -5.4965
2027 | 955 | MW | 231.201 | 295.2497 | 366.812 | 120.3711 | -645.7304 | -625.5408 | -704.925 | -1385.8875 | -304.3391 | -215.3086 | -6.4438 | -8.2289 | -16.8341 | -6.8707
2027 | 956 | MW | 245.2132 | 313.1436 | 389.7378 | 127.4517 | -621.3632 | -603.9705 | -680.6172 | -1333.5899 | -288.8642 | -207.8841 | -8.5918 | -10.9719 | -16.8341 | -6.8707
2027 | 957 | MW | 245.2132 | 313.1436 | 401.2006 | 127.4517 | -584.8125 | -571.6149 | -644.1556 | -1255.1434 | -273.3893 | -196.7475 | -8.5918 | -10.9719 | -16.8341 | -6.8707
2027 | 958 | MW | 686.597 | 876.8022 | 1111.8989 | 343.4115 | -523.8945 | -528.4742 | -595.54 | -1124.3993 | -247.5979 | -181.8986 | 8.5918 | 10.9719 | 16.8341 | 0
2027 | 959 | MW | 679.5909 | 867.8553 | 1111.8989 | 343.4115 | -450.7929 | -463.763 | -522.6168 | -967.5064 | -211.4899 | -159.6253 | 10.7397 | 13.7149 | 16.8341 | 0
2027 | 960 | MW | 644.5604 | 823.1204 | 1054.5845 | 322.1696 | -377.6914 | -399.0519 | -449.6935 | -810.6135 | -175.3818 | -137.352 | 8.5918 | 10.9719 | 0 | 0
2027 | 961 | MW | 588.5117 | 751.5448 | 962.8815 | 293.847 | -328.957 | -345.126 | -388.9241 | -706.0182 | -149.5904 | -118.7909 | 6.4438 | 8.2289 | 0 | 1.3741
2027 | 962 | MW | 532.4629 | 679.9691 | 871.1785 | 265.5244 | -304.5898 | -323.5556 | -364.6164 | -653.7205 | -139.2738 | -111.3665 | 6.4438 | 8.2289 | 0 | 1.3741
2027 | 963 | MW | 462.402 | 590.4994 | 756.5498 | 226.5808 | -292.4062 | -312.7704 | -352.4625 | -627.5717 | -134.1155 | -107.6543 | 6.4438 | 8.2289 | 0 | 1.3741
2027 | 964 | MW | 385.335 | 492.0829 | 630.4582 | 191.1776 | -292.4062 | -312.7704 | -352.4625 | -627.5717 | -134.1155 | -107.6543 | 6.4438 | 8.2289 | 0 | 1.3741
2027 | 965 | MW | 315.2741 | 402.6133 | 527.2923 | 155.7743 | -304.5898 | -323.5556 | -364.6164 | -653.7205 | -139.2738 | -111.3665 | 6.4438 | 8.2289 | 0 | 1.3741
2027 | 966 | MW | 266.2315 | 339.9845 | 435.5893 | 130.992 | -341.1406 | -366.6964 | -413.2319 | -732.167 | -159.907 | -126.2154 | 6.4438 | 8.2289 | 0 | 1.3741
2027 | 967 | MW | 217.1888 | 277.3558 | 355.3491 | 106.2098 | -438.6093 | -431.4075 | -486.1551 | -941.3576 | -201.1733 | -148.4887 | 6.4438 | 8.2289 | 0 | 1.3741
2027 | 968 | MW | 168.1462 | 214.7271 | 286.5719 | 88.5081 | -523.8945 | -506.9038 | -571.2323 | -1124.3993 | -247.5979 | -174.4742 | 8.5918 | 10.9719 | 0 | 2.7483
2027 | 969 | MW | 154.134 | 196.8331 | 263.6461 | 77.8872 | -609.1796 | -571.6149 | -644.1556 | -1307.441 | -283.7059 | -196.7475 | 8.5918 | 10.9719 | 33.6683 | 2.7483
2027 | 970 | MW | 140.1218 | 178.9392 | 229.2575 | 70.8065 | -682.2812 | -603.9705 | -680.6172 | -1464.334 | -314.6557 | -207.8841 | 8.5918 | 10.9719 | 33.6683 | 2.7483
2027 | 971 | MW | 126.1096 | 161.0453 | 206.3318 | 67.2662 | -743.1992 | -647.1112 | -729.2327 | -1595.0781 | -340.4471 | -222.733 | 8.5918 | 10.9719 | 33.6683 | 2.7483
2027 | 972 | MW | 140.1218 | 178.9392 | 229.2575 | 70.8065 | -779.7499 | -668.6816 | -753.5405 | -1673.5245 | -355.922 | -230.1574 | 8.5918 | 10.9719 | 33.6683 | 2.7483
2027 | 973 | MW | 175.1523 | 223.674 | 298.0348 | 84.9678 | -816.3007 | -679.4668 | -765.6943 | -1751.971 | -366.2386 | -233.8696 | 8.5918 | 10.9719 | 33.6683 | 2.7483
2027 | 974 | MW | 203.1767 | 259.4619 | 332.4234 | 99.1291 | -828.4843 | -690.252 | -777.8482 | -1778.1198 | -371.3968 | -237.5819 | 8.5918 | 10.9719 | 33.6683 | 2.7483
2027 | 975 | MW | 224.1949 | 286.3028 | 378.2749 | 109.7501 | -840.6679 | -679.4668 | -765.6943 | -1804.2686 | -366.2386 | -233.8696 | 8.5918 | 10.9719 | 33.6683 | 0
2027 | 976 | MW | 280.2437 | 357.8785 | 458.515 | 145.1533 | -816.3007 | -668.6816 | -753.5405 | -1751.971 | -361.0803 | -230.1574 | 4.2959 | 5.486 | 0 | 0
2027 | 977 | MW | 161.1401 | 205.7801 | 263.6461 | 84.9678 | -755.3828 | -636.326 | -717.0788 | -1621.2269 | -345.6054 | -219.0208 | -6.4438 | -8.2289 | -16.8341 | -4.1224
2027 | 978 | MW | 203.1767 | 259.4619 | 332.4234 | 106.2098 | -706.6484 | -636.326 | -717.0788 | -1516.6316 | -330.1305 | -219.0208 | -6.4438 | -8.2289 | -16.8341 | -5.4965
2027 | 979 | MW | 231.201 | 295.2497 | 378.2749 | 123.9114 | -657.914 | -625.5408 | -704.925 | -1412.0363 | -309.4974 | -215.3086 | -8.5918 | -10.9719 | -33.6683 | -6.8707
2027 | 980 | MW | 252.2193 | 322.0906 | 401.2006 | 130.992 | -621.3632 | -603.9705 | -680.6172 | -1333.5899 | -294.0225 | -207.8841 | -8.5918 | -10.9719 | -33.6683 | -6.8707
2027 | 981 | MW | 252.2193 | 322.0906 | 401.2006 | 130.992 | -584.8125 | -571.6149 | -644.1556 | -1255.1434 | -273.3893 | -196.7475 | -8.5918 | -10.9719 | -33.6683 | -6.8707
2027 | 982 | MW | 679.5909 | 867.8553 | 1111.8989 | 343.4115 | -523.8945 | -517.689 | -583.3862 | -1124.3993 | -247.5979 | -178.1864 | 6.4438 | 8.2289 | 16.8341 | 0
2027 | 983 | MW | 679.5909 | 867.8553 | 1100.436 | 339.8712 | -450.7929 | -452.9778 | -510.4629 | -967.5064 | -211.4899 | -155.9131 | 10.7397 | 13.7149 | 0 | 0
2027 | 984 | MW | 637.5543 | 814.1735 | 1043.1217 | 322.1696 | -377.6914 | -388.2667 | -437.5396 | -810.6135 | -175.3818 | -133.6398 | 8.5918 | 10.9719 | 0 | 0
2027 | 985 | MW | 588.5117 | 751.5448 | 951.4187 | 293.847 | -328.957 | -345.126 | -388.9241 | -706.0182 | -149.5904 | -118.7909 | 6.4438 | 8.2289 | 0 | 2.7483
2027 | 986 | MW | 525.4569 | 671.0221 | 859.7157 | 261.9841 | -304.5898 | -323.5556 | -364.6164 | -653.7205 | -139.2738 | -111.3665 | 6.4438 | 8.2289 | 0 | 1.3741
2027 | 987 | MW | 455.3959 | 581.5525 | 733.624 | 226.5808 | -292.4062 | -312.7704 | -352.4625 | -627.5717 | -134.1155 | -107.6543 | 6.4438 | 8.2289 | 0 | 1.3741
2027 | 988 | MW | 378.3289 | 483.1359 | 618.9953 | 187.6372 | -292.4062 | -312.7704 | -352.4625 | -627.5717 | -134.1155 | -107.6543 | 6.4438 | 8.2289 | 0 | 1.3741
2027 | 989 | MW | 308.268 | 393.6663 | 504.3665 | 152.234 | -304.5898 | -312.7704 | -352.4625 | -653.7205 | -139.2738 | -107.6543 | 6.4438 | 8.2289 | 0 | 1.3741
2027 | 990 | MW | 259.2254 | 331.0376 | 424.1264 | 127.4517 | -341.1406 | -355.9112 | -401.078 | -732.167 | -159.907 | -122.5031 | 6.4438 | 8.2289 | 0 | 2.7483
2027 | 991 | MW | 210.1827 | 268.4088 | 343.8863 | 106.2098 | -438.6093 | -420.6223 | -474.0013 | -941.3576 | -206.3316 | -144.7764 | 6.4438 | 8.2289 | 0 | 2.7483
2027 | 992 | MW | 168.1462 | 214.7271 | 275.109 | 81.4275 | -523.8945 | -506.9038 | -571.2323 | -1124.3993 | -252.7562 | -174.4742 | 6.4438 | 8.2289 | 16.8341 | 2.7483
2027 | 993 | MW | 154.134 | 196.8331 | 252.1833 | 77.8872 | -609.1796 | -571.6149 | -644.1556 | -1307.441 | -288.8642 | -196.7475 | 8.5918 | 10.9719 | 33.6683 | 2.7483
2027 | 994 | MW | 133.1157 | 169.9923 | 217.7946 | 67.2662 | -682.2812 | -614.7556 | -692.7711 | -1464.334 | -319.8139 | -211.5963 | 8.5918 | 10.9719 | 33.6683 | 2.7483
2027 | 995 | MW | 126.1096 | 161.0453 | 206.3318 | 67.2662 | -731.0156 | -647.1112 | -729.2327 | -1568.9293 | -345.6054 | -222.733 | 8.5918 | 10.9719 | 33.6683 | 2.7483
2027 | 996 | MW | 140.1218 | 178.9392 | 229.2575 | 70.8065 | -779.7499 | -668.6816 | -753.5405 | -1673.5245 | -366.2386 | -230.1574 | 8.5918 | 10.9719 | 33.6683 | 2.7483
2027 | 997 | MW | 175.1523 | 223.674 | 298.0348 | 84.9678 | -816.3007 | -679.4668 | -765.6943 | -1751.971 | -376.5551 | -233.8696 | 8.5918 | 10.9719 | 33.6683 | 2.7483
2027 | 998 | MW | 203.1767 | 259.4619 | 332.4234 | 99.1291 | -840.6679 | -679.4668 | -765.6943 | -1804.2686 | -381.7134 | -233.8696 | 8.5918 | 10.9719 | 33.6683 | 2.7483
2027 | 999 | MW | 224.1949 | 286.3028 | 378.2749 | 109.7501 | -840.6679 | -668.6816 | -753.5405 | -1804.2686 | -381.7134 | -230.1574 | 8.5918 | 10.9719 | 33.6683 | 0
2027 | 1000 | MW | 280.2437 | 357.8785 | 458.515 | 141.613 | -816.3007 | -647.1112 | -729.2327 | -1751.971 | -371.3968 | -222.733 | 6.4438 | 8.2289 | 0 | 0
2027 | 1001 | MW | 161.1401 | 205.7801 | 263.6461 | 84.9678 | -767.5664 | -625.5408 | -704.925 | -1647.3757 | -355.922 | -215.3086 | -6.4438 | -8.2289 | -16.8341 | -4.1224
2027 | 1002 | MW | 203.1767 | 259.4619 | 332.4234 | 106.2098 | -706.6484 | -636.326 | -717.0788 | -1516.6316 | -335.2888 | -219.0208 | -6.4438 | -8.2289 | -16.8341 | -5.4965
2027 | 1003 | MW | 231.201 | 295.2497 | 378.2749 | 123.9114 | -657.914 | -625.5408 | -704.925 | -1412.0363 | -309.4974 | -215.3086 | -6.4438 | -8.2289 | -16.8341 | -6.8707
2027 | 1004 | MW | 252.2193 | 322.0906 | 401.2006 | 130.992 | -621.3632 | -603.9705 | -680.6172 | -1333.5899 | -294.0225 | -207.8841 | -8.5918 | -10.9719 | -16.8341 | -6.8707
2027 | 1005 | MW | 252.2193 | 322.0906 | 401.2006 | 130.992 | -584.8125 | -571.6149 | -644.1556 | -1255.1434 | -273.3893 | -196.7475 | -8.5918 | -10.9719 | -16.8341 | -6.8707
2027 | 1006 | MW | 679.5909 | 867.8553 | 1111.8989 | 346.9519 | -523.8945 | -517.689 | -583.3862 | -1124.3993 | -247.5979 | -178.1864 | 8.5918 | 10.9719 | 16.8341 | 0
2027 | 1007 | MW | 679.5909 | 867.8553 | 1100.436 | 343.4115 | -450.7929 | -452.9778 | -510.4629 | -967.5064 | -211.4899 | -155.9131 | 10.7397 | 13.7149 | 16.8341 | 1.3741
2027 | 1008 | MW | 637.5543 | 814.1735 | 1043.1217 | 322.1696 | -377.6914 | -388.2667 | -437.5396 | -810.6135 | -180.5401 | -133.6398 | 8.5918 | 10.9719 | 0 | 0
2027 | 1009 | MW | 588.5117 | 751.5448 | 951.4187 | 293.847 | -328.957 | -345.126 | -388.9241 | -706.0182 | -149.5904 | -118.7909 | 6.4438 | 8.2289 | 0 | 1.3741
2027 | 1010 | MW | 525.4569 | 671.0221 | 859.7157 | 261.9841 | -304.5898 | -323.5556 | -364.6164 | -653.7205 | -139.2738 | -111.3665 | 6.4438 | 8.2289 | 0 | 1.3741
2027 | 1011 | MW | 448.3899 | 572.6055 | 733.624 | 226.5808 | -292.4062 | -312.7704 | -352.4625 | -627.5717 | -134.1155 | -107.6543 | 6.4438 | 8.2289 | 0 | 1.3741
2027 | 1012 | MW | 371.3228 | 474.189 | 607.5324 | 187.6372 | -292.4062 | -312.7704 | -352.4625 | -627.5717 | -134.1155 | -107.6543 | 6.4438 | 8.2289 | 0 | 1.3741
2027 | 1013 | MW | 308.268 | 393.6663 | 504.3665 | 148.6937 | -292.4062 | -323.5556 | -364.6164 | -627.5717 | -139.2738 | -111.3665 | 6.4438 | 8.2289 | 0 | 1.3741
2027 | 1014 | MW | 252.2193 | 322.0906 | 412.6635 | 123.9114 | -341.1406 | -355.9112 | -401.078 | -732.167 | -159.907 | -122.5031 | 6.4438 | 8.2289 | 0 | 1.3741
2027 | 1015 | MW | 203.1767 | 259.4619 | 332.4234 | 102.6694 | -426.4258 | -420.6223 | -474.0013 | -915.2087 | -201.1733 | -144.7764 | 6.4438 | 8.2289 | 0 | 2.7483
2027 | 1016 | MW | 161.1401 | 205.7801 | 263.6461 | 81.4275 | -523.8945 | -506.9038 | -571.2323 | -1124.3993 | -247.5979 | -174.4742 | 8.5918 | 10.9719 | 16.8341 | 2.7483
2027 | 1017 | MW | 147.1279 | 187.8862 | 252.1833 | 74.3468 | -596.9961 | -582.4001 | -656.3094 | -1281.2922 | -278.5476 | -200.4597 | 8.5918 | 10.9719 | 33.6683 | 2.7483
2027 | 1018 | MW | 133.1157 | 169.9923 | 217.7946 | 70.8065 | -657.914 | -625.5408 | -704.925 | -1412.0363 | -309.4974 | -215.3086 | 8.5918 | 10.9719 | 33.6683 | 2.7483
2027 | 1019 | MW | 126.1096 | 161.0453 | 206.3318 | 67.2662 | -706.6484 | -657.8964 | -741.3866 | -1516.6316 | -330.1305 | -226.4452 | 8.5918 | 10.9719 | 33.6683 | 2.7483
2027 | 1020 | MW | 140.1218 | 178.9392 | 229.2575 | 70.8065 | -718.832 | -679.4668 | -765.6943 | -1542.7804 | -340.4471 | -233.8696 | 8.5918 | 10.9719 | 33.6683 | 2.7483
2027 | 1021 | MW | 175.1523 | 223.674 | 298.0348 | 84.9678 | -731.0156 | -679.4668 | -765.6943 | -1568.9293 | -350.7637 | -233.8696 | 8.5918 | 10.9719 | 33.6683 | 2.7483
2027 | 1022 | MW | 196.1706 | 250.5149 | 332.4234 | 95.5888 | -743.1992 | -690.252 | -777.8482 | -1595.0781 | -350.7637 | -237.5819 | 8.5918 | 10.9719 | 33.6683 | 2.7483
2027 | 1023 | MW | 224.1949 | 286.3028 | 366.812 | 109.7501 | -743.1992 | -679.4668 | -765.6943 | -1595.0781 | -345.6054 | -233.8696 | 8.5918 | 10.9719 | 33.6683 | 0
2027 | 1024 | MW | 280.2437 | 357.8785 | 458.515 | 138.0727 | -718.832 | -657.8964 | -741.3866 | -1542.7804 | -335.2888 | -226.4452 | 4.2959 | 5.486 | 0 | 0
2027 | 1025 | MW | 161.1401 | 205.7801 | 263.6461 | 84.9678 | -694.4648 | -625.5408 | -704.925 | -1490.4828 | -330.1305 | -215.3086 | -4.2959 | -5.486 | -16.8341 | -4.1224
2027 | 1026 | MW | 210.1827 | 268.4088 | 332.4234 | 109.7501 | -657.914 | -625.5408 | -704.925 | -1412.0363 | -319.8139 | -215.3086 | -6.4438 | -8.2289 | -16.8341 | -5.4965
2027 | 1027 | MW | 238.2071 | 304.1967 | 378.2749 | 123.9114 | -633.5468 | -625.5408 | -704.925 | -1359.7387 | -299.1808 | -215.3086 | -6.4438 | -8.2289 | -16.8341 | -6.8707
2027 | 1028 | MW | 252.2193 | 322.0906 | 401.2006 | 130.992 | -609.1796 | -593.1853 | -668.4633 | -1307.441 | -288.8642 | -204.1719 | -8.5918 | -10.9719 | -16.8341 | -6.8707
2027 | 1029 | MW | 252.2193 | 322.0906 | 412.6635 | 130.992 | -572.6289 | -571.6149 | -644.1556 | -1228.9946 | -273.3893 | -196.7475 | -8.5918 | -10.9719 | -16.8341 | -6.8707
2027 | 1030 | MW | 679.5909 | 867.8553 | 1100.436 | 343.4115 | -523.8945 | -517.689 | -583.3862 | -1124.3993 | -247.5979 | -178.1864 | 8.5918 | 10.9719 | 16.8341 | 0
2027 | 1031 | MW | 679.5909 | 867.8553 | 1100.436 | 339.8712 | -450.7929 | -463.763 | -522.6168 | -967.5064 | -211.4899 | -159.6253 | 10.7397 | 13.7149 | 16.8341 | 0
2027 | 1032 | MW | 637.5543 | 814.1735 | 1043.1217 | 322.1696 | -377.6914 | -399.0519 | -449.6935 | -810.6135 | -180.5401 | -137.352 | 8.5918 | 10.9719 | 16.8341 | 0
2027 | 1033 | MW | 581.5056 | 742.5978 | 951.4187 | 293.847 | -316.7734 | -334.3408 | -376.7702 | -679.8693 | -144.4321 | -115.0787 | 8.5918 | 10.9719 | 16.8341 | 2.7483
2027 | 1034 | MW | 525.4569 | 671.0221 | 848.2528 | 261.9841 | -292.4062 | -312.7704 | -352.4625 | -627.5717 | -134.1155 | -107.6543 | 6.4438 | 8.2289 | 16.8341 | 1.3741
2027 | 1035 | MW | 448.3899 | 572.6055 | 733.624 | 223.0405 | -280.2226 | -301.9852 | -340.3086 | -601.4229 | -128.9572 | -103.9421 | 6.4438 | 8.2289 | 0 | 1.3741
2027 | 1036 | MW | 371.3228 | 474.189 | 607.5324 | 187.6372 | -280.2226 | -301.9852 | -340.3086 | -601.4229 | -128.9572 | -103.9421 | 6.4438 | 8.2289 | 0 | 1.3741
2027 | 1037 | MW | 308.268 | 393.6663 | 504.3665 | 152.234 | -280.2226 | -301.9852 | -340.3086 | -601.4229 | -128.9572 | -103.9421 | 6.4438 | 8.2289 | 0 | 1.3741
2027 | 1038 | MW | 266.2315 | 339.9845 | 435.5893 | 130.992 | -304.5898 | -323.5556 | -364.6164 | -653.7205 | -139.2738 | -111.3665 | 6.4438 | 8.2289 | 16.8341 | 1.3741
2027 | 1039 | MW | 231.201 | 295.2497 | 378.2749 | 113.2904 | -353.3242 | -345.126 | -388.9241 | -758.3158 | -170.2236 | -118.7909 | 8.5918 | 10.9719 | 16.8341 | 2.7483
2027 | 1040 | MW | 203.1767 | 259.4619 | 332.4234 | 99.1291 | -414.2422 | -399.0519 | -449.6935 | -889.0599 | -201.1733 | -137.352 | 10.7397 | 13.7149 | 16.8341 | 2.7483
2027 | 1041 | MW | 182.1584 | 232.621 | 298.0348 | 88.5081 | -462.9765 | -442.1927 | -498.309 | -993.6552 | -221.8064 | -152.2009 | 10.7397 | 13.7149 | 33.6683 | 2.7483
2027 | 1042 | MW | 168.1462 | 214.7271 | 275.109 | 81.4275 | -499.5273 | -474.5482 | -534.7707 | -1072.1017 | -242.4396 | -163.3375 | 8.5918 | 10.9719 | 33.6683 | 2.7483
2027 | 1043 | MW | 189.1645 | 241.568 | 298.0348 | 95.5888 | -536.0781 | -496.1186 | -559.0784 | -1150.5481 | -252.7562 | -170.762 | 8.5918 | 10.9719 | 33.6683 | 2.7483
2027 | 1044 | MW | 217.1888 | 277.3558 | 355.3491 | 106.2098 | -560.4453 | -496.1186 | -559.0784 | -1202.8458 | -257.9145 | -170.762 | 8.5918 | 10.9719 | 33.6683 | 2.7483
2027 | 1045 | MW | 266.2315 | 339.9845 | 435.5893 | 134.5324 | -584.8125 | -506.9038 | -571.2323 | -1255.1434 | -268.2311 | -174.4742 | 8.5918 | 10.9719 | 33.6683 | 2.7483
2027 | 1046 | MW | 301.2619 | 384.7193 | 492.9036 | 152.234 | -596.9961 | -506.9038 | -571.2323 | -1281.2922 | -268.2311 | -174.4742 | 8.5918 | 10.9719 | 33.6683 | 2.7483
2027 | 1047 | MW | 336.2924 | 429.4541 | 550.218 | 173.4759 | -584.8125 | -485.3334 | -546.9245 | -1255.1434 | -268.2311 | -167.0497 | 8.5918 | 10.9719 | 33.6683 | 0
2027 | 1048 | MW | 154.134 | 196.8331 | 240.7204 | 81.4275 | -572.6289 | -474.5482 | -534.7707 | -1228.9946 | -263.0728 | -163.3375 | 6.4438 | 8.2289 | 0 | 0
2027 | 1049 | MW | 168.1462 | 214.7271 | 263.6461 | 92.0485 | -548.2617 | -463.763 | -522.6168 | -1176.6969 | -257.9145 | -159.6253 | -4.2959 | -5.486 | -16.8341 | -4.1224
2027 | 1050 | MW | 189.1645 | 241.568 | 309.4976 | 95.5888 | -536.0781 | -496.1186 | -559.0784 | -1150.5481 | -257.9145 | -170.762 | -4.2959 | -5.486 | -16.8341 | -5.4965
2027 | 1051 | MW | 196.1706 | 250.5149 | 320.9605 | 102.6694 | -536.0781 | -528.4742 | -595.54 | -1150.5481 | -252.7562 | -181.8986 | -6.4438 | -8.2289 | -16.8341 | -5.4965
2027 | 1052 | MW | 196.1706 | 250.5149 | 309.4976 | 102.6694 | -536.0781 | -528.4742 | -595.54 | -1150.5481 | -252.7562 | -181.8986 | -6.4438 | -8.2289 | -16.8341 | -5.4965
2027 | 1053 | MW | 616.536 | 787.3326 | 1008.733 | 308.0083 | -523.8945 | -517.689 | -583.3862 | -1124.3993 | -247.5979 | -178.1864 | -6.4438 | -8.2289 | -16.8341 | -5.4965
2027 | 1054 | MW | 609.53 | 778.3856 | 997.2702 | 308.0083 | -475.1601 | -485.3334 | -546.9245 | -1019.804 | -226.9647 | -167.0497 | 8.5918 | 10.9719 | 16.8341 | 0
2027 | 1055 | MW | 595.5178 | 760.4917 | 962.8815 | 297.3873 | -426.4258 | -431.4075 | -486.1551 | -915.2087 | -201.1733 | -148.4887 | 10.7397 | 13.7149 | 16.8341 | 1.3741
2027 | 1056 | MW | 567.4934 | 724.7039 | 928.4929 | 283.226 | -353.3242 | -366.6964 | -413.2319 | -758.3158 | -170.2236 | -126.2154 | 8.5918 | 10.9719 | 16.8341 | 0
2027 | 1057 | MW | 532.4629 | 679.9691 | 859.7157 | 265.5244 | -304.5898 | -323.5556 | -364.6164 | -653.7205 | -144.4321 | -111.3665 | 8.5918 | 10.9719 | 16.8341 | 2.7483
2027 | 1058 | MW | 476.4142 | 608.3934 | 768.0127 | 237.2018 | -280.2226 | -301.9852 | -340.3086 | -601.4229 | -134.1155 | -103.9421 | 6.4438 | 8.2289 | 16.8341 | 1.3741
2027 | 1059 | MW | 413.3594 | 527.8707 | 676.3097 | 205.3389 | -268.039 | -291.2 | -328.1547 | -575.2741 | -128.9572 | -100.2298 | 6.4438 | 8.2289 | 16.8341 | 1.3741
2027 | 1060 | MW | 357.3107 | 456.295 | 584.6066 | 180.5566 | -268.039 | -291.2 | -328.1547 | -575.2741 | -128.9572 | -100.2298 | 6.4438 | 8.2289 | 0 | 1.3741
2027 | 1061 | MW | 315.2741 | 402.6133 | 504.3665 | 159.3146 | -280.2226 | -291.2 | -328.1547 | -601.4229 | -128.9572 | -100.2298 | 6.4438 | 8.2289 | 0 | 1.3741
2027 | 1062 | MW | 280.2437 | 357.8785 | 447.0521 | 141.613 | -292.4062 | -312.7704 | -352.4625 | -627.5717 | -139.2738 | -107.6543 | 6.4438 | 8.2289 | 16.8341 | 1.3741
2027 | 1063 | MW | 245.2132 | 313.1436 | 401.2006 | 123.9114 | -328.957 | -323.5556 | -364.6164 | -706.0182 | -159.907 | -111.3665 | 6.4438 | 8.2289 | 16.8341 | 1.3741
2027 | 1064 | MW | 224.1949 | 286.3028 | 355.3491 | 116.8307 | -365.5078 | -355.9112 | -401.078 | -784.4646 | -180.5401 | -122.5031 | 8.5918 | 10.9719 | 16.8341 | 2.7483
2027 | 1065 | MW | 196.1706 | 250.5149 | 309.4976 | 99.1291 | -414.2422 | -399.0519 | -449.6935 | -889.0599 | -201.1733 | -137.352 | 8.5918 | 10.9719 | 50.5024 | 2.7483
2027 | 1066 | MW | 182.1584 | 232.621 | 298.0348 | 95.5888 | -450.7929 | -431.4075 | -486.1551 | -967.5064 | -216.6482 | -148.4887 | 8.5918 | 10.9719 | 50.5024 | 2.7483
2027 | 1067 | MW | 196.1706 | 250.5149 | 320.9605 | 102.6694 | -487.3437 | -442.1927 | -498.309 | -1045.9528 | -226.9647 | -152.2009 | 10.7397 | 13.7149 | 50.5024 | 2.7483
2027 | 1068 | MW | 238.2071 | 304.1967 | 389.7378 | 120.3711 | -511.7109 | -442.1927 | -498.309 | -1098.2505 | -237.2813 | -152.2009 | 10.7397 | 13.7149 | 50.5024 | 2.7483
2027 | 1069 | MW | 280.2437 | 357.8785 | 458.515 | 141.613 | -523.8945 | -452.9778 | -510.4629 | -1124.3993 | -242.4396 | -155.9131 | 10.7397 | 13.7149 | 50.5024 | 2.7483
2027 | 1070 | MW | 315.2741 | 402.6133 | 515.8294 | 162.855 | -536.0781 | -452.9778 | -510.4629 | -1150.5481 | -247.5979 | -155.9131 | 8.5918 | 10.9719 | 50.5024 | 2.7483
2027 | 1071 | MW | 350.3046 | 447.3481 | 573.1438 | 177.0163 | -536.0781 | -452.9778 | -510.4629 | -1150.5481 | -247.5979 | -155.9131 | 8.5918 | 10.9719 | 50.5024 | 1.3741
2027 | 1072 | MW | 140.1218 | 178.9392 | 229.2575 | 74.3468 | -523.8945 | -452.9778 | -510.4629 | -1124.3993 | -247.5979 | -155.9131 | 6.4438 | 8.2289 | 0 | 1.3741
2027 | 1073 | MW | 154.134 | 196.8331 | 252.1833 | 74.3468 | -511.7109 | -452.9778 | -510.4629 | -1098.2505 | -247.5979 | -155.9131 | -4.2959 | -5.486 | -16.8341 | -4.1224
2027 | 1074 | MW | 175.1523 | 223.674 | 275.109 | 88.5081 | -511.7109 | -485.3334 | -546.9245 | -1098.2505 | -247.5979 | -167.0497 | -6.4438 | -8.2289 | -16.8341 | -5.4965
2027 | 1075 | MW | 182.1584 | 232.621 | 298.0348 | 95.5888 | -523.8945 | -528.4742 | -595.54 | -1124.3993 | -252.7562 | -181.8986 | -6.4438 | -8.2289 | -16.8341 | -5.4965
2027 | 1076 | MW | 182.1584 | 232.621 | 286.5719 | 92.0485 | -523.8945 | -528.4742 | -595.54 | -1124.3993 | -252.7562 | -181.8986 | -6.4438 | -8.2289 | -16.8341 | -6.8707
2027 | 1077 | MW | 602.5239 | 769.4387 | 985.8073 | 304.468 | -523.8945 | -517.689 | -583.3862 | -1124.3993 | -247.5979 | -178.1864 | -6.4438 | -8.2289 | -16.8341 | -5.4965
2027 | 1078 | MW | 602.5239 | 769.4387 | 985.8073 | 300.9276 | -475.1601 | -485.3334 | -546.9245 | -1019.804 | -226.9647 | -167.0497 | 8.5918 | 10.9719 | 16.8341 | 0
2027 | 1079 | MW | 581.5056 | 742.5978 | 951.4187 | 293.847 | -426.4258 | -431.4075 | -486.1551 | -915.2087 | -201.1733 | -148.4887 | 10.7397 | 13.7149 | 16.8341 | 1.3741
2027 | 1080 | MW | 560.4873 | 715.7569 | 917.03 | 283.226 | -353.3242 | -366.6964 | -413.2319 | -758.3158 | -165.0653 | -126.2154 | 8.5918 | 10.9719 | 16.8341 | 0
2027 | 1081 | MW | 525.4569 | 671.0221 | 859.7157 | 261.9841 | -316.7734 | -334.3408 | -376.7702 | -679.8693 | -149.5904 | -115.0787 | 6.4438 | 8.2289 | 16.8341 | 2.7483
2027 | 1082 | MW | 469.4081 | 599.4464 | 768.0127 | 233.6615 | -292.4062 | -312.7704 | -352.4625 | -627.5717 | -134.1155 | -107.6543 | 6.4438 | 8.2289 | 0 | 1.3741
2027 | 1083 | MW | 406.3533 | 518.9238 | 676.3097 | 198.2582 | -280.2226 | -301.9852 | -340.3086 | -601.4229 | -128.9572 | -103.9421 | 6.4438 | 8.2289 | 0 | 1.3741
2027 | 1084 | MW | 357.3107 | 456.295 | 596.0695 | 169.9356 | -280.2226 | -301.9852 | -340.3086 | -601.4229 | -128.9572 | -103.9421 | 6.4438 | 8.2289 | 0 | 1.3741
2027 | 1085 | MW | 308.268 | 393.6663 | 515.8294 | 148.6937 | -280.2226 | -301.9852 | -340.3086 | -601.4229 | -128.9572 | -103.9421 | 6.4438 | 8.2289 | 0 | 1.3741
2027 | 1086 | MW | 266.2315 | 339.9845 | 447.0521 | 130.992 | -316.7734 | -334.3408 | -376.7702 | -679.8693 | -144.4321 | -115.0787 | 6.4438 | 8.2289 | 0 | 1.3741
2027 | 1087 | MW | 231.201 | 295.2497 | 378.2749 | 116.8307 | -377.6914 | -366.6964 | -413.2319 | -810.6135 | -170.2236 | -126.2154 | 8.5918 | 10.9719 | 0 | 2.7483
2027 | 1088 | MW | 196.1706 | 250.5149 | 320.9605 | 99.1291 | -438.6093 | -431.4075 | -486.1551 | -941.3576 | -206.3316 | -148.4887 | 8.5918 | 10.9719 | 16.8341 | 2.7483
2027 | 1089 | MW | 175.1523 | 223.674 | 298.0348 | 84.9678 | -523.8945 | -485.3334 | -546.9245 | -1124.3993 | -237.2813 | -167.0497 | 8.5918 | 10.9719 | 50.5024 | 2.7483
2027 | 1090 | MW | 161.1401 | 205.7801 | 275.109 | 81.4275 | -584.8125 | -528.4742 | -595.54 | -1255.1434 | -268.2311 | -181.8986 | 8.5918 | 10.9719 | 50.5024 | 2.7483
2027 | 1091 | MW | 154.134 | 196.8331 | 252.1833 | 77.8872 | -633.5468 | -550.0445 | -619.8478 | -1359.7387 | -288.8642 | -189.323 | 8.5918 | 10.9719 | 50.5024 | 2.7483
2027 | 1092 | MW | 154.134 | 196.8331 | 263.6461 | 81.4275 | -670.0976 | -571.6149 | -644.1556 | -1438.1852 | -304.3391 | -196.7475 | 8.5918 | 10.9719 | 50.5024 | 2.7483
2027 | 1093 | MW | 189.1645 | 241.568 | 320.9605 | 92.0485 | -706.6484 | -582.4001 | -656.3094 | -1516.6316 | -314.6557 | -200.4597 | 8.5918 | 10.9719 | 50.5024 | 2.7483
2027 | 1094 | MW | 210.1827 | 268.4088 | 355.3491 | 106.2098 | -731.0156 | -593.1853 | -668.4633 | -1568.9293 | -324.9722 | -204.1719 | 8.5918 | 10.9719 | 50.5024 | 2.7483
2027 | 1095 | MW | 238.2071 | 304.1967 | 389.7378 | 116.8307 | -731.0156 | -593.1853 | -668.4633 | -1568.9293 | -324.9722 | -204.1719 | 8.5918 | 10.9719 | 33.6683 | 0
2027 | 1096 | MW | 294.2558 | 375.7724 | 481.4408 | 148.6937 | -718.832 | -582.4001 | -656.3094 | -1542.7804 | -319.8139 | -200.4597 | 4.2959 | 5.486 | 0 | 0
2027 | 1097 | MW | 161.1401 | 205.7801 | 263.6461 | 84.9678 | -670.0976 | -560.8297 | -632.0017 | -1438.1852 | -309.4974 | -193.0353 | -4.2959 | -5.486 | -16.8341 | -4.1224
2027 | 1098 | MW | 203.1767 | 259.4619 | 332.4234 | 102.6694 | -633.5468 | -560.8297 | -632.0017 | -1359.7387 | -294.0225 | -193.0353 | -6.4438 | -8.2289 | -16.8341 | -5.4965
2027 | 1099 | MW | 231.201 | 295.2497 | 366.812 | 120.3711 | -596.9961 | -571.6149 | -644.1556 | -1281.2922 | -278.5476 | -196.7475 | -6.4438 | -8.2289 | -16.8341 | -6.8707
2027 | 1100 | MW | 245.2132 | 313.1436 | 401.2006 | 127.4517 | -572.6289 | -560.8297 | -632.0017 | -1228.9946 | -268.2311 | -193.0353 | -8.5918 | -10.9719 | -16.8341 | -6.8707
2027 | 1101 | MW | 245.2132 | 313.1436 | 401.2006 | 123.9114 | -548.2617 | -539.2593 | -607.6939 | -1176.6969 | -257.9145 | -185.6108 | -8.5918 | -10.9719 | -16.8341 | -6.8707
2027 | 1102 | MW | 693.6031 | 885.7492 | 1123.3618 | 350.4922 | -499.5273 | -496.1186 | -559.0784 | -1072.1017 | -232.123 | -170.762 | 8.5918 | 10.9719 | 0 | 0
2027 | 1103 | MW | 693.6031 | 885.7492 | 1123.3618 | 350.4922 | -438.6093 | -442.1927 | -498.309 | -941.3576 | -201.1733 | -152.2009 | 10.7397 | 13.7149 | 16.8341 | 0
2027 | 1104 | MW | 658.5726 | 841.0144 | 1066.0474 | 329.2502 | -365.5078 | -377.4815 | -425.3857 | -784.4646 | -170.2236 | -129.9276 | 8.5918 | 10.9719 | 16.8341 | 0
2027 | 1105 | MW | 609.53 | 778.3856 | 985.8073 | 304.468 | -328.957 | -345.126 | -388.9241 | -706.0182 | -154.7487 | -118.7909 | 6.4438 | 8.2289 | 0 | 2.7483
2027 | 1106 | MW | 553.4812 | 706.8099 | 894.1043 | 279.6857 | -304.5898 | -323.5556 | -364.6164 | -653.7205 | -139.2738 | -111.3665 | 6.4438 | 8.2289 | 0 | 1.3741
2027 | 1107 | MW | 483.4203 | 617.3403 | 779.4755 | 240.7421 | -292.4062 | -312.7704 | -352.4625 | -627.5717 | -134.1155 | -107.6543 | 6.4438 | 8.2289 | 0 | 1.3741
2027 | 1108 | MW | 406.3533 | 518.9238 | 664.8468 | 205.3389 | -292.4062 | -301.9852 | -340.3086 | -627.5717 | -134.1155 | -103.9421 | 6.4438 | 8.2289 | 0 | 1.3741
2027 | 1109 | MW | 343.2985 | 438.4011 | 561.6809 | 169.9356 | -304.5898 | -312.7704 | -352.4625 | -653.7205 | -139.2738 | -107.6543 | 6.4438 | 8.2289 | 0 | 1.3741
2027 | 1110 | MW | 287.2497 | 366.8254 | 469.9779 | 145.1533 | -353.3242 | -355.9112 | -401.078 | -758.3158 | -159.907 | -122.5031 | 6.4438 | 8.2289 | 0 | 2.7483
2027 | 1111 | MW | 238.2071 | 304.1967 | 378.2749 | 123.9114 | -426.4258 | -409.8371 | -461.8474 | -915.2087 | -201.1733 | -141.0642 | 6.4438 | 8.2289 | 16.8341 | 2.7483
2027 | 1112 | MW | 182.1584 | 232.621 | 298.0348 | 95.5888 | -523.8945 | -506.9038 | -571.2323 | -1124.3993 | -247.5979 | -174.4742 | 8.5918 | 10.9719 | 16.8341 | 2.7483
2027 | 1113 | MW | 161.1401 | 205.7801 | 275.109 | 81.4275 | -621.3632 | -560.8297 | -632.0017 | -1333.5899 | -283.7059 | -193.0353 | 8.5918 | 10.9719 | 33.6683 | 2.7483
2027 | 1114 | MW | 140.1218 | 178.9392 | 229.2575 | 74.3468 | -706.6484 | -614.7556 | -692.7711 | -1516.6316 | -319.8139 | -211.5963 | 8.5918 | 10.9719 | 33.6683 | 2.7483
2027 | 1115 | MW | 133.1157 | 169.9923 | 217.7946 | 70.8065 | -779.7499 | -647.1112 | -729.2327 | -1673.5245 | -350.7637 | -222.733 | 8.5918 | 10.9719 | 33.6683 | 2.7483
2027 | 1116 | MW | 147.1279 | 187.8862 | 240.7204 | 70.8065 | -816.3007 | -657.8964 | -741.3866 | -1751.971 | -371.3968 | -226.4452 | 8.5918 | 10.9719 | 33.6683 | 2.7483
2027 | 1117 | MW | 175.1523 | 223.674 | 298.0348 | 84.9678 | -840.6679 | -668.6816 | -753.5405 | -1804.2686 | -381.7134 | -230.1574 | 8.5918 | 10.9719 | 33.6683 | 2.7483
2027 | 1118 | MW | 203.1767 | 259.4619 | 332.4234 | 99.1291 | -865.0351 | -679.4668 | -765.6943 | -1856.5663 | -392.03 | -233.8696 | 6.4438 | 8.2289 | 33.6683 | 2.7483
2027 | 1119 | MW | 231.201 | 295.2497 | 378.2749 | 113.2904 | -865.0351 | -668.6816 | -753.5405 | -1856.5663 | -386.8717 | -230.1574 | 6.4438 | 8.2289 | 33.6683 | 0
2027 | 1120 | MW | 280.2437 | 357.8785 | 458.515 | 141.613 | -840.6679 | -647.1112 | -729.2327 | -1804.2686 | -381.7134 | -222.733 | 4.2959 | 5.486 | 0 | 0
2027 | 1121 | MW | 161.1401 | 205.7801 | 252.1833 | 84.9678 | -791.9335 | -625.5408 | -704.925 | -1699.6734 | -361.0803 | -215.3086 | -6.4438 | -8.2289 | -16.8341 | -4.1224
2027 | 1122 | MW | 203.1767 | 259.4619 | 332.4234 | 106.2098 | -731.0156 | -614.7556 | -692.7711 | -1568.9293 | -340.4471 | -211.5963 | -6.4438 | -8.2289 | -16.8341 | -5.4965
2027 | 1123 | MW | 231.201 | 295.2497 | 366.812 | 120.3711 | -670.0976 | -636.326 | -717.0788 | -1438.1852 | -314.6557 | -219.0208 | -8.5918 | -10.9719 | -16.8341 | -6.8707
2027 | 1124 | MW | 245.2132 | 313.1436 | 401.2006 | 130.992 | -633.5468 | -603.9705 | -680.6172 | -1359.7387 | -294.0225 | -207.8841 | -8.5918 | -10.9719 | -16.8341 | -6.8707
2027 | 1125 | MW | 252.2193 | 322.0906 | 401.2006 | 127.4517 | -584.8125 | -571.6149 | -644.1556 | -1255.1434 | -278.5476 | -196.7475 | -8.5918 | -10.9719 | -16.8341 | -6.8707
2027 | 1126 | MW | 686.597 | 876.8022 | 1123.3618 | 343.4115 | -536.0781 | -528.4742 | -595.54 | -1150.5481 | -247.5979 | -181.8986 | 8.5918 | 10.9719 | 16.8341 | 0
2027 | 1127 | MW | 686.597 | 876.8022 | 1111.8989 | 343.4115 | -462.9765 | -463.763 | -522.6168 | -993.6552 | -216.6482 | -159.6253 | 10.7397 | 13.7149 | 16.8341 | 0
2027 | 1128 | MW | 644.5604 | 823.1204 | 1054.5845 | 322.1696 | -389.875 | -399.0519 | -449.6935 | -836.7623 | -180.5401 | -137.352 | 8.5918 | 10.9719 | 16.8341 | 0
2027 | 1129 | MW | 595.5178 | 760.4917 | 962.8815 | 297.3873 | -328.957 | -345.126 | -388.9241 | -706.0182 | -154.7487 | -118.7909 | 8.5918 | 10.9719 | 0 | 1.3741
2027 | 1130 | MW | 532.4629 | 679.9691 | 871.1785 | 269.0647 | -304.5898 | -323.5556 | -364.6164 | -653.7205 | -144.4321 | -111.3665 | 6.4438 | 8.2289 | 0 | 1.3741
2027 | 1131 | MW | 462.402 | 590.4994 | 756.5498 | 230.1211 | -292.4062 | -312.7704 | -352.4625 | -627.5717 | -134.1155 | -107.6543 | 6.4438 | 8.2289 | 0 | 1.3741
2027 | 1132 | MW | 385.335 | 492.0829 | 630.4582 | 191.1776 | -292.4062 | -312.7704 | -352.4625 | -627.5717 | -134.1155 | -107.6543 | 6.4438 | 8.2289 | 0 | 1.3741
2027 | 1133 | MW | 315.2741 | 402.6133 | 515.8294 | 155.7743 | -304.5898 | -323.5556 | -364.6164 | -653.7205 | -139.2738 | -111.3665 | 6.4438 | 8.2289 | 0 | 1.3741
2027 | 1134 | MW | 266.2315 | 339.9845 | 435.5893 | 130.992 | -341.1406 | -366.6964 | -413.2319 | -732.167 | -159.907 | -126.2154 | 6.4438 | 8.2289 | 0 | 1.3741
2027 | 1135 | MW | 210.1827 | 268.4088 | 343.8863 | 109.7501 | -426.4258 | -420.6223 | -474.0013 | -915.2087 | -206.3316 | -144.7764 | 8.5918 | 10.9719 | 16.8341 | 2.7483
2027 | 1136 | MW | 168.1462 | 214.7271 | 275.109 | 84.9678 | -536.0781 | -517.689 | -583.3862 | -1150.5481 | -252.7562 | -178.1864 | 8.5918 | 10.9719 | 16.8341 | 2.7483
2027 | 1137 | MW | 154.134 | 196.8331 | 263.6461 | 77.8872 | -633.5468 | -571.6149 | -644.1556 | -1359.7387 | -288.8642 | -196.7475 | 8.5918 | 10.9719 | 33.6683 | 2.7483
2027 | 1138 | MW | 140.1218 | 178.9392 | 229.2575 | 74.3468 | -706.6484 | -614.7556 | -692.7711 | -1516.6316 | -319.8139 | -211.5963 | 8.5918 | 10.9719 | 33.6683 | 2.7483
2027 | 1139 | MW | 126.1096 | 161.0453 | 206.3318 | 67.2662 | -779.7499 | -647.1112 | -729.2327 | -1673.5245 | -350.7637 | -222.733 | 8.5918 | 10.9719 | 33.6683 | 2.7483
2027 | 1140 | MW | 140.1218 | 178.9392 | 229.2575 | 67.2662 | -816.3007 | -668.6816 | -753.5405 | -1751.971 | -366.2386 | -230.1574 | 8.5918 | 10.9719 | 33.6683 | 2.7483
2027 | 1141 | MW | 175.1523 | 223.674 | 298.0348 | 84.9678 | -852.8515 | -679.4668 | -765.6943 | -1830.4175 | -381.7134 | -233.8696 | 8.5918 | 10.9719 | 33.6683 | 2.7483
2027 | 1142 | MW | 196.1706 | 250.5149 | 320.9605 | 95.5888 | -865.0351 | -679.4668 | -765.6943 | -1856.5663 | -386.8717 | -233.8696 | 8.5918 | 10.9719 | 33.6683 | 2.7483
2027 | 1143 | MW | 224.1949 | 286.3028 | 378.2749 | 109.7501 | -865.0351 | -668.6816 | -753.5405 | -1856.5663 | -392.03 | -230.1574 | 8.5918 | 10.9719 | 33.6683 | 0
2027 | 1144 | MW | 280.2437 | 357.8785 | 458.515 | 141.613 | -840.6679 | -657.8964 | -741.3866 | -1804.2686 | -386.8717 | -226.4452 | 4.2959 | 5.486 | 0 | 0
2027 | 1145 | MW | 161.1401 | 205.7801 | 263.6461 | 84.9678 | -779.7499 | -625.5408 | -704.925 | -1673.5245 | -366.2386 | -215.3086 | -4.2959 | -5.486 | -16.8341 | -4.1224
2027 | 1146 | MW | 203.1767 | 259.4619 | 332.4234 | 106.2098 | -706.6484 | -614.7556 | -692.7711 | -1516.6316 | -345.6054 | -211.5963 | -6.4438 | -8.2289 | -16.8341 | -5.4965
2027 | 1147 | MW | 238.2071 | 304.1967 | 378.2749 | 123.9114 | -657.914 | -625.5408 | -704.925 | -1412.0363 | -314.6557 | -215.3086 | -6.4438 | -8.2289 | -16.8341 | -6.8707
2027 | 1148 | MW | 252.2193 | 322.0906 | 401.2006 | 130.992 | -621.3632 | -603.9705 | -680.6172 | -1333.5899 | -299.1808 | -207.8841 | -8.5918 | -10.9719 | -16.8341 | -6.8707
2027 | 1149 | MW | 252.2193 | 322.0906 | 412.6635 | 130.992 | -584.8125 | -571.6149 | -644.1556 | -1255.1434 | -278.5476 | -196.7475 | -8.5918 | -10.9719 | -16.8341 | -6.8707
2027 | 1150 | MW | 679.5909 | 867.8553 | 1111.8989 | 343.4115 | -536.0781 | -528.4742 | -595.54 | -1150.5481 | -252.7562 | -181.8986 | 8.5918 | 10.9719 | 16.8341 | -1.3741
2027 | 1151 | MW | 679.5909 | 867.8553 | 1111.8989 | 343.4115 | -450.7929 | -452.9778 | -510.4629 | -967.5064 | -216.6482 | -155.9131 | 10.7397 | 13.7149 | 16.8341 | 0
2027 | 1152 | MW | 644.5604 | 823.1204 | 1043.1217 | 322.1696 | -389.875 | -399.0519 | -449.6935 | -836.7623 | -180.5401 | -137.352 | 8.5918 | 10.9719 | 16.8341 | 0
2027 | 1153 | MW | 588.5117 | 751.5448 | 962.8815 | 297.3873 | -328.957 | -345.126 | -388.9241 | -706.0182 | -154.7487 | -118.7909 | 6.4438 | 8.2289 | 16.8341 | 1.3741
2027 | 1154 | MW | 532.4629 | 679.9691 | 859.7157 | 265.5244 | -304.5898 | -323.5556 | -364.6164 | -653.7205 | -144.4321 | -111.3665 | 6.4438 | 8.2289 | 16.8341 | 1.3741
2027 | 1155 | MW | 455.3959 | 581.5525 | 745.0869 | 230.1211 | -292.4062 | -312.7704 | -352.4625 | -627.5717 | -139.2738 | -107.6543 | 6.4438 | 8.2289 | 0 | 1.3741
2027 | 1156 | MW | 378.3289 | 483.1359 | 618.9953 | 191.1776 | -292.4062 | -312.7704 | -352.4625 | -627.5717 | -139.2738 | -107.6543 | 6.4438 | 8.2289 | 0 | 1.3741
2027 | 1157 | MW | 308.268 | 393.6663 | 504.3665 | 152.234 | -304.5898 | -323.5556 | -364.6164 | -653.7205 | -144.4321 | -111.3665 | 6.4438 | 8.2289 | 0 | 1.3741
2027 | 1158 | MW | 259.2254 | 331.0376 | 424.1264 | 127.4517 | -353.3242 | -366.6964 | -413.2319 | -758.3158 | -165.0653 | -126.2154 | 6.4438 | 8.2289 | 16.8341 | 1.3741
2027 | 1159 | MW | 203.1767 | 259.4619 | 332.4234 | 102.6694 | -438.6093 | -409.8371 | -461.8474 | -941.3576 | -206.3316 | -141.0642 | 8.5918 | 10.9719 | 16.8341 | 2.7483
2027 | 1160 | MW | 161.1401 | 205.7801 | 263.6461 | 81.4275 | -536.0781 | -506.9038 | -571.2323 | -1150.5481 | -252.7562 | -174.4742 | 8.5918 | 10.9719 | 16.8341 | 2.7483
2027 | 1161 | MW | 147.1279 | 187.8862 | 252.1833 | 74.3468 | -621.3632 | -571.6149 | -644.1556 | -1333.5899 | -288.8642 | -196.7475 | 8.5918 | 10.9719 | 33.6683 | 2.7483
2027 | 1162 | MW | 133.1157 | 169.9923 | 217.7946 | 70.8065 | -694.4648 | -614.7556 | -692.7711 | -1490.4828 | -319.8139 | -211.5963 | 8.5918 | 10.9719 | 33.6683 | 2.7483
2027 | 1163 | MW | 126.1096 | 161.0453 | 206.3318 | 67.2662 | -755.3828 | -647.1112 | -729.2327 | -1621.2269 | -345.6054 | -222.733 | 8.5918 | 10.9719 | 33.6683 | 2.7483
2027 | 1164 | MW | 140.1218 | 178.9392 | 229.2575 | 67.2662 | -791.9335 | -668.6816 | -753.5405 | -1699.6734 | -355.922 | -230.1574 | 8.5918 | 10.9719 | 33.6683 | 2.7483
2027 | 1165 | MW | 175.1523 | 223.674 | 286.5719 | 84.9678 | -816.3007 | -679.4668 | -765.6943 | -1751.971 | -361.0803 | -233.8696 | 8.5918 | 10.9719 | 33.6683 | 2.7483
2027 | 1166 | MW | 196.1706 | 250.5149 | 320.9605 | 99.1291 | -828.4843 | -690.252 | -777.8482 | -1778.1198 | -361.0803 | -237.5819 | 8.5918 | 10.9719 | 33.6683 | 2.7483
2027 | 1167 | MW | 231.201 | 295.2497 | 366.812 | 113.2904 | -816.3007 | -690.252 | -777.8482 | -1751.971 | -355.922 | -237.5819 | 8.5918 | 10.9719 | 33.6683 | 0
2027 | 1168 | MW | 280.2437 | 357.8785 | 458.515 | 145.1533 | -791.9335 | -668.6816 | -753.5405 | -1699.6734 | -350.7637 | -230.1574 | 4.2959 | 5.486 | 0 | 0
2027 | 1169 | MW | 161.1401 | 205.7801 | 263.6461 | 84.9678 | -743.1992 | -636.326 | -717.0788 | -1595.0781 | -335.2888 | -219.0208 | -4.2959 | -5.486 | -16.8341 | -4.1224
2027 | 1170 | MW | 210.1827 | 268.4088 | 332.4234 | 106.2098 | -682.2812 | -603.9705 | -680.6172 | -1464.334 | -324.9722 | -207.8841 | -6.4438 | -8.2289 | -16.8341 | -5.4965
2027 | 1171 | MW | 238.2071 | 304.1967 | 378.2749 | 123.9114 | -645.7304 | -614.7556 | -692.7711 | -1385.8875 | -304.3391 | -211.5963 | -6.4438 | -8.2289 | -16.8341 | -6.8707
2027 | 1172 | MW | 252.2193 | 322.0906 | 401.2006 | 130.992 | -621.3632 | -593.1853 | -668.4633 | -1333.5899 | -288.8642 | -204.1719 | -8.5918 | -10.9719 | -16.8341 | -6.8707
2027 | 1173 | MW | 252.2193 | 322.0906 | 412.6635 | 130.992 | -584.8125 | -571.6149 | -644.1556 | -1255.1434 | -273.3893 | -196.7475 | -8.5918 | -10.9719 | -16.8341 | -6.8707
2027 | 1174 | MW | 679.5909 | 867.8553 | 1111.8989 | 346.9519 | -523.8945 | -517.689 | -583.3862 | -1124.3993 | -247.5979 | -178.1864 | 8.5918 | 10.9719 | 0 | 0
2027 | 1175 | MW | 679.5909 | 867.8553 | 1100.436 | 343.4115 | -450.7929 | -452.9778 | -510.4629 | -967.5064 | -211.4899 | -155.9131 | 10.7397 | 13.7149 | 16.8341 | 0
2027 | 1176 | MW | 644.5604 | 823.1204 | 1043.1217 | 325.7099 | -389.875 | -399.0519 | -449.6935 | -836.7623 | -180.5401 | -137.352 | 8.5918 | 10.9719 | 16.8341 | 0
2027 | 1177 | MW | 588.5117 | 751.5448 | 951.4187 | 293.847 | -328.957 | -345.126 | -388.9241 | -706.0182 | -154.7487 | -118.7909 | 8.5918 | 10.9719 | 16.8341 | 2.7483
2027 | 1178 | MW | 525.4569 | 671.0221 | 848.2528 | 265.5244 | -304.5898 | -323.5556 | -364.6164 | -653.7205 | -139.2738 | -111.3665 | 6.4438 | 8.2289 | 16.8341 | 1.3741
2027 | 1179 | MW | 448.3899 | 572.6055 | 733.624 | 226.5808 | -292.4062 | -312.7704 | -352.4625 | -627.5717 | -134.1155 | -107.6543 | 6.4438 | 8.2289 | 16.8341 | 1.3741
2027 | 1180 | MW | 371.3228 | 474.189 | 607.5324 | 187.6372 | -292.4062 | -312.7704 | -352.4625 | -627.5717 | -134.1155 | -107.6543 | 6.4438 | 8.2289 | 0 | 1.3741
2027 | 1181 | MW | 308.268 | 393.6663 | 504.3665 | 148.6937 | -304.5898 | -323.5556 | -364.6164 | -653.7205 | -139.2738 | -111.3665 | 6.4438 | 8.2289 | 0 | 1.3741
2027 | 1182 | MW | 252.2193 | 322.0906 | 412.6635 | 123.9114 | -353.3242 | -366.6964 | -413.2319 | -758.3158 | -159.907 | -126.2154 | 6.4438 | 8.2289 | 16.8341 | 2.7483
2027 | 1183 | MW | 203.1767 | 259.4619 | 332.4234 | 102.6694 | -426.4258 | -420.6223 | -474.0013 | -915.2087 | -206.3316 | -144.7764 | 6.4438 | 8.2289 | 16.8341 | 2.7483
2027 | 1184 | MW | 161.1401 | 205.7801 | 263.6461 | 81.4275 | -523.8945 | -506.9038 | -571.2323 | -1124.3993 | -247.5979 | -174.4742 | 8.5918 | 10.9719 | 16.8341 | 2.7483
2027 | 1185 | MW | 154.134 | 196.8331 | 252.1833 | 74.3468 | -609.1796 | -571.6149 | -644.1556 | -1307.441 | -283.7059 | -196.7475 | 8.5918 | 10.9719 | 50.5024 | 2.7483
2027 | 1186 | MW | 133.1157 | 169.9923 | 217.7946 | 70.8065 | -670.0976 | -614.7556 | -692.7711 | -1438.1852 | -314.6557 | -211.5963 | 8.5918 | 10.9719 | 50.5024 | 2.7483
2027 | 1187 | MW | 126.1096 | 161.0453 | 206.3318 | 67.2662 | -731.0156 | -647.1112 | -729.2327 | -1568.9293 | -335.2888 | -222.733 | 10.7397 | 13.7149 | 50.5024 | 2.7483
2027 | 1188 | MW | 140.1218 | 178.9392 | 229.2575 | 67.2662 | -767.5664 | -657.8964 | -741.3866 | -1647.3757 | -345.6054 | -226.4452 | 10.7397 | 13.7149 | 50.5024 | 2.7483
2027 | 1189 | MW | 175.1523 | 223.674 | 298.0348 | 84.9678 | -779.7499 | -668.6816 | -753.5405 | -1673.5245 | -355.922 | -230.1574 | 8.5918 | 10.9719 | 50.5024 | 2.7483
2027 | 1190 | MW | 196.1706 | 250.5149 | 320.9605 | 99.1291 | -804.1171 | -668.6816 | -753.5405 | -1725.8222 | -355.922 | -230.1574 | 8.5918 | 10.9719 | 50.5024 | 2.7483
2027 | 1191 | MW | 224.1949 | 286.3028 | 366.812 | 113.2904 | -804.1171 | -657.8964 | -741.3866 | -1725.8222 | -355.922 | -226.4452 | 8.5918 | 10.9719 | 50.5024 | 0
2027 | 1192 | MW | 280.2437 | 357.8785 | 458.515 | 141.613 | -779.7499 | -636.326 | -717.0788 | -1673.5245 | -350.7637 | -219.0208 | 6.4438 | 8.2289 | 0 | 0
2027 | 1193 | MW | 161.1401 | 205.7801 | 263.6461 | 84.9678 | -731.0156 | -614.7556 | -692.7711 | -1568.9293 | -335.2888 | -211.5963 | -6.4438 | -8.2289 | -16.8341 | -4.1224
2027 | 1194 | MW | 210.1827 | 268.4088 | 332.4234 | 106.2098 | -694.4648 | -603.9705 | -680.6172 | -1490.4828 | -319.8139 | -207.8841 | -6.4438 | -8.2289 | -16.8341 | -4.1224
2027 | 1195 | MW | 238.2071 | 304.1967 | 378.2749 | 123.9114 | -645.7304 | -614.7556 | -692.7711 | -1385.8875 | -299.1808 | -211.5963 | -6.4438 | -8.2289 | -16.8341 | -5.4965
2027 | 1196 | MW | 252.2193 | 322.0906 | 401.2006 | 134.5324 | -609.1796 | -593.1853 | -668.4633 | -1307.441 | -288.8642 | -204.1719 | -6.4438 | -8.2289 | -16.8341 | -6.8707
2027 | 1197 | MW | 252.2193 | 322.0906 | 412.6635 | 130.992 | -572.6289 | -571.6149 | -644.1556 | -1228.9946 | -268.2311 | -196.7475 | -6.4438 | -8.2289 | -16.8341 | -5.4965
2027 | 1198 | MW | 679.5909 | 867.8553 | 1100.436 | 339.8712 | -523.8945 | -528.4742 | -595.54 | -1124.3993 | -247.5979 | -181.8986 | 8.5918 | 10.9719 | 0 | 0
2027 | 1199 | MW | 672.5848 | 858.9083 | 1100.436 | 336.3309 | -450.7929 | -463.763 | -522.6168 | -967.5064 | -211.4899 | -159.6253 | 10.7397 | 13.7149 | 16.8341 | 1.3741
2027 | 1200 | MW | 637.5543 | 814.1735 | 1043.1217 | 318.6293 | -389.875 | -399.0519 | -449.6935 | -836.7623 | -180.5401 | -137.352 | 8.5918 | 10.9719 | 16.8341 | 1.3741
2027 | 1201 | MW | 581.5056 | 742.5978 | 951.4187 | 290.3067 | -316.7734 | -334.3408 | -376.7702 | -679.8693 | -144.4321 | -115.0787 | 8.5918 | 10.9719 | 16.8341 | 2.7483
2027 | 1202 | MW | 525.4569 | 671.0221 | 859.7157 | 261.9841 | -292.4062 | -312.7704 | -352.4625 | -627.5717 | -134.1155 | -107.6543 | 8.5918 | 10.9719 | 16.8341 | 1.3741
2027 | 1203 | MW | 448.3899 | 572.6055 | 733.624 | 223.0405 | -280.2226 | -301.9852 | -340.3086 | -601.4229 | -128.9572 | -103.9421 | 6.4438 | 8.2289 | 16.8341 | 1.3741
2027 | 1204 | MW | 371.3228 | 474.189 | 607.5324 | 184.0969 | -280.2226 | -301.9852 | -340.3086 | -601.4229 | -128.9572 | -103.9421 | 6.4438 | 8.2289 | 16.8341 | 1.3741
2027 | 1205 | MW | 308.268 | 393.6663 | 504.3665 | 152.234 | -280.2226 | -301.9852 | -340.3086 | -601.4229 | -128.9572 | -103.9421 | 6.4438 | 8.2289 | 16.8341 | 1.3741
2027 | 1206 | MW | 266.2315 | 339.9845 | 435.5893 | 127.4517 | -304.5898 | -323.5556 | -364.6164 | -653.7205 | -139.2738 | -111.3665 | 6.4438 | 8.2289 | 16.8341 | 2.7483
2027 | 1207 | MW | 224.1949 | 286.3028 | 366.812 | 109.7501 | -353.3242 | -334.3408 | -376.7702 | -758.3158 | -170.2236 | -115.0787 | 8.5918 | 10.9719 | 16.8341 | 2.7483
2027 | 1208 | MW | 196.1706 | 250.5149 | 332.4234 | 99.1291 | -402.0586 | -399.0519 | -449.6935 | -862.9111 | -201.1733 | -137.352 | 8.5918 | 10.9719 | 16.8341 | 2.7483
2027 | 1209 | MW | 189.1645 | 241.568 | 309.4976 | 92.0485 | -462.9765 | -452.9778 | -510.4629 | -993.6552 | -226.9647 | -155.9131 | 10.7397 | 13.7149 | 33.6683 | 2.7483
2027 | 1210 | MW | 175.1523 | 223.674 | 286.5719 | 84.9678 | -511.7109 | -485.3334 | -546.9245 | -1098.2505 | -247.5979 | -167.0497 | 10.7397 | 13.7149 | 33.6683 | 2.7483
2027 | 1211 | MW | 196.1706 | 250.5149 | 320.9605 | 95.5888 | -548.2617 | -496.1186 | -559.0784 | -1176.6969 | -257.9145 | -170.762 | 10.7397 | 13.7149 | 33.6683 | 2.7483
2027 | 1212 | MW | 231.201 | 295.2497 | 378.2749 | 113.2904 | -560.4453 | -506.9038 | -571.2323 | -1202.8458 | -268.2311 | -174.4742 | 10.7397 | 13.7149 | 33.6683 | 2.7483
2027 | 1213 | MW | 280.2437 | 357.8785 | 458.515 | 141.613 | -584.8125 | -517.689 | -583.3862 | -1255.1434 | -278.5476 | -178.1864 | 10.7397 | 13.7149 | 50.5024 | 2.7483
2027 | 1214 | MW | 301.2619 | 384.7193 | 481.4408 | 155.7743 | -596.9961 | -517.689 | -583.3862 | -1281.2922 | -278.5476 | -178.1864 | 10.7397 | 13.7149 | 50.5024 | 2.7483
2027 | 1215 | MW | 329.2863 | 420.5072 | 527.2923 | 169.9356 | -584.8125 | -517.689 | -583.3862 | -1255.1434 | -278.5476 | -178.1864 | 10.7397 | 13.7149 | 50.5024 | 1.3741
2027 | 1216 | MW | 140.1218 | 178.9392 | 217.7946 | 77.8872 | -584.8125 | -506.9038 | -571.2323 | -1255.1434 | -273.3893 | -174.4742 | 6.4438 | 8.2289 | 16.8341 | 1.3741
2027 | 1217 | MW | 154.134 | 196.8331 | 252.1833 | 81.4275 | -560.4453 | -496.1186 | -559.0784 | -1202.8458 | -268.2311 | -170.762 | -4.2959 | -5.486 | -16.8341 | -4.1224
2027 | 1218 | MW | 175.1523 | 223.674 | 286.5719 | 88.5081 | -536.0781 | -496.1186 | -559.0784 | -1150.5481 | -257.9145 | -170.762 | -4.2959 | -5.486 | -16.8341 | -5.4965
2027 | 1219 | MW | 189.1645 | 241.568 | 309.4976 | 95.5888 | -536.0781 | -528.4742 | -595.54 | -1150.5481 | -252.7562 | -181.8986 | -6.4438 | -8.2289 | -16.8341 | -5.4965
2027 | 1220 | MW | 196.1706 | 250.5149 | 320.9605 | 99.1291 | -536.0781 | -528.4742 | -595.54 | -1150.5481 | -252.7562 | -181.8986 | -6.4438 | -8.2289 | -16.8341 | -5.4965
2027 | 1221 | MW | 602.5239 | 769.4387 | 985.8073 | 308.0083 | -523.8945 | -517.689 | -583.3862 | -1124.3993 | -247.5979 | -178.1864 | -6.4438 | -8.2289 | -16.8341 | -5.4965
2027 | 1222 | MW | 602.5239 | 769.4387 | 985.8073 | 304.468 | -475.1601 | -485.3334 | -546.9245 | -1019.804 | -226.9647 | -167.0497 | 8.5918 | 10.9719 | 16.8341 | 0
2027 | 1223 | MW | 595.5178 | 760.4917 | 962.8815 | 297.3873 | -426.4258 | -431.4075 | -486.1551 | -915.2087 | -201.1733 | -148.4887 | 12.8877 | 16.4579 | 16.8341 | 1.3741
2027 | 1224 | MW | 574.4995 | 733.6508 | 939.9558 | 286.7663 | -353.3242 | -377.4815 | -425.3857 | -758.3158 | -170.2236 | -129.9276 | 10.7397 | 13.7149 | 16.8341 | 1.3741
2027 | 1225 | MW | 532.4629 | 679.9691 | 871.1785 | 269.0647 | -316.7734 | -323.5556 | -364.6164 | -679.8693 | -144.4321 | -111.3665 | 8.5918 | 10.9719 | 16.8341 | 2.7483
2027 | 1226 | MW | 476.4142 | 608.3934 | 779.4755 | 240.7421 | -280.2226 | -301.9852 | -340.3086 | -601.4229 | -134.1155 | -103.9421 | 6.4438 | 8.2289 | 16.8341 | 2.7483
2027 | 1227 | MW | 420.3655 | 536.8177 | 687.7725 | 208.8792 | -280.2226 | -291.2 | -328.1547 | -601.4229 | -128.9572 | -100.2298 | 6.4438 | 8.2289 | 16.8341 | 2.7483
2027 | 1228 | MW | 364.3168 | 465.242 | 596.0695 | 180.5566 | -280.2226 | -291.2 | -328.1547 | -601.4229 | -128.9572 | -100.2298 | 6.4438 | 8.2289 | 16.8341 | 2.7483
2027 | 1229 | MW | 322.2802 | 411.5602 | 527.2923 | 159.3146 | -280.2226 | -291.2 | -328.1547 | -601.4229 | -128.9572 | -100.2298 | 6.4438 | 8.2289 | 16.8341 | 2.7483
2027 | 1230 | MW | 287.2497 | 366.8254 | 469.9779 | 141.613 | -304.5898 | -312.7704 | -352.4625 | -653.7205 | -139.2738 | -107.6543 | 6.4438 | 8.2289 | 16.8341 | 2.7483
2027 | 1231 | MW | 252.2193 | 322.0906 | 412.6635 | 123.9114 | -328.957 | -323.5556 | -364.6164 | -706.0182 | -159.907 | -111.3665 | 8.5918 | 10.9719 | 16.8341 | 2.7483
2027 | 1232 | MW | 224.1949 | 286.3028 | 366.812 | 109.7501 | -365.5078 | -366.6964 | -413.2319 | -784.4646 | -180.5401 | -126.2154 | 10.7397 | 13.7149 | 16.8341 | 2.7483
2027 | 1233 | MW | 203.1767 | 259.4619 | 332.4234 | 99.1291 | -414.2422 | -399.0519 | -449.6935 | -889.0599 | -201.1733 | -137.352 | 10.7397 | 13.7149 | 50.5024 | 4.1224
2027 | 1234 | MW | 189.1645 | 241.568 | 309.4976 | 92.0485 | -450.7929 | -431.4075 | -486.1551 | -967.5064 | -216.6482 | -148.4887 | 8.5918 | 10.9719 | 50.5024 | 4.1224
2027 | 1235 | MW | 210.1827 | 268.4088 | 355.3491 | 102.6694 | -487.3437 | -442.1927 | -498.309 | -1045.9528 | -232.123 | -152.2009 | 8.5918 | 10.9719 | 50.5024 | 4.1224
2027 | 1236 | MW | 252.2193 | 322.0906 | 424.1264 | 123.9114 | -511.7109 | -452.9778 | -510.4629 | -1098.2505 | -237.2813 | -155.9131 | 8.5918 | 10.9719 | 50.5024 | 4.1224
2027 | 1237 | MW | 294.2558 | 375.7724 | 481.4408 | 148.6937 | -536.0781 | -463.763 | -522.6168 | -1150.5481 | -242.4396 | -159.6253 | 8.5918 | 10.9719 | 50.5024 | 4.1224
2027 | 1238 | MW | 315.2741 | 402.6133 | 515.8294 | 155.7743 | -548.2617 | -452.9778 | -510.4629 | -1176.6969 | -242.4396 | -155.9131 | 8.5918 | 10.9719 | 50.5024 | 4.1224
2027 | 1239 | MW | 343.2985 | 438.4011 | 561.6809 | 169.9356 | -548.2617 | -452.9778 | -510.4629 | -1176.6969 | -247.5979 | -155.9131 | 8.5918 | 10.9719 | 50.5024 | 1.3741
2027 | 1240 | MW | 140.1218 | 178.9392 | 240.7204 | 67.2662 | -548.2617 | -442.1927 | -498.309 | -1176.6969 | -247.5979 | -152.2009 | 6.4438 | 8.2289 | 16.8341 | 1.3741
2027 | 1241 | MW | 154.134 | 196.8331 | 252.1833 | 77.8872 | -523.8945 | -442.1927 | -498.309 | -1124.3993 | -247.5979 | -152.2009 | -4.2959 | -5.486 | -16.8341 | -4.1224
2027 | 1242 | MW | 175.1523 | 223.674 | 286.5719 | 84.9678 | -523.8945 | -463.763 | -522.6168 | -1124.3993 | -247.5979 | -159.6253 | -4.2959 | -5.486 | -16.8341 | -5.4965
2027 | 1243 | MW | 182.1584 | 232.621 | 298.0348 | 88.5081 | -536.0781 | -528.4742 | -595.54 | -1150.5481 | -252.7562 | -181.8986 | -6.4438 | -8.2289 | -16.8341 | -5.4965
2027 | 1244 | MW | 182.1584 | 232.621 | 298.0348 | 92.0485 | -536.0781 | -528.4742 | -595.54 | -1150.5481 | -252.7562 | -181.8986 | -6.4438 | -8.2289 | -16.8341 | -5.4965
2027 | 1245 | MW | 609.53 | 778.3856 | 997.2702 | 300.9276 | -523.8945 | -528.4742 | -595.54 | -1124.3993 | -247.5979 | -181.8986 | -6.4438 | -8.2289 | -16.8341 | -5.4965
2027 | 1246 | MW | 602.5239 | 769.4387 | 985.8073 | 304.468 | -475.1601 | -485.3334 | -546.9245 | -1019.804 | -226.9647 | -167.0497 | 8.5918 | 10.9719 | 16.8341 | 0
2027 | 1247 | MW | 581.5056 | 742.5978 | 951.4187 | 290.3067 | -426.4258 | -431.4075 | -486.1551 | -915.2087 | -196.015 | -148.4887 | 10.7397 | 13.7149 | 16.8341 | 1.3741
2027 | 1248 | MW | 560.4873 | 715.7569 | 905.5672 | 279.6857 | -353.3242 | -366.6964 | -413.2319 | -758.3158 | -165.0653 | -126.2154 | 10.7397 | 13.7149 | 16.8341 | 1.3741
2027 | 1249 | MW | 518.4508 | 662.0751 | 836.7899 | 258.4437 | -316.7734 | -334.3408 | -376.7702 | -679.8693 | -149.5904 | -115.0787 | 6.4438 | 8.2289 | 0 | 1.3741
2027 | 1250 | MW | 455.3959 | 581.5525 | 745.0869 | 226.5808 | -292.4062 | -312.7704 | -352.4625 | -627.5717 | -134.1155 | -107.6543 | 6.4438 | 8.2289 | 0 | 1.3741
2027 | 1251 | MW | 392.3411 | 501.0298 | 641.921 | 194.7179 | -280.2226 | -301.9852 | -340.3086 | -601.4229 | -128.9572 | -103.9421 | 6.4438 | 8.2289 | 0 | 1.3741
2027 | 1252 | MW | 336.2924 | 429.4541 | 550.218 | 169.9356 | -280.2226 | -301.9852 | -340.3086 | -601.4229 | -128.9572 | -103.9421 | 6.4438 | 8.2289 | 0 | 1.3741
2027 | 1253 | MW | 294.2558 | 375.7724 | 481.4408 | 148.6937 | -280.2226 | -301.9852 | -340.3086 | -601.4229 | -128.9572 | -103.9421 | 6.4438 | 8.2289 | 0 | 1.3741
2027 | 1254 | MW | 252.2193 | 322.0906 | 412.6635 | 127.4517 | -316.7734 | -334.3408 | -376.7702 | -679.8693 | -144.4321 | -115.0787 | 6.4438 | 8.2289 | 0 | 1.3741
2027 | 1255 | MW | 217.1888 | 277.3558 | 355.3491 | 113.2904 | -377.6914 | -366.6964 | -413.2319 | -810.6135 | -170.2236 | -126.2154 | 6.4438 | 8.2289 | 16.8341 | 2.7483
2027 | 1256 | MW | 182.1584 | 232.621 | 309.4976 | 95.5888 | -438.6093 | -431.4075 | -486.1551 | -941.3576 | -206.3316 | -148.4887 | 6.4438 | 8.2289 | 16.8341 | 2.7483
2027 | 1257 | MW | 168.1462 | 214.7271 | 286.5719 | 84.9678 | -523.8945 | -485.3334 | -546.9245 | -1124.3993 | -237.2813 | -167.0497 | 8.5918 | 10.9719 | 33.6683 | 2.7483
2027 | 1258 | MW | 161.1401 | 205.7801 | 263.6461 | 84.9678 | -584.8125 | -528.4742 | -595.54 | -1255.1434 | -268.2311 | -181.8986 | 8.5918 | 10.9719 | 33.6683 | 2.7483
2027 | 1259 | MW | 147.1279 | 187.8862 | 240.7204 | 81.4275 | -633.5468 | -550.0445 | -619.8478 | -1359.7387 | -288.8642 | -189.323 | 8.5918 | 10.9719 | 33.6683 | 2.7483
2027 | 1260 | MW | 161.1401 | 205.7801 | 263.6461 | 81.4275 | -670.0976 | -571.6149 | -644.1556 | -1438.1852 | -304.3391 | -196.7475 | 10.7397 | 13.7149 | 33.6683 | 2.7483
2027 | 1261 | MW | 196.1706 | 250.5149 | 320.9605 | 95.5888 | -706.6484 | -582.4001 | -656.3094 | -1516.6316 | -314.6557 | -200.4597 | 10.7397 | 13.7149 | 33.6683 | 2.7483
2027 | 1262 | MW | 217.1888 | 277.3558 | 355.3491 | 106.2098 | -731.0156 | -593.1853 | -668.4633 | -1568.9293 | -324.9722 | -204.1719 | 8.5918 | 10.9719 | 33.6683 | 2.7483
2027 | 1263 | MW | 238.2071 | 304.1967 | 389.7378 | 120.3711 | -731.0156 | -593.1853 | -668.4633 | -1568.9293 | -324.9722 | -204.1719 | 8.5918 | 10.9719 | 33.6683 | 0
2027 | 1264 | MW | 287.2497 | 366.8254 | 469.9779 | 148.6937 | -718.832 | -582.4001 | -656.3094 | -1542.7804 | -319.8139 | -200.4597 | 6.4438 | 8.2289 | 0 | 0
2027 | 1265 | MW | 161.1401 | 205.7801 | 252.1833 | 84.9678 | -670.0976 | -560.8297 | -632.0017 | -1438.1852 | -309.4974 | -193.0353 | -6.4438 | -8.2289 | -16.8341 | -4.1224
2027 | 1266 | MW | 203.1767 | 259.4619 | 332.4234 | 106.2098 | -633.5468 | -560.8297 | -632.0017 | -1359.7387 | -294.0225 | -193.0353 | -6.4438 | -8.2289 | -16.8341 | -5.4965
2027 | 1267 | MW | 231.201 | 295.2497 | 378.2749 | 120.3711 | -596.9961 | -571.6149 | -644.1556 | -1281.2922 | -278.5476 | -196.7475 | -8.5918 | -10.9719 | -16.8341 | -6.8707
2027 | 1268 | MW | 252.2193 | 322.0906 | 401.2006 | 127.4517 | -572.6289 | -560.8297 | -632.0017 | -1228.9946 | -268.2311 | -193.0353 | -8.5918 | -10.9719 | -16.8341 | -6.8707
2027 | 1269 | MW | 252.2193 | 322.0906 | 401.2006 | 127.4517 | -548.2617 | -539.2593 | -607.6939 | -1176.6969 | -257.9145 | -185.6108 | -8.5918 | -10.9719 | -16.8341 | -6.8707
2027 | 1270 | MW | 693.6031 | 885.7492 | 1123.3618 | 346.9519 | -499.5273 | -496.1186 | -559.0784 | -1072.1017 | -232.123 | -170.762 | 6.4438 | 8.2289 | 16.8341 | 0
2027 | 1271 | MW | 693.6031 | 885.7492 | 1123.3618 | 346.9519 | -438.6093 | -442.1927 | -498.309 | -941.3576 | -201.1733 | -152.2009 | 10.7397 | 13.7149 | 16.8341 | 0
2027 | 1272 | MW | 658.5726 | 841.0144 | 1066.0474 | 329.2502 | -365.5078 | -377.4815 | -425.3857 | -784.4646 | -170.2236 | -129.9276 | 8.5918 | 10.9719 | 16.8341 | 0
2027 | 1273 | MW | 609.53 | 778.3856 | 985.8073 | 304.468 | -328.957 | -345.126 | -388.9241 | -706.0182 | -149.5904 | -118.7909 | 6.4438 | 8.2289 | 0 | 1.3741
2027 | 1274 | MW | 553.4812 | 706.8099 | 894.1043 | 276.1454 | -304.5898 | -323.5556 | -364.6164 | -653.7205 | -139.2738 | -111.3665 | 6.4438 | 8.2289 | 0 | 1.3741
2027 | 1275 | MW | 483.4203 | 617.3403 | 779.4755 | 240.7421 | -292.4062 | -312.7704 | -352.4625 | -627.5717 | -134.1155 | -107.6543 | 6.4438 | 8.2289 | 0 | 1.3741
2027 | 1276 | MW | 406.3533 | 518.9238 | 664.8468 | 205.3389 | -292.4062 | -312.7704 | -352.4625 | -627.5717 | -134.1155 | -107.6543 | 6.4438 | 8.2289 | 0 | 1.3741
2027 | 1277 | MW | 336.2924 | 429.4541 | 550.218 | 169.9356 | -304.5898 | -323.5556 | -364.6164 | -653.7205 | -139.2738 | -111.3665 | 6.4438 | 8.2289 | 0 | 1.3741
2027 | 1278 | MW | 287.2497 | 366.8254 | 469.9779 | 141.613 | -353.3242 | -366.6964 | -413.2319 | -758.3158 | -159.907 | -126.2154 | 6.4438 | 8.2289 | 0 | 1.3741
2027 | 1279 | MW | 231.201 | 295.2497 | 378.2749 | 116.8307 | -438.6093 | -420.6223 | -474.0013 | -941.3576 | -206.3316 | -144.7764 | 6.4438 | 8.2289 | 16.8341 | 2.7483
2027 | 1280 | MW | 182.1584 | 232.621 | 298.0348 | 95.5888 | -536.0781 | -517.689 | -583.3862 | -1150.5481 | -247.5979 | -178.1864 | 8.5918 | 10.9719 | 16.8341 | 2.7483
2027 | 1281 | MW | 161.1401 | 205.7801 | 275.109 | 81.4275 | -621.3632 | -571.6149 | -644.1556 | -1333.5899 | -283.7059 | -196.7475 | 8.5918 | 10.9719 | 33.6683 | 2.7483
2027 | 1282 | MW | 140.1218 | 178.9392 | 229.2575 | 77.8872 | -670.0976 | -614.7556 | -692.7711 | -1438.1852 | -304.3391 | -211.5963 | 8.5918 | 10.9719 | 33.6683 | 2.7483
2027 | 1283 | MW | 133.1157 | 169.9923 | 217.7946 | 70.8065 | -718.832 | -647.1112 | -729.2327 | -1542.7804 | -330.1305 | -222.733 | 8.5918 | 10.9719 | 33.6683 | 2.7483
2027 | 1284 | MW | 140.1218 | 178.9392 | 240.7204 | 70.8065 | -743.1992 | -657.8964 | -741.3866 | -1595.0781 | -340.4471 | -226.4452 | 8.5918 | 10.9719 | 33.6683 | 2.7483
2027 | 1285 | MW | 175.1523 | 223.674 | 298.0348 | 84.9678 | -743.1992 | -657.8964 | -741.3866 | -1595.0781 | -350.7637 | -226.4452 | 8.5918 | 10.9719 | 33.6683 | 2.7483
2027 | 1286 | MW | 203.1767 | 259.4619 | 332.4234 | 99.1291 | -755.3828 | -657.8964 | -741.3866 | -1621.2269 | -350.7637 | -226.4452 | 8.5918 | 10.9719 | 33.6683 | 2.7483
2027 | 1287 | MW | 231.201 | 295.2497 | 378.2749 | 113.2904 | -743.1992 | -657.8964 | -741.3866 | -1595.0781 | -345.6054 | -226.4452 | 8.5918 | 10.9719 | 33.6683 | 0
2027 | 1288 | MW | 280.2437 | 357.8785 | 458.515 | 145.1533 | -731.0156 | -636.326 | -717.0788 | -1568.9293 | -335.2888 | -219.0208 | 4.2959 | 5.486 | 0 | 0
2027 | 1289 | MW | 161.1401 | 205.7801 | 252.1833 | 84.9678 | -694.4648 | -614.7556 | -692.7711 | -1490.4828 | -324.9722 | -211.5963 | -4.2959 | -5.486 | -16.8341 | -4.1224
2027 | 1290 | MW | 203.1767 | 259.4619 | 320.9605 | 106.2098 | -657.914 | -603.9705 | -680.6172 | -1412.0363 | -314.6557 | -207.8841 | -6.4438 | -8.2289 | -16.8341 | -5.4965
2027 | 1291 | MW | 231.201 | 295.2497 | 366.812 | 120.3711 | -633.5468 | -625.5408 | -704.925 | -1359.7387 | -299.1808 | -215.3086 | -6.4438 | -8.2289 | -16.8341 | -6.8707
2027 | 1292 | MW | 252.2193 | 322.0906 | 401.2006 | 130.992 | -609.1796 | -603.9705 | -680.6172 | -1307.441 | -288.8642 | -207.8841 | -8.5918 | -10.9719 | -16.8341 | -6.8707
2027 | 1293 | MW | 252.2193 | 322.0906 | 401.2006 | 127.4517 | -572.6289 | -571.6149 | -644.1556 | -1228.9946 | -273.3893 | -196.7475 | -8.5918 | -10.9719 | -16.8341 | -6.8707
2027 | 1294 | MW | 679.5909 | 867.8553 | 1111.8989 | 343.4115 | -523.8945 | -528.4742 | -595.54 | -1124.3993 | -247.5979 | -181.8986 | 8.5918 | 10.9719 | 16.8341 | 0
2027 | 1295 | MW | 679.5909 | 867.8553 | 1100.436 | 339.8712 | -450.7929 | -463.763 | -522.6168 | -967.5064 | -211.4899 | -159.6253 | 10.7397 | 13.7149 | 16.8341 | 0
2027 | 1296 | MW | 644.5604 | 823.1204 | 1043.1217 | 322.1696 | -377.6914 | -399.0519 | -449.6935 | -810.6135 | -180.5401 | -137.352 | 8.5918 | 10.9719 | 16.8341 | 0
2027 | 1297 | MW | 588.5117 | 751.5448 | 962.8815 | 293.847 | -328.957 | -345.126 | -388.9241 | -706.0182 | -154.7487 | -118.7909 | 6.4438 | 8.2289 | 0 | 1.3741
2027 | 1298 | MW | 532.4629 | 679.9691 | 871.1785 | 265.5244 | -304.5898 | -323.5556 | -364.6164 | -653.7205 | -139.2738 | -111.3665 | 6.4438 | 8.2289 | 0 | 1.3741
2027 | 1299 | MW | 455.3959 | 581.5525 | 745.0869 | 226.5808 | -292.4062 | -312.7704 | -352.4625 | -627.5717 | -134.1155 | -107.6543 | 6.4438 | 8.2289 | 0 | 1.3741
2027 | 1300 | MW | 385.335 | 492.0829 | 630.4582 | 191.1776 | -292.4062 | -312.7704 | -352.4625 | -627.5717 | -134.1155 | -107.6543 | 6.4438 | 8.2289 | 0 | 1.3741
2027 | 1301 | MW | 315.2741 | 402.6133 | 515.8294 | 155.7743 | -304.5898 | -323.5556 | -364.6164 | -653.7205 | -139.2738 | -111.3665 | 6.4438 | 8.2289 | 0 | 1.3741
2027 | 1302 | MW | 266.2315 | 339.9845 | 435.5893 | 130.992 | -353.3242 | -366.6964 | -413.2319 | -758.3158 | -159.907 | -126.2154 | 6.4438 | 8.2289 | 0 | 1.3741
2027 | 1303 | MW | 210.1827 | 268.4088 | 343.8863 | 106.2098 | -438.6093 | -409.8371 | -461.8474 | -941.3576 | -201.1733 | -141.0642 | 8.5918 | 10.9719 | 16.8341 | 2.7483
2027 | 1304 | MW | 168.1462 | 214.7271 | 275.109 | 84.9678 | -523.8945 | -506.9038 | -571.2323 | -1124.3993 | -247.5979 | -174.4742 | 8.5918 | 10.9719 | 16.8341 | 2.7483
2027 | 1305 | MW | 154.134 | 196.8331 | 263.6461 | 77.8872 | -609.1796 | -582.4001 | -656.3094 | -1307.441 | -278.5476 | -200.4597 | 8.5918 | 10.9719 | 33.6683 | 2.7483
2027 | 1306 | MW | 133.1157 | 169.9923 | 229.2575 | 70.8065 | -670.0976 | -614.7556 | -692.7711 | -1438.1852 | -304.3391 | -211.5963 | 8.5918 | 10.9719 | 33.6683 | 2.7483
2027 | 1307 | MW | 126.1096 | 161.0453 | 206.3318 | 67.2662 | -718.832 | -647.1112 | -729.2327 | -1542.7804 | -324.9722 | -222.733 | 8.5918 | 10.9719 | 33.6683 | 2.7483
2027 | 1308 | MW | 140.1218 | 178.9392 | 229.2575 | 67.2662 | -743.1992 | -668.6816 | -753.5405 | -1595.0781 | -340.4471 | -230.1574 | 8.5918 | 10.9719 | 33.6683 | 2.7483
2027 | 1309 | MW | 175.1523 | 223.674 | 298.0348 | 84.9678 | -767.5664 | -679.4668 | -765.6943 | -1647.3757 | -345.6054 | -233.8696 | 8.5918 | 10.9719 | 33.6683 | 2.7483
2027 | 1310 | MW | 196.1706 | 250.5149 | 320.9605 | 99.1291 | -779.7499 | -690.252 | -777.8482 | -1673.5245 | -350.7637 | -237.5819 | 8.5918 | 10.9719 | 33.6683 | 2.7483
2027 | 1311 | MW | 231.201 | 295.2497 | 378.2749 | 113.2904 | -779.7499 | -679.4668 | -765.6943 | -1673.5245 | -350.7637 | -233.8696 | 8.5918 | 10.9719 | 33.6683 | 0
2027 | 1312 | MW | 280.2437 | 357.8785 | 458.515 | 145.1533 | -755.3828 | -668.6816 | -753.5405 | -1621.2269 | -340.4471 | -230.1574 | 4.2959 | 5.486 | 0 | 0
2027 | 1313 | MW | 161.1401 | 205.7801 | 263.6461 | 84.9678 | -718.832 | -647.1112 | -729.2327 | -1542.7804 | -330.1305 | -222.733 | -6.4438 | -8.2289 | -16.8341 | -4.1224
2027 | 1314 | MW | 203.1767 | 259.4619 | 332.4234 | 106.2098 | -670.0976 | -614.7556 | -692.7711 | -1438.1852 | -314.6557 | -211.5963 | -6.4438 | -8.2289 | -16.8341 | -5.4965
2027 | 1315 | MW | 231.201 | 295.2497 | 378.2749 | 123.9114 | -645.7304 | -625.5408 | -704.925 | -1385.8875 | -299.1808 | -215.3086 | -8.5918 | -10.9719 | -16.8341 | -6.8707
2027 | 1316 | MW | 252.2193 | 322.0906 | 401.2006 | 130.992 | -609.1796 | -603.9705 | -680.6172 | -1307.441 | -288.8642 | -207.8841 | -8.5918 | -10.9719 | -16.8341 | -6.8707
2027 | 1317 | MW | 252.2193 | 322.0906 | 401.2006 | 130.992 | -572.6289 | -571.6149 | -644.1556 | -1228.9946 | -273.3893 | -196.7475 | -8.5918 | -10.9719 | -16.8341 | -6.8707
2027 | 1318 | MW | 686.597 | 876.8022 | 1111.8989 | 346.9519 | -523.8945 | -528.4742 | -595.54 | -1124.3993 | -247.5979 | -181.8986 | 8.5918 | 10.9719 | 16.8341 | 0
2027 | 1319 | MW | 679.5909 | 867.8553 | 1111.8989 | 343.4115 | -450.7929 | -463.763 | -522.6168 | -967.5064 | -211.4899 | -159.6253 | 10.7397 | 13.7149 | 16.8341 | 0
2027 | 1320 | MW | 644.5604 | 823.1204 | 1043.1217 | 325.7099 | -377.6914 | -399.0519 | -449.6935 | -810.6135 | -175.3818 | -137.352 | 8.5918 | 10.9719 | 16.8341 | 0
2027 | 1321 | MW | 588.5117 | 751.5448 | 962.8815 | 297.3873 | -328.957 | -345.126 | -388.9241 | -706.0182 | -149.5904 | -118.7909 | 8.5918 | 10.9719 | 16.8341 | 2.7483
2027 | 1322 | MW | 525.4569 | 671.0221 | 859.7157 | 265.5244 | -304.5898 | -323.5556 | -364.6164 | -653.7205 | -139.2738 | -111.3665 | 6.4438 | 8.2289 | 0 | 2.7483
2027 | 1323 | MW | 455.3959 | 581.5525 | 733.624 | 226.5808 | -292.4062 | -312.7704 | -352.4625 | -627.5717 | -134.1155 | -107.6543 | 6.4438 | 8.2289 | 0 | 1.3741
2027 | 1324 | MW | 378.3289 | 483.1359 | 618.9953 | 187.6372 | -292.4062 | -312.7704 | -352.4625 | -627.5717 | -134.1155 | -107.6543 | 6.4438 | 8.2289 | 0 | 1.3741
2027 | 1325 | MW | 308.268 | 393.6663 | 504.3665 | 152.234 | -304.5898 | -323.5556 | -364.6164 | -653.7205 | -139.2738 | -111.3665 | 6.4438 | 8.2289 | 0 | 1.3741
2027 | 1326 | MW | 252.2193 | 322.0906 | 412.6635 | 123.9114 | -353.3242 | -366.6964 | -413.2319 | -758.3158 | -159.907 | -126.2154 | 6.4438 | 8.2289 | 16.8341 | 2.7483
2027 | 1327 | MW | 203.1767 | 259.4619 | 332.4234 | 102.6694 | -438.6093 | -420.6223 | -474.0013 | -941.3576 | -201.1733 | -144.7764 | 6.4438 | 8.2289 | 16.8341 | 2.7483
2027 | 1328 | MW | 161.1401 | 205.7801 | 263.6461 | 84.9678 | -523.8945 | -517.689 | -583.3862 | -1124.3993 | -242.4396 | -178.1864 | 8.5918 | 10.9719 | 16.8341 | 2.7483
2027 | 1329 | MW | 147.1279 | 187.8862 | 252.1833 | 77.8872 | -596.9961 | -582.4001 | -656.3094 | -1281.2922 | -273.3893 | -200.4597 | 8.5918 | 10.9719 | 33.6683 | 2.7483
2027 | 1330 | MW | 133.1157 | 169.9923 | 217.7946 | 70.8065 | -657.914 | -614.7556 | -692.7711 | -1412.0363 | -294.0225 | -211.5963 | 10.7397 | 13.7149 | 33.6683 | 2.7483
2027 | 1331 | MW | 126.1096 | 161.0453 | 206.3318 | 63.7259 | -718.832 | -647.1112 | -729.2327 | -1542.7804 | -319.8139 | -222.733 | 10.7397 | 13.7149 | 33.6683 | 2.7483
2027 | 1332 | MW | 140.1218 | 178.9392 | 229.2575 | 67.2662 | -743.1992 | -668.6816 | -753.5405 | -1595.0781 | -330.1305 | -230.1574 | 10.7397 | 13.7149 | 33.6683 | 2.7483
2027 | 1333 | MW | 175.1523 | 223.674 | 286.5719 | 84.9678 | -767.5664 | -679.4668 | -765.6943 | -1647.3757 | -340.4471 | -233.8696 | 10.7397 | 13.7149 | 33.6683 | 2.7483
2027 | 1334 | MW | 196.1706 | 250.5149 | 320.9605 | 95.5888 | -779.7499 | -701.0371 | -790.0021 | -1673.5245 | -340.4471 | -241.2941 | 10.7397 | 13.7149 | 33.6683 | 2.7483
2027 | 1335 | MW | 224.1949 | 286.3028 | 366.812 | 113.2904 | -767.5664 | -690.252 | -777.8482 | -1647.3757 | -335.2888 | -237.5819 | 10.7397 | 13.7149 | 33.6683 | 1.3741
2027 | 1336 | MW | 280.2437 | 357.8785 | 447.0521 | 145.1533 | -743.1992 | -668.6816 | -753.5405 | -1595.0781 | -324.9722 | -230.1574 | 6.4438 | 8.2289 | 0 | 1.3741
2027 | 1337 | MW | 161.1401 | 205.7801 | 263.6461 | 84.9678 | -706.6484 | -647.1112 | -729.2327 | -1516.6316 | -314.6557 | -222.733 | -6.4438 | -8.2289 | -16.8341 | -4.1224
2027 | 1338 | MW | 203.1767 | 259.4619 | 332.4234 | 106.2098 | -657.914 | -614.7556 | -692.7711 | -1412.0363 | -309.4974 | -211.5963 | -6.4438 | -8.2289 | -16.8341 | -4.1224
2027 | 1339 | MW | 231.201 | 295.2497 | 378.2749 | 123.9114 | -633.5468 | -625.5408 | -704.925 | -1359.7387 | -294.0225 | -215.3086 | -6.4438 | -8.2289 | -16.8341 | -5.4965
2027 | 1340 | MW | 252.2193 | 322.0906 | 401.2006 | 130.992 | -609.1796 | -603.9705 | -680.6172 | -1307.441 | -283.7059 | -207.8841 | -8.5918 | -10.9719 | -16.8341 | -6.8707
2027 | 1341 | MW | 252.2193 | 322.0906 | 401.2006 | 130.992 | -572.6289 | -571.6149 | -644.1556 | -1228.9946 | -268.2311 | -196.7475 | -8.5918 | -10.9719 | -16.8341 | -5.4965
2027 | 1342 | MW | 679.5909 | 867.8553 | 1111.8989 | 343.4115 | -523.8945 | -528.4742 | -595.54 | -1124.3993 | -242.4396 | -181.8986 | 8.5918 | 10.9719 | 16.8341 | 0
2027 | 1343 | MW | 679.5909 | 867.8553 | 1111.8989 | 339.8712 | -450.7929 | -463.763 | -522.6168 | -967.5064 | -206.3316 | -159.6253 | 10.7397 | 13.7149 | 16.8341 | 1.3741
2027 | 1344 | MW | 637.5543 | 814.1735 | 1043.1217 | 318.6293 | -377.6914 | -399.0519 | -449.6935 | -810.6135 | -175.3818 | -137.352 | 8.5918 | 10.9719 | 16.8341 | 1.3741
2027 | 1345 | MW | 588.5117 | 751.5448 | 951.4187 | 293.847 | -328.957 | -345.126 | -388.9241 | -706.0182 | -149.5904 | -118.7909 | 8.5918 | 10.9719 | 16.8341 | 2.7483
2027 | 1346 | MW | 525.4569 | 671.0221 | 859.7157 | 261.9841 | -304.5898 | -323.5556 | -364.6164 | -653.7205 | -139.2738 | -111.3665 | 6.4438 | 8.2289 | 16.8341 | 1.3741
2027 | 1347 | MW | 448.3899 | 572.6055 | 733.624 | 223.0405 | -292.4062 | -312.7704 | -352.4625 | -627.5717 | -134.1155 | -107.6543 | 6.4438 | 8.2289 | 0 | 1.3741
2027 | 1348 | MW | 378.3289 | 483.1359 | 618.9953 | 187.6372 | -292.4062 | -312.7704 | -352.4625 | -627.5717 | -134.1155 | -107.6543 | 6.4438 | 8.2289 | 0 | 1.3741
2027 | 1349 | MW | 308.268 | 393.6663 | 504.3665 | 148.6937 | -304.5898 | -323.5556 | -364.6164 | -653.7205 | -139.2738 | -111.3665 | 6.4438 | 8.2289 | 0 | 1.3741
2027 | 1350 | MW | 252.2193 | 322.0906 | 412.6635 | 123.9114 | -341.1406 | -366.6964 | -413.2319 | -732.167 | -159.907 | -126.2154 | 6.4438 | 8.2289 | 16.8341 | 2.7483
2027 | 1351 | MW | 203.1767 | 259.4619 | 332.4234 | 102.6694 | -426.4258 | -409.8371 | -461.8474 | -915.2087 | -201.1733 | -141.0642 | 8.5918 | 10.9719 | 16.8341 | 2.7483
2027 | 1352 | MW | 161.1401 | 205.7801 | 263.6461 | 81.4275 | -523.8945 | -506.9038 | -571.2323 | -1124.3993 | -242.4396 | -174.4742 | 8.5918 | 10.9719 | 16.8341 | 2.7483
2027 | 1353 | MW | 147.1279 | 187.8862 | 252.1833 | 74.3468 | -609.1796 | -571.6149 | -644.1556 | -1307.441 | -278.5476 | -196.7475 | 8.5918 | 10.9719 | 33.6683 | 2.7483
2027 | 1354 | MW | 133.1157 | 169.9923 | 217.7946 | 70.8065 | -670.0976 | -614.7556 | -692.7711 | -1438.1852 | -304.3391 | -211.5963 | 8.5918 | 10.9719 | 33.6683 | 2.7483
2027 | 1355 | MW | 126.1096 | 161.0453 | 206.3318 | 63.7259 | -731.0156 | -647.1112 | -729.2327 | -1568.9293 | -330.1305 | -222.733 | 8.5918 | 10.9719 | 33.6683 | 2.7483
2027 | 1356 | MW | 133.1157 | 169.9923 | 229.2575 | 67.2662 | -755.3828 | -668.6816 | -753.5405 | -1621.2269 | -345.6054 | -230.1574 | 8.5918 | 10.9719 | 33.6683 | 2.7483
2027 | 1357 | MW | 175.1523 | 223.674 | 298.0348 | 84.9678 | -779.7499 | -668.6816 | -753.5405 | -1673.5245 | -355.922 | -230.1574 | 8.5918 | 10.9719 | 33.6683 | 2.7483
2027 | 1358 | MW | 196.1706 | 250.5149 | 332.4234 | 99.1291 | -791.9335 | -679.4668 | -765.6943 | -1699.6734 | -355.922 | -233.8696 | 8.5918 | 10.9719 | 33.6683 | 2.7483
2027 | 1359 | MW | 224.1949 | 286.3028 | 366.812 | 113.2904 | -779.7499 | -679.4668 | -765.6943 | -1673.5245 | -350.7637 | -233.8696 | 8.5918 | 10.9719 | 33.6683 | 0
2027 | 1360 | MW | 280.2437 | 357.8785 | 458.515 | 141.613 | -755.3828 | -657.8964 | -741.3866 | -1621.2269 | -340.4471 | -226.4452 | 4.2959 | 5.486 | 0 | 0
2027 | 1361 | MW | 168.1462 | 214.7271 | 263.6461 | 88.5081 | -706.6484 | -625.5408 | -704.925 | -1516.6316 | -324.9722 | -215.3086 | -4.2959 | -5.486 | -16.8341 | -4.1224
2027 | 1362 | MW | 210.1827 | 268.4088 | 332.4234 | 109.7501 | -670.0976 | -603.9705 | -680.6172 | -1438.1852 | -314.6557 | -207.8841 | -4.2959 | -5.486 | -16.8341 | -5.4965
2027 | 1363 | MW | 238.2071 | 304.1967 | 378.2749 | 123.9114 | -633.5468 | -614.7556 | -692.7711 | -1359.7387 | -299.1808 | -211.5963 | -6.4438 | -8.2289 | -16.8341 | -5.4965
2027 | 1364 | MW | 252.2193 | 322.0906 | 412.6635 | 134.5324 | -609.1796 | -593.1853 | -668.4633 | -1307.441 | -283.7059 | -204.1719 | -6.4438 | -8.2289 | -16.8341 | -6.8707
2027 | 1365 | MW | 252.2193 | 322.0906 | 412.6635 | 130.992 | -572.6289 | -571.6149 | -644.1556 | -1228.9946 | -273.3893 | -196.7475 | -6.4438 | -8.2289 | -16.8341 | -5.4965
2027 | 1366 | MW | 679.5909 | 867.8553 | 1111.8989 | 343.4115 | -523.8945 | -517.689 | -583.3862 | -1124.3993 | -247.5979 | -178.1864 | 8.5918 | 10.9719 | 16.8341 | 0
2027 | 1367 | MW | 679.5909 | 867.8553 | 1111.8989 | 339.8712 | -450.7929 | -452.9778 | -510.4629 | -967.5064 | -211.4899 | -155.9131 | 10.7397 | 13.7149 | 16.8341 | 1.3741
2027 | 1368 | MW | 637.5543 | 814.1735 | 1043.1217 | 318.6293 | -389.875 | -399.0519 | -449.6935 | -836.7623 | -180.5401 | -137.352 | 8.5918 | 10.9719 | 16.8341 | 0
2027 | 1369 | MW | 581.5056 | 742.5978 | 951.4187 | 290.3067 | -316.7734 | -334.3408 | -376.7702 | -679.8693 | -144.4321 | -115.0787 | 8.5918 | 10.9719 | 16.8341 | 2.7483
2027 | 1370 | MW | 525.4569 | 671.0221 | 859.7157 | 261.9841 | -292.4062 | -312.7704 | -352.4625 | -627.5717 | -134.1155 | -107.6543 | 6.4438 | 8.2289 | 16.8341 | 2.7483
2027 | 1371 | MW | 448.3899 | 572.6055 | 733.624 | 223.0405 | -280.2226 | -301.9852 | -340.3086 | -601.4229 | -128.9572 | -103.9421 | 6.4438 | 8.2289 | 16.8341 | 1.3741
2027 | 1372 | MW | 371.3228 | 474.189 | 607.5324 | 184.0969 | -280.2226 | -301.9852 | -340.3086 | -601.4229 | -128.9572 | -103.9421 | 6.4438 | 8.2289 | 0 | 1.3741
2027 | 1373 | MW | 308.268 | 393.6663 | 504.3665 | 152.234 | -280.2226 | -301.9852 | -340.3086 | -601.4229 | -128.9572 | -103.9421 | 6.4438 | 8.2289 | 0 | 1.3741
2027 | 1374 | MW | 266.2315 | 339.9845 | 435.5893 | 130.992 | -304.5898 | -323.5556 | -364.6164 | -653.7205 | -139.2738 | -111.3665 | 6.4438 | 8.2289 | 16.8341 | 1.3741
2027 | 1375 | MW | 224.1949 | 286.3028 | 366.812 | 113.2904 | -353.3242 | -334.3408 | -376.7702 | -758.3158 | -165.0653 | -115.0787 | 8.5918 | 10.9719 | 16.8341 | 2.7483
2027 | 1376 | MW | 196.1706 | 250.5149 | 320.9605 | 99.1291 | -414.2422 | -399.0519 | -449.6935 | -889.0599 | -196.015 | -137.352 | 8.5918 | 10.9719 | 16.8341 | 2.7483
2027 | 1377 | MW | 182.1584 | 232.621 | 298.0348 | 88.5081 | -462.9765 | -442.1927 | -498.309 | -993.6552 | -216.6482 | -152.2009 | 10.7397 | 13.7149 | 33.6683 | 2.7483
2027 | 1378 | MW | 168.1462 | 214.7271 | 275.109 | 81.4275 | -511.7109 | -485.3334 | -546.9245 | -1098.2505 | -232.123 | -167.0497 | 8.5918 | 10.9719 | 50.5024 | 2.7483
2027 | 1379 | MW | 189.1645 | 241.568 | 309.4976 | 95.5888 | -536.0781 | -506.9038 | -571.2323 | -1150.5481 | -242.4396 | -174.4742 | 8.5918 | 10.9719 | 50.5024 | 2.7483
2027 | 1380 | MW | 231.201 | 295.2497 | 378.2749 | 120.3711 | -548.2617 | -506.9038 | -571.2323 | -1176.6969 | -247.5979 | -174.4742 | 8.5918 | 10.9719 | 50.5024 | 2.7483
2027 | 1381 | MW | 280.2437 | 357.8785 | 458.515 | 141.613 | -572.6289 | -517.689 | -583.3862 | -1228.9946 | -252.7562 | -178.1864 | 8.5918 | 10.9719 | 50.5024 | 2.7483
2027 | 1382 | MW | 301.2619 | 384.7193 | 492.9036 | 152.234 | -572.6289 | -528.4742 | -595.54 | -1228.9946 | -257.9145 | -181.8986 | 8.5918 | 10.9719 | 50.5024 | 2.7483
2027 | 1383 | MW | 343.2985 | 438.4011 | 561.6809 | 173.4759 | -572.6289 | -528.4742 | -595.54 | -1228.9946 | -257.9145 | -181.8986 | 8.5918 | 10.9719 | 50.5024 | 1.3741
2027 | 1384 | MW | 147.1279 | 187.8862 | 240.7204 | 74.3468 | -560.4453 | -528.4742 | -595.54 | -1202.8458 | -252.7562 | -181.8986 | 6.4438 | 8.2289 | 0 | 1.3741
2027 | 1385 | MW | 168.1462 | 214.7271 | 263.6461 | 84.9678 | -548.2617 | -517.689 | -583.3862 | -1176.6969 | -252.7562 | -178.1864 | -4.2959 | -5.486 | -16.8341 | -4.1224
2027 | 1386 | MW | 189.1645 | 241.568 | 309.4976 | 95.5888 | -536.0781 | -506.9038 | -571.2323 | -1150.5481 | -252.7562 | -174.4742 | -4.2959 | -5.486 | -16.8341 | -5.4965
2027 | 1387 | MW | 189.1645 | 241.568 | 309.4976 | 92.0485 | -536.0781 | -539.2593 | -607.6939 | -1150.5481 | -252.7562 | -185.6108 | -6.4438 | -8.2289 | -16.8341 | -5.4965
2027 | 1388 | MW | 189.1645 | 241.568 | 309.4976 | 92.0485 | -536.0781 | -528.4742 | -595.54 | -1150.5481 | -252.7562 | -181.8986 | -6.4438 | -8.2289 | -16.8341 | -5.4965
2027 | 1389 | MW | 609.53 | 778.3856 | 997.2702 | 304.468 | -523.8945 | -517.689 | -583.3862 | -1124.3993 | -247.5979 | -178.1864 | -6.4438 | -8.2289 | -16.8341 | -5.4965
2027 | 1390 | MW | 609.53 | 778.3856 | 997.2702 | 304.468 | -487.3437 | -485.3334 | -546.9245 | -1045.9528 | -226.9647 | -167.0497 | 8.5918 | 10.9719 | 16.8341 | 0
2027 | 1391 | MW | 588.5117 | 751.5448 | 962.8815 | 293.847 | -426.4258 | -431.4075 | -486.1551 | -915.2087 | -201.1733 | -148.4887 | 10.7397 | 13.7149 | 16.8341 | 1.3741
2027 | 1392 | MW | 560.4873 | 715.7569 | 917.03 | 279.6857 | -353.3242 | -377.4815 | -425.3857 | -758.3158 | -170.2236 | -129.9276 | 8.5918 | 10.9719 | 16.8341 | 1.3741
2027 | 1393 | MW | 518.4508 | 662.0751 | 848.2528 | 258.4437 | -316.7734 | -323.5556 | -364.6164 | -679.8693 | -144.4321 | -111.3665 | 8.5918 | 10.9719 | 16.8341 | 2.7483
2027 | 1394 | MW | 462.402 | 590.4994 | 756.5498 | 230.1211 | -292.4062 | -301.9852 | -340.3086 | -627.5717 | -134.1155 | -103.9421 | 6.4438 | 8.2289 | 16.8341 | 1.3741
2027 | 1395 | MW | 406.3533 | 518.9238 | 664.8468 | 198.2582 | -280.2226 | -291.2 | -328.1547 | -601.4229 | -128.9572 | -100.2298 | 6.4438 | 8.2289 | 16.8341 | 1.3741
2027 | 1396 | MW | 350.3046 | 447.3481 | 573.1438 | 173.4759 | -280.2226 | -291.2 | -328.1547 | -601.4229 | -128.9572 | -100.2298 | 6.4438 | 8.2289 | 16.8341 | 1.3741
2027 | 1397 | MW | 308.268 | 393.6663 | 504.3665 | 152.234 | -280.2226 | -291.2 | -328.1547 | -601.4229 | -128.9572 | -100.2298 | 6.4438 | 8.2289 | 16.8341 | 1.3741
2027 | 1398 | MW | 273.2376 | 348.9315 | 447.0521 | 134.5324 | -304.5898 | -312.7704 | -352.4625 | -653.7205 | -139.2738 | -107.6543 | 6.4438 | 8.2289 | 16.8341 | 1.3741
2027 | 1399 | MW | 245.2132 | 313.1436 | 401.2006 | 120.3711 | -328.957 | -312.7704 | -352.4625 | -706.0182 | -159.907 | -107.6543 | 8.5918 | 10.9719 | 16.8341 | 2.7483
2027 | 1400 | MW | 217.1888 | 277.3558 | 355.3491 | 106.2098 | -377.6914 | -355.9112 | -401.078 | -810.6135 | -180.5401 | -122.5031 | 8.5918 | 10.9719 | 16.8341 | 2.7483
2027 | 1401 | MW | 196.1706 | 250.5149 | 320.9605 | 92.0485 | -414.2422 | -399.0519 | -449.6935 | -889.0599 | -201.1733 | -137.352 | 8.5918 | 10.9719 | 50.5024 | 2.7483
2027 | 1402 | MW | 182.1584 | 232.621 | 298.0348 | 88.5081 | -450.7929 | -431.4075 | -486.1551 | -967.5064 | -211.4899 | -148.4887 | 8.5918 | 10.9719 | 50.5024 | 2.7483
2027 | 1403 | MW | 203.1767 | 259.4619 | 332.4234 | 102.6694 | -475.1601 | -452.9778 | -510.4629 | -1019.804 | -226.9647 | -155.9131 | 8.5918 | 10.9719 | 50.5024 | 2.7483
2027 | 1404 | MW | 245.2132 | 313.1436 | 389.7378 | 120.3711 | -499.5273 | -463.763 | -522.6168 | -1072.1017 | -232.123 | -159.6253 | 8.5918 | 10.9719 | 50.5024 | 2.7483
2027 | 1405 | MW | 294.2558 | 375.7724 | 492.9036 | 148.6937 | -511.7109 | -474.5482 | -534.7707 | -1098.2505 | -237.2813 | -163.3375 | 8.5918 | 10.9719 | 50.5024 | 2.7483
2027 | 1406 | MW | 329.2863 | 420.5072 | 538.7551 | 166.3953 | -523.8945 | -474.5482 | -534.7707 | -1124.3993 | -237.2813 | -163.3375 | 8.5918 | 10.9719 | 50.5024 | 2.7483
2027 | 1407 | MW | 357.3107 | 456.295 | 584.6066 | 180.5566 | -523.8945 | -474.5482 | -534.7707 | -1124.3993 | -242.4396 | -163.3375 | 8.5918 | 10.9719 | 50.5024 | 1.3741
2027 | 1408 | MW | 140.1218 | 178.9392 | 229.2575 | 70.8065 | -523.8945 | -474.5482 | -534.7707 | -1124.3993 | -242.4396 | -163.3375 | 6.4438 | 8.2289 | 16.8341 | 1.3741
2027 | 1409 | MW | 161.1401 | 205.7801 | 263.6461 | 81.4275 | -511.7109 | -474.5482 | -534.7707 | -1098.2505 | -242.4396 | -163.3375 | -4.2959 | -5.486 | -16.8341 | -4.1224
2027 | 1410 | MW | 168.1462 | 214.7271 | 275.109 | 88.5081 | -511.7109 | -485.3334 | -546.9245 | -1098.2505 | -247.5979 | -167.0497 | -4.2959 | -5.486 | -16.8341 | -5.4965
2027 | 1411 | MW | 182.1584 | 232.621 | 286.5719 | 95.5888 | -523.8945 | -539.2593 | -607.6939 | -1124.3993 | -252.7562 | -185.6108 | -6.4438 | -8.2289 | -16.8341 | -5.4965
2027 | 1412 | MW | 182.1584 | 232.621 | 286.5719 | 95.5888 | -536.0781 | -539.2593 | -607.6939 | -1150.5481 | -257.9145 | -185.6108 | -6.4438 | -8.2289 | -16.8341 | -5.4965
2027 | 1413 | MW | 616.536 | 787.3326 | 1008.733 | 311.5486 | -523.8945 | -528.4742 | -595.54 | -1124.3993 | -247.5979 | -181.8986 | -6.4438 | -8.2289 | -16.8341 | -5.4965
2027 | 1414 | MW | 616.536 | 787.3326 | 997.2702 | 311.5486 | -475.1601 | -485.3334 | -546.9245 | -1019.804 | -226.9647 | -167.0497 | 8.5918 | 10.9719 | 16.8341 | 0
2027 | 1415 | MW | 588.5117 | 751.5448 | 951.4187 | 297.3873 | -426.4258 | -431.4075 | -486.1551 | -915.2087 | -201.1733 | -148.4887 | 10.7397 | 13.7149 | 16.8341 | 1.3741
2027 | 1416 | MW | 560.4873 | 715.7569 | 917.03 | 283.226 | -353.3242 | -366.6964 | -413.2319 | -758.3158 | -165.0653 | -126.2154 | 8.5918 | 10.9719 | 16.8341 | 0
2027 | 1417 | MW | 511.4447 | 653.1282 | 825.327 | 254.9034 | -328.957 | -345.126 | -388.9241 | -706.0182 | -154.7487 | -118.7909 | 8.5918 | 10.9719 | 16.8341 | 2.7483
2027 | 1418 | MW | 455.3959 | 581.5525 | 745.0869 | 226.5808 | -304.5898 | -312.7704 | -352.4625 | -653.7205 | -139.2738 | -107.6543 | 6.4438 | 8.2289 | 0 | 2.7483
2027 | 1419 | MW | 392.3411 | 501.0298 | 641.921 | 194.7179 | -292.4062 | -301.9852 | -340.3086 | -627.5717 | -134.1155 | -103.9421 | 6.4438 | 8.2289 | 0 | 1.3741
2027 | 1420 | MW | 336.2924 | 429.4541 | 550.218 | 166.3953 | -292.4062 | -301.9852 | -340.3086 | -627.5717 | -134.1155 | -103.9421 | 6.4438 | 8.2289 | 0 | 1.3741
2027 | 1421 | MW | 287.2497 | 366.8254 | 469.9779 | 145.1533 | -304.5898 | -312.7704 | -352.4625 | -653.7205 | -139.2738 | -107.6543 | 4.2959 | 5.486 | 0 | 1.3741
2027 | 1422 | MW | 252.2193 | 322.0906 | 401.2006 | 127.4517 | -353.3242 | -366.6964 | -413.2319 | -758.3158 | -159.907 | -126.2154 | 4.2959 | 5.486 | 0 | 1.3741
2027 | 1423 | MW | 217.1888 | 277.3558 | 355.3491 | 109.7501 | -438.6093 | -409.8371 | -461.8474 | -941.3576 | -206.3316 | -141.0642 | 6.4438 | 8.2289 | 0 | 1.3741
2027 | 1424 | MW | 189.1645 | 241.568 | 309.4976 | 95.5888 | -523.8945 | -506.9038 | -571.2323 | -1124.3993 | -247.5979 | -174.4742 | 6.4438 | 8.2289 | 16.8341 | 1.3741
2027 | 1425 | MW | 175.1523 | 223.674 | 286.5719 | 95.5888 | -609.1796 | -582.4001 | -656.3094 | -1307.441 | -283.7059 | -200.4597 | 6.4438 | 8.2289 | 33.6683 | 1.3741
2027 | 1426 | MW | 168.1462 | 214.7271 | 263.6461 | 95.5888 | -670.0976 | -625.5408 | -704.925 | -1438.1852 | -309.4974 | -215.3086 | 6.4438 | 8.2289 | 33.6683 | 2.7483
2027 | 1427 | MW | 161.1401 | 205.7801 | 263.6461 | 88.5081 | -718.832 | -668.6816 | -753.5405 | -1542.7804 | -335.2888 | -230.1574 | 6.4438 | 8.2289 | 33.6683 | 2.7483
2027 | 1428 | MW | 168.1462 | 214.7271 | 263.6461 | 88.5081 | -755.3828 | -701.0371 | -790.0021 | -1621.2269 | -345.6054 | -241.2941 | 6.4438 | 8.2289 | 33.6683 | 2.7483
2027 | 1429 | MW | 196.1706 | 250.5149 | 309.4976 | 99.1291 | -779.7499 | -711.8223 | -802.156 | -1673.5245 | -355.922 | -245.0063 | 6.4438 | 8.2289 | 33.6683 | 2.7483
2027 | 1430 | MW | 210.1827 | 268.4088 | 343.8863 | 113.2904 | -779.7499 | -711.8223 | -802.156 | -1673.5245 | -361.0803 | -245.0063 | 6.4438 | 8.2289 | 50.5024 | 2.7483
2027 | 1431 | MW | 238.2071 | 304.1967 | 389.7378 | 123.9114 | -767.5664 | -701.0371 | -790.0021 | -1647.3757 | -361.0803 | -241.2941 | 6.4438 | 8.2289 | 50.5024 | 0
2027 | 1432 | MW | 294.2558 | 375.7724 | 481.4408 | 148.6937 | -743.1992 | -679.4668 | -765.6943 | -1595.0781 | -350.7637 | -233.8696 | 4.2959 | 5.486 | 0 | 0
2027 | 1433 | MW | 154.134 | 196.8331 | 252.1833 | 77.8872 | -706.6484 | -657.8964 | -741.3866 | -1516.6316 | -335.2888 | -226.4452 | -6.4438 | -8.2289 | -16.8341 | -6.8707
2027 | 1434 | MW | 196.1706 | 250.5149 | 309.4976 | 99.1291 | -657.914 | -625.5408 | -704.925 | -1412.0363 | -319.8139 | -215.3086 | -6.4438 | -8.2289 | -16.8341 | -8.2448
2027 | 1435 | MW | 217.1888 | 277.3558 | 355.3491 | 109.7501 | -633.5468 | -636.326 | -717.0788 | -1359.7387 | -304.3391 | -219.0208 | -6.4438 | -8.2289 | -16.8341 | -8.2448
2027 | 1436 | MW | 231.201 | 295.2497 | 378.2749 | 113.2904 | -609.1796 | -603.9705 | -680.6172 | -1307.441 | -288.8642 | -207.8841 | -6.4438 | -8.2289 | -16.8341 | -8.2448
2027 | 1437 | MW | 231.201 | 295.2497 | 378.2749 | 113.2904 | -584.8125 | -582.4001 | -656.3094 | -1255.1434 | -273.3893 | -200.4597 | -8.5918 | -10.9719 | -16.8341 | -8.2448
2027 | 1438 | MW | 693.6031 | 885.7492 | 1123.3618 | 350.4922 | -523.8945 | -528.4742 | -595.54 | -1124.3993 | -247.5979 | -181.8986 | 6.4438 | 8.2289 | 16.8341 | -1.3741
2027 | 1439 | MW | 693.6031 | 885.7492 | 1123.3618 | 346.9519 | -450.7929 | -463.763 | -522.6168 | -967.5064 | -211.4899 | -159.6253 | 10.7397 | 13.7149 | 16.8341 | 0
2027 | 1440 | MW | 658.5726 | 841.0144 | 1066.0474 | 329.2502 | -389.875 | -399.0519 | -449.6935 | -836.7623 | -180.5401 | -137.352 | 10.7397 | 13.7149 | 16.8341 | 0
2027 | 1441 | MW | 602.5239 | 769.4387 | 985.8073 | 304.468 | -328.957 | -355.9112 | -401.078 | -706.0182 | -154.7487 | -122.5031 | 8.5918 | 10.9719 | 16.8341 | 2.7483
2027 | 1442 | MW | 553.4812 | 706.8099 | 894.1043 | 276.1454 | -304.5898 | -323.5556 | -364.6164 | -653.7205 | -139.2738 | -111.3665 | 6.4438 | 8.2289 | 16.8341 | 2.7483
2027 | 1443 | MW | 483.4203 | 617.3403 | 790.9384 | 240.7421 | -292.4062 | -312.7704 | -352.4625 | -627.5717 | -134.1155 | -107.6543 | 6.4438 | 8.2289 | 0 | 1.3741
2027 | 1444 | MW | 413.3594 | 527.8707 | 664.8468 | 205.3389 | -292.4062 | -312.7704 | -352.4625 | -627.5717 | -134.1155 | -107.6543 | 6.4438 | 8.2289 | 0 | 1.3741
2027 | 1445 | MW | 343.2985 | 438.4011 | 561.6809 | 173.4759 | -304.5898 | -323.5556 | -364.6164 | -653.7205 | -139.2738 | -111.3665 | 4.2959 | 5.486 | 0 | 1.3741
2027 | 1446 | MW | 287.2497 | 366.8254 | 458.515 | 145.1533 | -353.3242 | -366.6964 | -413.2319 | -758.3158 | -159.907 | -126.2154 | 4.2959 | 5.486 | 0 | 1.3741
2027 | 1447 | MW | 238.2071 | 304.1967 | 378.2749 | 120.3711 | -426.4258 | -409.8371 | -461.8474 | -915.2087 | -206.3316 | -141.0642 | 4.2959 | 5.486 | 0 | 1.3741
2027 | 1448 | MW | 189.1645 | 241.568 | 309.4976 | 99.1291 | -523.8945 | -506.9038 | -571.2323 | -1124.3993 | -247.5979 | -174.4742 | 4.2959 | 5.486 | 16.8341 | 2.7483
2027 | 1449 | MW | 175.1523 | 223.674 | 286.5719 | 92.0485 | -609.1796 | -582.4001 | -656.3094 | -1307.441 | -278.5476 | -200.4597 | 6.4438 | 8.2289 | 33.6683 | 2.7483
2027 | 1450 | MW | 147.1279 | 187.8862 | 240.7204 | 84.9678 | -682.2812 | -625.5408 | -704.925 | -1464.334 | -309.4974 | -215.3086 | 6.4438 | 8.2289 | 33.6683 | 2.7483
2027 | 1451 | MW | 140.1218 | 178.9392 | 229.2575 | 77.8872 | -731.0156 | -668.6816 | -753.5405 | -1568.9293 | -335.2888 | -230.1574 | 8.5918 | 10.9719 | 33.6683 | 2.7483
2027 | 1452 | MW | 147.1279 | 187.8862 | 240.7204 | 77.8872 | -779.7499 | -690.252 | -777.8482 | -1673.5245 | -355.922 | -237.5819 | 8.5918 | 10.9719 | 33.6683 | 2.7483
2027 | 1453 | MW | 175.1523 | 223.674 | 286.5719 | 92.0485 | -804.1171 | -711.8223 | -802.156 | -1725.8222 | -366.2386 | -245.0063 | 8.5918 | 10.9719 | 33.6683 | 2.7483
2027 | 1454 | MW | 196.1706 | 250.5149 | 320.9605 | 106.2098 | -816.3007 | -711.8223 | -802.156 | -1751.971 | -371.3968 | -245.0063 | 8.5918 | 10.9719 | 50.5024 | 2.7483
2027 | 1455 | MW | 224.1949 | 286.3028 | 366.812 | 116.8307 | -804.1171 | -711.8223 | -802.156 | -1725.8222 | -371.3968 | -245.0063 | 8.5918 | 10.9719 | 50.5024 | 0
2027 | 1456 | MW | 280.2437 | 357.8785 | 458.515 | 141.613 | -779.7499 | -690.252 | -777.8482 | -1673.5245 | -361.0803 | -237.5819 | 6.4438 | 8.2289 | 0 | 0
2027 | 1457 | MW | 154.134 | 196.8331 | 252.1833 | 74.3468 | -731.0156 | -657.8964 | -741.3866 | -1568.9293 | -340.4471 | -226.4452 | -6.4438 | -8.2289 | -33.6683 | -5.4965
2027 | 1458 | MW | 189.1645 | 241.568 | 320.9605 | 95.5888 | -682.2812 | -636.326 | -717.0788 | -1464.334 | -319.8139 | -219.0208 | -6.4438 | -8.2289 | -33.6683 | -6.8707
2027 | 1459 | MW | 217.1888 | 277.3558 | 366.812 | 106.2098 | -657.914 | -647.1112 | -729.2327 | -1412.0363 | -299.1808 | -222.733 | -6.4438 | -8.2289 | -33.6683 | -6.8707
2027 | 1460 | MW | 238.2071 | 304.1967 | 389.7378 | 113.2904 | -621.3632 | -614.7556 | -692.7711 | -1333.5899 | -288.8642 | -211.5963 | -8.5918 | -10.9719 | -33.6683 | -6.8707
2027 | 1461 | MW | 238.2071 | 304.1967 | 389.7378 | 113.2904 | -584.8125 | -582.4001 | -656.3094 | -1255.1434 | -273.3893 | -200.4597 | -8.5918 | -10.9719 | -33.6683 | -6.8707
2027 | 1462 | MW | 679.5909 | 867.8553 | 1111.8989 | 343.4115 | -523.8945 | -528.4742 | -595.54 | -1124.3993 | -247.5979 | -181.8986 | 6.4438 | 8.2289 | 0 | -1.3741
2027 | 1463 | MW | 679.5909 | 867.8553 | 1100.436 | 339.8712 | -450.7929 | -463.763 | -522.6168 | -967.5064 | -211.4899 | -159.6253 | 10.7397 | 13.7149 | 16.8341 | 0
2027 | 1464 | MW | 637.5543 | 814.1735 | 1043.1217 | 322.1696 | -389.875 | -399.0519 | -449.6935 | -836.7623 | -180.5401 | -137.352 | 10.7397 | 13.7149 | 16.8341 | 0
2027 | 1465 | MW | 588.5117 | 751.5448 | 962.8815 | 293.847 | -328.957 | -355.9112 | -401.078 | -706.0182 | -154.7487 | -122.5031 | 6.4438 | 8.2289 | 0 | 2.7483
2027 | 1466 | MW | 532.4629 | 679.9691 | 871.1785 | 261.9841 | -304.5898 | -334.3408 | -376.7702 | -653.7205 | -144.4321 | -115.0787 | 6.4438 | 8.2289 | 0 | 1.3741
2027 | 1467 | MW | 462.402 | 590.4994 | 756.5498 | 226.5808 | -292.4062 | -312.7704 | -352.4625 | -627.5717 | -139.2738 | -107.6543 | 6.4438 | 8.2289 | 0 | 1.3741
2027 | 1468 | MW | 385.335 | 492.0829 | 630.4582 | 191.1776 | -292.4062 | -312.7704 | -352.4625 | -627.5717 | -139.2738 | -107.6543 | 6.4438 | 8.2289 | 0 | 1.3741
2027 | 1469 | MW | 322.2802 | 411.5602 | 527.2923 | 155.7743 | -304.5898 | -323.5556 | -364.6164 | -653.7205 | -139.2738 | -111.3665 | 6.4438 | 8.2289 | 0 | 1.3741
2027 | 1470 | MW | 259.2254 | 331.0376 | 424.1264 | 130.992 | -353.3242 | -366.6964 | -413.2319 | -758.3158 | -159.907 | -126.2154 | 6.4438 | 8.2289 | 0 | 1.3741
2027 | 1471 | MW | 217.1888 | 277.3558 | 355.3491 | 109.7501 | -426.4258 | -420.6223 | -474.0013 | -915.2087 | -206.3316 | -144.7764 | 8.5918 | 10.9719 | 0 | 1.3741
2027 | 1472 | MW | 175.1523 | 223.674 | 286.5719 | 88.5081 | -523.8945 | -506.9038 | -571.2323 | -1124.3993 | -247.5979 | -174.4742 | 8.5918 | 10.9719 | 0 | 1.3741
2027 | 1473 | MW | 161.1401 | 205.7801 | 263.6461 | 81.4275 | -609.1796 | -582.4001 | -656.3094 | -1307.441 | -278.5476 | -200.4597 | 8.5918 | 10.9719 | 33.6683 | 1.3741
2027 | 1474 | MW | 140.1218 | 178.9392 | 229.2575 | 77.8872 | -682.2812 | -625.5408 | -704.925 | -1464.334 | -309.4974 | -215.3086 | 8.5918 | 10.9719 | 33.6683 | 2.7483
2027 | 1475 | MW | 140.1218 | 178.9392 | 217.7946 | 74.3468 | -743.1992 | -668.6816 | -753.5405 | -1595.0781 | -330.1305 | -230.1574 | 8.5918 | 10.9719 | 33.6683 | 2.7483
2027 | 1476 | MW | 140.1218 | 178.9392 | 229.2575 | 74.3468 | -779.7499 | -701.0371 | -790.0021 | -1673.5245 | -345.6054 | -241.2941 | 6.4438 | 8.2289 | 33.6683 | 2.7483
2027 | 1477 | MW | 168.1462 | 214.7271 | 275.109 | 88.5081 | -816.3007 | -722.6075 | -814.3099 | -1751.971 | -350.7637 | -248.7185 | 6.4438 | 8.2289 | 33.6683 | 2.7483
2027 | 1478 | MW | 196.1706 | 250.5149 | 309.4976 | 102.6694 | -828.4843 | -733.3927 | -826.4637 | -1778.1198 | -361.0803 | -252.4307 | 6.4438 | 8.2289 | 33.6683 | 2.7483
2027 | 1479 | MW | 224.1949 | 286.3028 | 366.812 | 116.8307 | -828.4843 | -733.3927 | -826.4637 | -1778.1198 | -361.0803 | -252.4307 | 6.4438 | 8.2289 | 33.6683 | 0
2027 | 1480 | MW | 280.2437 | 357.8785 | 447.0521 | 141.613 | -804.1171 | -722.6075 | -814.3099 | -1725.8222 | -355.922 | -248.7185 | 4.2959 | 5.486 | 0 | 0
2027 | 1481 | MW | 154.134 | 196.8331 | 252.1833 | 77.8872 | -755.3828 | -690.252 | -777.8482 | -1621.2269 | -340.4471 | -237.5819 | -4.2959 | -5.486 | -16.8341 | -6.8707
2027 | 1482 | MW | 196.1706 | 250.5149 | 320.9605 | 99.1291 | -706.6484 | -647.1112 | -729.2327 | -1516.6316 | -319.8139 | -222.733 | -6.4438 | -8.2289 | -16.8341 | -6.8707
2027 | 1483 | MW | 224.1949 | 286.3028 | 378.2749 | 113.2904 | -657.914 | -647.1112 | -729.2327 | -1412.0363 | -304.3391 | -222.733 | -6.4438 | -8.2289 | -16.8341 | -6.8707
2027 | 1484 | MW | 238.2071 | 304.1967 | 401.2006 | 116.8307 | -633.5468 | -614.7556 | -692.7711 | -1359.7387 | -288.8642 | -211.5963 | -8.5918 | -10.9719 | -33.6683 | -6.8707
2027 | 1485 | MW | 238.2071 | 304.1967 | 401.2006 | 116.8307 | -596.9961 | -582.4001 | -656.3094 | -1281.2922 | -273.3893 | -200.4597 | -8.5918 | -10.9719 | -33.6683 | -6.8707
2027 | 1486 | MW | 672.5848 | 858.9083 | 1100.436 | 339.8712 | -536.0781 | -528.4742 | -595.54 | -1150.5481 | -247.5979 | -181.8986 | 6.4438 | 8.2289 | 16.8341 | -1.3741
2027 | 1487 | MW | 672.5848 | 858.9083 | 1088.9732 | 336.3309 | -462.9765 | -463.763 | -522.6168 | -993.6552 | -211.4899 | -159.6253 | 10.7397 | 13.7149 | 16.8341 | 0
2027 | 1488 | MW | 637.5543 | 814.1735 | 1031.6588 | 318.6293 | -389.875 | -399.0519 | -449.6935 | -836.7623 | -180.5401 | -137.352 | 8.5918 | 10.9719 | 0 | 0
2027 | 1489 | MW | 581.5056 | 742.5978 | 951.4187 | 290.3067 | -328.957 | -355.9112 | -401.078 | -706.0182 | -154.7487 | -122.5031 | 8.5918 | 10.9719 | 0 | 1.3741
2027 | 1490 | MW | 525.4569 | 671.0221 | 859.7157 | 261.9841 | -304.5898 | -334.3408 | -376.7702 | -653.7205 | -144.4321 | -115.0787 | 6.4438 | 8.2289 | 0 | 1.3741
2027 | 1491 | MW | 455.3959 | 581.5525 | 745.0869 | 226.5808 | -292.4062 | -323.5556 | -364.6164 | -627.5717 | -134.1155 | -111.3665 | 6.4438 | 8.2289 | 0 | 1.3741
2027 | 1492 | MW | 378.3289 | 483.1359 | 618.9953 | 187.6372 | -292.4062 | -323.5556 | -364.6164 | -627.5717 | -139.2738 | -111.3665 | 6.4438 | 8.2289 | 0 | 1.3741
2027 | 1493 | MW | 315.2741 | 402.6133 | 504.3665 | 152.234 | -304.5898 | -334.3408 | -376.7702 | -653.7205 | -139.2738 | -115.0787 | 6.4438 | 8.2289 | 0 | 1.3741
2027 | 1494 | MW | 252.2193 | 322.0906 | 412.6635 | 127.4517 | -353.3242 | -366.6964 | -413.2319 | -758.3158 | -159.907 | -126.2154 | 4.2959 | 5.486 | 0 | 1.3741
2027 | 1495 | MW | 210.1827 | 268.4088 | 332.4234 | 106.2098 | -426.4258 | -420.6223 | -474.0013 | -915.2087 | -206.3316 | -144.7764 | 4.2959 | 5.486 | 0 | 1.3741
2027 | 1496 | MW | 168.1462 | 214.7271 | 275.109 | 84.9678 | -523.8945 | -517.689 | -583.3862 | -1124.3993 | -247.5979 | -178.1864 | 6.4438 | 8.2289 | 16.8341 | 2.7483
2027 | 1497 | MW | 154.134 | 196.8331 | 252.1833 | 77.8872 | -609.1796 | -582.4001 | -656.3094 | -1307.441 | -278.5476 | -200.4597 | 6.4438 | 8.2289 | 33.6683 | 2.7483
2027 | 1498 | MW | 133.1157 | 169.9923 | 217.7946 | 77.8872 | -670.0976 | -636.326 | -717.0788 | -1438.1852 | -299.1808 | -219.0208 | 6.4438 | 8.2289 | 33.6683 | 2.7483
2027 | 1499 | MW | 133.1157 | 169.9923 | 206.3318 | 74.3468 | -731.0156 | -701.0371 | -790.0021 | -1568.9293 | -314.6557 | -241.2941 | 8.5918 | 10.9719 | 33.6683 | 2.7483
2027 | 1500 | MW | 133.1157 | 169.9923 | 217.7946 | 77.8872 | -755.3828 | -744.1779 | -838.6176 | -1621.2269 | -324.9722 | -256.1429 | 8.5918 | 10.9719 | 33.6683 | 2.7483
2027 | 1501 | MW | 175.1523 | 223.674 | 275.109 | 92.0485 | -779.7499 | -765.7483 | -862.9254 | -1673.5245 | -335.2888 | -263.5674 | 8.5918 | 10.9719 | 33.6683 | 2.7483
2027 | 1502 | MW | 196.1706 | 250.5149 | 309.4976 | 106.2098 | -791.9335 | -776.5335 | -875.0793 | -1699.6734 | -340.4471 | -267.2796 | 8.5918 | 10.9719 | 33.6683 | 2.7483
2027 | 1503 | MW | 224.1949 | 286.3028 | 366.812 | 116.8307 | -779.7499 | -765.7483 | -862.9254 | -1673.5245 | -335.2888 | -263.5674 | 8.5918 | 10.9719 | 33.6683 | 0
2027 | 1504 | MW | 280.2437 | 357.8785 | 458.515 | 141.613 | -755.3828 | -733.3927 | -826.4637 | -1621.2269 | -324.9722 | -252.4307 | 6.4438 | 8.2289 | 0 | 0
2027 | 1505 | MW | 161.1401 | 205.7801 | 263.6461 | 81.4275 | -718.832 | -690.252 | -777.8482 | -1542.7804 | -314.6557 | -237.5819 | -6.4438 | -8.2289 | -16.8341 | -6.8707
2027 | 1506 | MW | 203.1767 | 259.4619 | 332.4234 | 99.1291 | -670.0976 | -657.8964 | -741.3866 | -1438.1852 | -304.3391 | -226.4452 | -6.4438 | -8.2289 | -16.8341 | -6.8707
2027 | 1507 | MW | 231.201 | 295.2497 | 378.2749 | 113.2904 | -645.7304 | -657.8964 | -741.3866 | -1385.8875 | -294.0225 | -226.4452 | -6.4438 | -8.2289 | -16.8341 | -8.2448
2027 | 1508 | MW | 245.2132 | 313.1436 | 412.6635 | 116.8307 | -621.3632 | -625.5408 | -704.925 | -1333.5899 | -283.7059 | -215.3086 | -6.4438 | -8.2289 | -33.6683 | -8.2448
2027 | 1509 | MW | 245.2132 | 313.1436 | 412.6635 | 116.8307 | -584.8125 | -593.1853 | -668.4633 | -1255.1434 | -273.3893 | -204.1719 | -8.5918 | -10.9719 | -33.6683 | -8.2448
2027 | 1510 | MW | 679.5909 | 867.8553 | 1111.8989 | 343.4115 | -536.0781 | -539.2593 | -607.6939 | -1150.5481 | -247.5979 | -185.6108 | 8.5918 | 10.9719 | 16.8341 | -1.3741
2027 | 1511 | MW | 679.5909 | 867.8553 | 1100.436 | 339.8712 | -450.7929 | -474.5482 | -534.7707 | -967.5064 | -211.4899 | -163.3375 | 10.7397 | 13.7149 | 16.8341 | 0
2027 | 1512 | MW | 637.5543 | 814.1735 | 1043.1217 | 318.6293 | -389.875 | -399.0519 | -449.6935 | -836.7623 | -180.5401 | -137.352 | 10.7397 | 13.7149 | 16.8341 | 0
2027 | 1513 | MW | 581.5056 | 742.5978 | 951.4187 | 293.847 | -341.1406 | -355.9112 | -401.078 | -732.167 | -154.7487 | -122.5031 | 8.5918 | 10.9719 | 0 | 2.7483
2027 | 1514 | MW | 525.4569 | 671.0221 | 859.7157 | 261.9841 | -316.7734 | -334.3408 | -376.7702 | -679.8693 | -144.4321 | -115.0787 | 8.5918 | 10.9719 | 0 | 2.7483
2027 | 1515 | MW | 455.3959 | 581.5525 | 745.0869 | 226.5808 | -304.5898 | -323.5556 | -364.6164 | -653.7205 | -139.2738 | -111.3665 | 6.4438 | 8.2289 | 0 | 2.7483
2027 | 1516 | MW | 378.3289 | 483.1359 | 618.9953 | 191.1776 | -304.5898 | -323.5556 | -364.6164 | -653.7205 | -139.2738 | -111.3665 | 6.4438 | 8.2289 | 0 | 1.3741
2027 | 1517 | MW | 308.268 | 393.6663 | 504.3665 | 152.234 | -304.5898 | -323.5556 | -364.6164 | -653.7205 | -144.4321 | -111.3665 | 6.4438 | 8.2289 | 0 | 1.3741
2027 | 1518 | MW | 252.2193 | 322.0906 | 401.2006 | 127.4517 | -353.3242 | -366.6964 | -413.2319 | -758.3158 | -165.0653 | -126.2154 | 6.4438 | 8.2289 | 0 | 1.3741
2027 | 1519 | MW | 203.1767 | 259.4619 | 332.4234 | 102.6694 | -426.4258 | -420.6223 | -474.0013 | -915.2087 | -206.3316 | -144.7764 | 6.4438 | 8.2289 | 16.8341 | 2.7483
2027 | 1520 | MW | 161.1401 | 205.7801 | 275.109 | 81.4275 | -536.0781 | -517.689 | -583.3862 | -1150.5481 | -252.7562 | -178.1864 | 6.4438 | 8.2289 | 16.8341 | 2.7483
2027 | 1521 | MW | 154.134 | 196.8331 | 252.1833 | 77.8872 | -621.3632 | -582.4001 | -656.3094 | -1333.5899 | -288.8642 | -200.4597 | 8.5918 | 10.9719 | 33.6683 | 2.7483
2027 | 1522 | MW | 133.1157 | 169.9923 | 206.3318 | 74.3468 | -682.2812 | -636.326 | -717.0788 | -1464.334 | -314.6557 | -219.0208 | 8.5918 | 10.9719 | 33.6683 | 2.7483
2027 | 1523 | MW | 133.1157 | 169.9923 | 206.3318 | 74.3468 | -731.0156 | -679.4668 | -765.6943 | -1568.9293 | -340.4471 | -233.8696 | 8.5918 | 10.9719 | 33.6683 | 2.7483
2027 | 1524 | MW | 133.1157 | 169.9923 | 217.7946 | 70.8065 | -755.3828 | -701.0371 | -790.0021 | -1621.2269 | -350.7637 | -241.2941 | 8.5918 | 10.9719 | 33.6683 | 2.7483
2027 | 1525 | MW | 168.1462 | 214.7271 | 275.109 | 84.9678 | -767.5664 | -722.6075 | -814.3099 | -1647.3757 | -361.0803 | -248.7185 | 8.5918 | 10.9719 | 33.6683 | 2.7483
2027 | 1526 | MW | 189.1645 | 241.568 | 309.4976 | 99.1291 | -767.5664 | -733.3927 | -826.4637 | -1647.3757 | -366.2386 | -252.4307 | 8.5918 | 10.9719 | 33.6683 | 2.7483
2027 | 1527 | MW | 217.1888 | 277.3558 | 355.3491 | 113.2904 | -755.3828 | -722.6075 | -814.3099 | -1621.2269 | -366.2386 | -248.7185 | 8.5918 | 10.9719 | 33.6683 | 1.3741
2027 | 1528 | MW | 280.2437 | 357.8785 | 458.515 | 141.613 | -743.1992 | -711.8223 | -802.156 | -1595.0781 | -361.0803 | -245.0063 | 6.4438 | 8.2289 | 0 | 1.3741
2027 | 1529 | MW | 161.1401 | 205.7801 | 263.6461 | 81.4275 | -706.6484 | -679.4668 | -765.6943 | -1516.6316 | -350.7637 | -233.8696 | -4.2959 | -5.486 | -16.8341 | -4.1224
2027 | 1530 | MW | 203.1767 | 259.4619 | 332.4234 | 99.1291 | -657.914 | -647.1112 | -729.2327 | -1412.0363 | -330.1305 | -222.733 | -4.2959 | -5.486 | -16.8341 | -4.1224
2027 | 1531 | MW | 231.201 | 295.2497 | 378.2749 | 113.2904 | -633.5468 | -636.326 | -717.0788 | -1359.7387 | -304.3391 | -219.0208 | -4.2959 | -5.486 | -16.8341 | -5.4965
2027 | 1532 | MW | 245.2132 | 313.1436 | 412.6635 | 120.3711 | -609.1796 | -614.7556 | -692.7711 | -1307.441 | -288.8642 | -211.5963 | -4.2959 | -5.486 | -16.8341 | -5.4965
2027 | 1533 | MW | 245.2132 | 313.1436 | 412.6635 | 120.3711 | -584.8125 | -582.4001 | -656.3094 | -1255.1434 | -273.3893 | -200.4597 | -6.4438 | -8.2289 | -16.8341 | -6.8707
2027 | 1534 | MW | 672.5848 | 858.9083 | 1100.436 | 343.4115 | -536.0781 | -528.4742 | -595.54 | -1150.5481 | -247.5979 | -181.8986 | 8.5918 | 10.9719 | 16.8341 | 0
2027 | 1535 | MW | 672.5848 | 858.9083 | 1088.9732 | 339.8712 | -462.9765 | -463.763 | -522.6168 | -993.6552 | -216.6482 | -159.6253 | 12.8877 | 16.4579 | 16.8341 | 1.3741
2027 | 1536 | MW | 630.5482 | 805.2265 | 1020.1959 | 318.6293 | -389.875 | -399.0519 | -449.6935 | -836.7623 | -185.6984 | -137.352 | 10.7397 | 13.7149 | 16.8341 | 1.3741
2027 | 1537 | MW | 574.4995 | 733.6508 | 939.9558 | 290.3067 | -316.7734 | -334.3408 | -376.7702 | -679.8693 | -149.5904 | -115.0787 | 10.7397 | 13.7149 | 16.8341 | 2.7483
2027 | 1538 | MW | 518.4508 | 662.0751 | 848.2528 | 258.4437 | -292.4062 | -312.7704 | -352.4625 | -627.5717 | -139.2738 | -107.6543 | 8.5918 | 10.9719 | 0 | 2.7483
2027 | 1539 | MW | 448.3899 | 572.6055 | 733.624 | 223.0405 | -280.2226 | -301.9852 | -340.3086 | -601.4229 | -134.1155 | -103.9421 | 6.4438 | 8.2289 | 0 | 2.7483
2027 | 1540 | MW | 378.3289 | 483.1359 | 607.5324 | 187.6372 | -280.2226 | -301.9852 | -340.3086 | -601.4229 | -134.1155 | -103.9421 | 6.4438 | 8.2289 | 0 | 1.3741
2027 | 1541 | MW | 308.268 | 393.6663 | 504.3665 | 152.234 | -292.4062 | -301.9852 | -340.3086 | -627.5717 | -134.1155 | -103.9421 | 6.4438 | 8.2289 | 0 | 1.3741
2027 | 1542 | MW | 259.2254 | 331.0376 | 424.1264 | 130.992 | -316.7734 | -323.5556 | -364.6164 | -679.8693 | -144.4321 | -111.3665 | 6.4438 | 8.2289 | 0 | 1.3741
2027 | 1543 | MW | 224.1949 | 286.3028 | 366.812 | 113.2904 | -353.3242 | -334.3408 | -376.7702 | -758.3158 | -175.3818 | -115.0787 | 6.4438 | 8.2289 | 16.8341 | 2.7483
2027 | 1544 | MW | 196.1706 | 250.5149 | 320.9605 | 99.1291 | -414.2422 | -399.0519 | -449.6935 | -889.0599 | -206.3316 | -137.352 | 8.5918 | 10.9719 | 16.8341 | 2.7483
2027 | 1545 | MW | 175.1523 | 223.674 | 286.5719 | 88.5081 | -475.1601 | -442.1927 | -498.309 | -1019.804 | -226.9647 | -152.2009 | 8.5918 | 10.9719 | 33.6683 | 2.7483
2027 | 1546 | MW | 168.1462 | 214.7271 | 275.109 | 84.9678 | -511.7109 | -485.3334 | -546.9245 | -1098.2505 | -247.5979 | -167.0497 | 10.7397 | 13.7149 | 33.6683 | 2.7483
2027 | 1547 | MW | 189.1645 | 241.568 | 309.4976 | 99.1291 | -536.0781 | -506.9038 | -571.2323 | -1150.5481 | -257.9145 | -174.4742 | 8.5918 | 10.9719 | 33.6683 | 2.7483
2027 | 1548 | MW | 231.201 | 295.2497 | 378.2749 | 116.8307 | -548.2617 | -517.689 | -583.3862 | -1176.6969 | -263.0728 | -178.1864 | 8.5918 | 10.9719 | 33.6683 | 2.7483
2027 | 1549 | MW | 280.2437 | 357.8785 | 458.515 | 145.1533 | -560.4453 | -539.2593 | -607.6939 | -1202.8458 | -263.0728 | -185.6108 | 8.5918 | 10.9719 | 33.6683 | 2.7483
2027 | 1550 | MW | 308.268 | 393.6663 | 492.9036 | 159.3146 | -560.4453 | -539.2593 | -607.6939 | -1202.8458 | -268.2311 | -185.6108 | 8.5918 | 10.9719 | 33.6683 | 2.7483
2027 | 1551 | MW | 336.2924 | 429.4541 | 550.218 | 173.4759 | -548.2617 | -539.2593 | -607.6939 | -1176.6969 | -263.0728 | -185.6108 | 8.5918 | 10.9719 | 33.6683 | 1.3741
2027 | 1552 | MW | 140.1218 | 178.9392 | 229.2575 | 67.2662 | -536.0781 | -528.4742 | -595.54 | -1150.5481 | -257.9145 | -181.8986 | 6.4438 | 8.2289 | 0 | 1.3741
2027 | 1553 | MW | 154.134 | 196.8331 | 263.6461 | 77.8872 | -511.7109 | -517.689 | -583.3862 | -1098.2505 | -252.7562 | -178.1864 | -4.2959 | -5.486 | -16.8341 | -4.1224
2027 | 1554 | MW | 182.1584 | 232.621 | 298.0348 | 88.5081 | -511.7109 | -506.9038 | -571.2323 | -1098.2505 | -252.7562 | -174.4742 | -4.2959 | -5.486 | -16.8341 | -4.1224
2027 | 1555 | MW | 189.1645 | 241.568 | 309.4976 | 92.0485 | -523.8945 | -539.2593 | -607.6939 | -1124.3993 | -252.7562 | -185.6108 | -4.2959 | -5.486 | -16.8341 | -4.1224
2027 | 1556 | MW | 189.1645 | 241.568 | 309.4976 | 95.5888 | -523.8945 | -539.2593 | -607.6939 | -1124.3993 | -252.7562 | -185.6108 | -4.2959 | -5.486 | -16.8341 | -4.1224
2027 | 1557 | MW | 609.53 | 778.3856 | 985.8073 | 304.468 | -523.8945 | -528.4742 | -595.54 | -1124.3993 | -247.5979 | -181.8986 | -4.2959 | -5.486 | -16.8341 | -5.4965
2027 | 1558 | MW | 609.53 | 778.3856 | 997.2702 | 304.468 | -475.1601 | -485.3334 | -546.9245 | -1019.804 | -226.9647 | -167.0497 | 8.5918 | 10.9719 | 16.8341 | 0
2027 | 1559 | MW | 595.5178 | 760.4917 | 974.3444 | 297.3873 | -426.4258 | -431.4075 | -486.1551 | -915.2087 | -201.1733 | -148.4887 | 12.8877 | 16.4579 | 16.8341 | 1.3741
2027 | 1560 | MW | 581.5056 | 742.5978 | 939.9558 | 290.3067 | -353.3242 | -377.4815 | -425.3857 | -758.3158 | -170.2236 | -129.9276 | 12.8877 | 16.4579 | 16.8341 | 1.3741
2027 | 1561 | MW | 539.469 | 688.916 | 882.6414 | 269.0647 | -316.7734 | -334.3408 | -376.7702 | -679.8693 | -144.4321 | -115.0787 | 8.5918 | 10.9719 | 16.8341 | 2.7483
2027 | 1562 | MW | 490.4264 | 626.2873 | 802.4013 | 244.2824 | -292.4062 | -301.9852 | -340.3086 | -627.5717 | -134.1155 | -103.9421 | 8.5918 | 10.9719 | 16.8341 | 2.7483
2027 | 1563 | MW | 427.3716 | 545.7646 | 699.2354 | 215.9598 | -280.2226 | -291.2 | -328.1547 | -601.4229 | -128.9572 | -100.2298 | 6.4438 | 8.2289 | 16.8341 | 1.3741
2027 | 1564 | MW | 371.3228 | 474.189 | 607.5324 | 187.6372 | -280.2226 | -291.2 | -328.1547 | -601.4229 | -128.9572 | -100.2298 | 6.4438 | 8.2289 | 0 | 1.3741
2027 | 1565 | MW | 329.2863 | 420.5072 | 538.7551 | 166.3953 | -280.2226 | -291.2 | -328.1547 | -601.4229 | -128.9572 | -100.2298 | 6.4438 | 8.2289 | 16.8341 | 1.3741
2027 | 1566 | MW | 294.2558 | 375.7724 | 481.4408 | 148.6937 | -292.4062 | -312.7704 | -352.4625 | -627.5717 | -139.2738 | -107.6543 | 6.4438 | 8.2289 | 16.8341 | 2.7483
2027 | 1567 | MW | 259.2254 | 331.0376 | 412.6635 | 134.5324 | -328.957 | -312.7704 | -352.4625 | -706.0182 | -159.907 | -107.6543 | 6.4438 | 8.2289 | 16.8341 | 2.7483
2027 | 1568 | MW | 231.201 | 295.2497 | 366.812 | 120.3711 | -365.5078 | -355.9112 | -401.078 | -784.4646 | -180.5401 | -122.5031 | 6.4438 | 8.2289 | 16.8341 | 2.7483
2027 | 1569 | MW | 203.1767 | 259.4619 | 320.9605 | 106.2098 | -414.2422 | -399.0519 | -449.6935 | -889.0599 | -201.1733 | -137.352 | 8.5918 | 10.9719 | 33.6683 | 2.7483
2027 | 1570 | MW | 189.1645 | 241.568 | 309.4976 | 102.6694 | -450.7929 | -431.4075 | -486.1551 | -967.5064 | -216.6482 | -148.4887 | 8.5918 | 10.9719 | 33.6683 | 2.7483
2027 | 1571 | MW | 196.1706 | 250.5149 | 309.4976 | 102.6694 | -475.1601 | -452.9778 | -510.4629 | -1019.804 | -221.8064 | -155.9131 | 8.5918 | 10.9719 | 33.6683 | 2.7483
2027 | 1572 | MW | 231.201 | 295.2497 | 366.812 | 120.3711 | -499.5273 | -463.763 | -522.6168 | -1072.1017 | -226.9647 | -159.6253 | 8.5918 | 10.9719 | 33.6683 | 2.7483
2027 | 1573 | MW | 280.2437 | 357.8785 | 447.0521 | 145.1533 | -499.5273 | -463.763 | -522.6168 | -1072.1017 | -226.9647 | -159.6253 | 8.5918 | 10.9719 | 33.6683 | 2.7483
2027 | 1574 | MW | 308.268 | 393.6663 | 492.9036 | 155.7743 | -511.7109 | -463.763 | -522.6168 | -1098.2505 | -226.9647 | -159.6253 | 8.5918 | 10.9719 | 33.6683 | 2.7483
2027 | 1575 | MW | 336.2924 | 429.4541 | 550.218 | 166.3953 | -499.5273 | -452.9778 | -510.4629 | -1072.1017 | -226.9647 | -155.9131 | 8.5918 | 10.9719 | 33.6683 | 1.3741
2027 | 1576 | MW | 140.1218 | 178.9392 | 229.2575 | 67.2662 | -499.5273 | -452.9778 | -510.4629 | -1072.1017 | -226.9647 | -155.9131 | 6.4438 | 8.2289 | 0 | 1.3741
2027 | 1577 | MW | 154.134 | 196.8331 | 252.1833 | 77.8872 | -487.3437 | -452.9778 | -510.4629 | -1045.9528 | -226.9647 | -155.9131 | -4.2959 | -5.486 | -16.8341 | -4.1224
2027 | 1578 | MW | 175.1523 | 223.674 | 286.5719 | 92.0485 | -487.3437 | -474.5482 | -534.7707 | -1045.9528 | -232.123 | -163.3375 | -4.2959 | -5.486 | -16.8341 | -4.1224
2027 | 1579 | MW | 182.1584 | 232.621 | 298.0348 | 88.5081 | -511.7109 | -528.4742 | -595.54 | -1098.2505 | -242.4396 | -181.8986 | -4.2959 | -5.486 | -16.8341 | -5.4965
2027 | 1580 | MW | 182.1584 | 232.621 | 309.4976 | 92.0485 | -523.8945 | -539.2593 | -607.6939 | -1124.3993 | -247.5979 | -185.6108 | -4.2959 | -5.486 | -16.8341 | -5.4965
2027 | 1581 | MW | 616.536 | 787.3326 | 997.2702 | 308.0083 | -511.7109 | -528.4742 | -595.54 | -1098.2505 | -242.4396 | -181.8986 | -6.4438 | -8.2289 | -16.8341 | -5.4965
2027 | 1582 | MW | 616.536 | 787.3326 | 1008.733 | 311.5486 | -475.1601 | -485.3334 | -546.9245 | -1019.804 | -221.8064 | -167.0497 | 8.5918 | 10.9719 | 16.8341 | 0
2027 | 1583 | MW | 595.5178 | 760.4917 | 962.8815 | 300.9276 | -414.2422 | -431.4075 | -486.1551 | -889.0599 | -196.015 | -148.4887 | 10.7397 | 13.7149 | 16.8341 | 1.3741
2027 | 1584 | MW | 567.4934 | 724.7039 | 928.4929 | 286.7663 | -353.3242 | -377.4815 | -425.3857 | -758.3158 | -165.0653 | -129.9276 | 10.7397 | 13.7149 | 16.8341 | 1.3741
2027 | 1585 | MW | 525.4569 | 671.0221 | 859.7157 | 265.5244 | -328.957 | -345.126 | -388.9241 | -706.0182 | -149.5904 | -118.7909 | 8.5918 | 10.9719 | 0 | 2.7483
2027 | 1586 | MW | 476.4142 | 608.3934 | 768.0127 | 237.2018 | -304.5898 | -323.5556 | -364.6164 | -653.7205 | -139.2738 | -111.3665 | 8.5918 | 10.9719 | 0 | 2.7483
2027 | 1587 | MW | 420.3655 | 536.8177 | 676.3097 | 208.8792 | -292.4062 | -312.7704 | -352.4625 | -627.5717 | -134.1155 | -107.6543 | 6.4438 | 8.2289 | 0 | 1.3741
2027 | 1588 | MW | 364.3168 | 465.242 | 596.0695 | 180.5566 | -292.4062 | -312.7704 | -352.4625 | -627.5717 | -134.1155 | -107.6543 | 6.4438 | 8.2289 | 0 | 1.3741
2027 | 1589 | MW | 315.2741 | 402.6133 | 515.8294 | 152.234 | -304.5898 | -323.5556 | -364.6164 | -653.7205 | -139.2738 | -111.3665 | 6.4438 | 8.2289 | 0 | 1.3741
2027 | 1590 | MW | 266.2315 | 339.9845 | 435.5893 | 134.5324 | -353.3242 | -366.6964 | -413.2319 | -758.3158 | -159.907 | -126.2154 | 6.4438 | 8.2289 | 0 | 1.3741
2027 | 1591 | MW | 231.201 | 295.2497 | 378.2749 | 120.3711 | -426.4258 | -409.8371 | -461.8474 | -915.2087 | -201.1733 | -141.0642 | 6.4438 | 8.2289 | 0 | 1.3741
2027 | 1592 | MW | 196.1706 | 250.5149 | 320.9605 | 102.6694 | -523.8945 | -506.9038 | -571.2323 | -1124.3993 | -247.5979 | -174.4742 | 6.4438 | 8.2289 | 0 | 1.3741
2027 | 1593 | MW | 182.1584 | 232.621 | 286.5719 | 95.5888 | -609.1796 | -582.4001 | -656.3094 | -1307.441 | -283.7059 | -200.4597 | 8.5918 | 10.9719 | 33.6683 | 2.7483
2027 | 1594 | MW | 168.1462 | 214.7271 | 263.6461 | 92.0485 | -670.0976 | -625.5408 | -704.925 | -1438.1852 | -314.6557 | -215.3086 | 8.5918 | 10.9719 | 33.6683 | 2.7483
2027 | 1595 | MW | 154.134 | 196.8331 | 252.1833 | 84.9678 | -706.6484 | -668.6816 | -753.5405 | -1516.6316 | -324.9722 | -230.1574 | 8.5918 | 10.9719 | 33.6683 | 2.7483
2027 | 1596 | MW | 161.1401 | 205.7801 | 263.6461 | 88.5081 | -718.832 | -690.252 | -777.8482 | -1542.7804 | -324.9722 | -237.5819 | 8.5918 | 10.9719 | 33.6683 | 2.7483
2027 | 1597 | MW | 189.1645 | 241.568 | 309.4976 | 102.6694 | -731.0156 | -701.0371 | -790.0021 | -1568.9293 | -319.8139 | -241.2941 | 8.5918 | 10.9719 | 33.6683 | 2.7483
2027 | 1598 | MW | 210.1827 | 268.4088 | 343.8863 | 113.2904 | -731.0156 | -701.0371 | -790.0021 | -1568.9293 | -314.6557 | -241.2941 | 8.5918 | 10.9719 | 33.6683 | 2.7483
2027 | 1599 | MW | 238.2071 | 304.1967 | 389.7378 | 123.9114 | -718.832 | -690.252 | -777.8482 | -1542.7804 | -314.6557 | -237.5819 | 8.5918 | 10.9719 | 33.6683 | 1.3741
2027 | 1600 | MW | 294.2558 | 375.7724 | 469.9779 | 152.234 | -706.6484 | -679.4668 | -765.6943 | -1516.6316 | -319.8139 | -233.8696 | 6.4438 | 8.2289 | 0 | 1.3741
2027 | 1601 | MW | 154.134 | 196.8331 | 252.1833 | 81.4275 | -670.0976 | -647.1112 | -729.2327 | -1438.1852 | -319.8139 | -222.733 | -4.2959 | -5.486 | -16.8341 | -5.4965
2027 | 1602 | MW | 196.1706 | 250.5149 | 320.9605 | 102.6694 | -633.5468 | -614.7556 | -692.7711 | -1359.7387 | -309.4974 | -211.5963 | -4.2959 | -5.486 | -16.8341 | -5.4965
2027 | 1603 | MW | 224.1949 | 286.3028 | 366.812 | 113.2904 | -621.3632 | -625.5408 | -704.925 | -1333.5899 | -294.0225 | -215.3086 | -4.2959 | -5.486 | -16.8341 | -5.4965
2027 | 1604 | MW | 245.2132 | 313.1436 | 401.2006 | 120.3711 | -609.1796 | -603.9705 | -680.6172 | -1307.441 | -288.8642 | -207.8841 | -4.2959 | -5.486 | -16.8341 | -5.4965
2027 | 1605 | MW | 245.2132 | 313.1436 | 401.2006 | 120.3711 | -572.6289 | -582.4001 | -656.3094 | -1228.9946 | -273.3893 | -200.4597 | -6.4438 | -8.2289 | -33.6683 | -6.8707
2027 | 1606 | MW | 693.6031 | 885.7492 | 1123.3618 | 346.9519 | -523.8945 | -539.2593 | -607.6939 | -1124.3993 | -247.5979 | -185.6108 | 8.5918 | 10.9719 | 16.8341 | 0
2027 | 1607 | MW | 686.597 | 876.8022 | 1123.3618 | 346.9519 | -450.7929 | -463.763 | -522.6168 | -967.5064 | -211.4899 | -159.6253 | 12.8877 | 16.4579 | 16.8341 | 1.3741
2027 | 1608 | MW | 651.5665 | 832.0674 | 1066.0474 | 329.2502 | -389.875 | -399.0519 | -449.6935 | -836.7623 | -180.5401 | -137.352 | 10.7397 | 13.7149 | 0 | 1.3741
2027 | 1609 | MW | 602.5239 | 769.4387 | 985.8073 | 300.9276 | -341.1406 | -355.9112 | -401.078 | -732.167 | -154.7487 | -122.5031 | 8.5918 | 10.9719 | 0 | 2.7483
2027 | 1610 | MW | 546.4751 | 697.863 | 894.1043 | 272.605 | -316.7734 | -334.3408 | -376.7702 | -679.8693 | -144.4321 | -115.0787 | 6.4438 | 8.2289 | 0 | 2.7483
2027 | 1611 | MW | 483.4203 | 617.3403 | 790.9384 | 240.7421 | -304.5898 | -323.5556 | -364.6164 | -653.7205 | -139.2738 | -111.3665 | 6.4438 | 8.2289 | 0 | 1.3741
2027 | 1612 | MW | 413.3594 | 527.8707 | 676.3097 | 205.3389 | -304.5898 | -323.5556 | -364.6164 | -653.7205 | -139.2738 | -111.3665 | 6.4438 | 8.2289 | 0 | 1.3741
2027 | 1613 | MW | 343.2985 | 438.4011 | 561.6809 | 169.9356 | -316.7734 | -334.3408 | -376.7702 | -679.8693 | -144.4321 | -115.0787 | 6.4438 | 8.2289 | 0 | 1.3741
2027 | 1614 | MW | 287.2497 | 366.8254 | 469.9779 | 141.613 | -365.5078 | -377.4815 | -425.3857 | -784.4646 | -165.0653 | -129.9276 | 6.4438 | 8.2289 | 0 | 1.3741
2027 | 1615 | MW | 238.2071 | 304.1967 | 389.7378 | 120.3711 | -438.6093 | -431.4075 | -486.1551 | -941.3576 | -211.4899 | -148.4887 | 8.5918 | 10.9719 | 0 | 1.3741
2027 | 1616 | MW | 189.1645 | 241.568 | 309.4976 | 92.0485 | -536.0781 | -517.689 | -583.3862 | -1150.5481 | -252.7562 | -178.1864 | 8.5918 | 10.9719 | 0 | 2.7483
2027 | 1617 | MW | 168.1462 | 214.7271 | 275.109 | 88.5081 | -621.3632 | -582.4001 | -656.3094 | -1333.5899 | -288.8642 | -200.4597 | 10.7397 | 13.7149 | 33.6683 | 2.7483
2027 | 1618 | MW | 147.1279 | 187.8862 | 240.7204 | 81.4275 | -682.2812 | -625.5408 | -704.925 | -1464.334 | -314.6557 | -215.3086 | 8.5918 | 10.9719 | 33.6683 | 2.7483
2027 | 1619 | MW | 140.1218 | 178.9392 | 229.2575 | 77.8872 | -731.0156 | -668.6816 | -753.5405 | -1568.9293 | -335.2888 | -230.1574 | 8.5918 | 10.9719 | 33.6683 | 2.7483
2027 | 1620 | MW | 147.1279 | 187.8862 | 229.2575 | 77.8872 | -755.3828 | -690.252 | -777.8482 | -1621.2269 | -345.6054 | -237.5819 | 8.5918 | 10.9719 | 33.6683 | 2.7483
2027 | 1621 | MW | 175.1523 | 223.674 | 286.5719 | 92.0485 | -767.5664 | -701.0371 | -790.0021 | -1647.3757 | -350.7637 | -241.2941 | 8.5918 | 10.9719 | 33.6683 | 2.7483
2027 | 1622 | MW | 196.1706 | 250.5149 | 320.9605 | 106.2098 | -779.7499 | -711.8223 | -802.156 | -1673.5245 | -350.7637 | -245.0063 | 8.5918 | 10.9719 | 33.6683 | 2.7483
2027 | 1623 | MW | 231.201 | 295.2497 | 366.812 | 116.8307 | -779.7499 | -711.8223 | -802.156 | -1673.5245 | -350.7637 | -245.0063 | 8.5918 | 10.9719 | 33.6683 | 0
2027 | 1624 | MW | 287.2497 | 366.8254 | 469.9779 | 145.1533 | -755.3828 | -701.0371 | -790.0021 | -1621.2269 | -350.7637 | -241.2941 | 6.4438 | 8.2289 | 0 | 0
2027 | 1625 | MW | 161.1401 | 205.7801 | 263.6461 | 81.4275 | -718.832 | -668.6816 | -753.5405 | -1542.7804 | -335.2888 | -230.1574 | -4.2959 | -5.486 | -16.8341 | -5.4965
2027 | 1626 | MW | 203.1767 | 259.4619 | 332.4234 | 99.1291 | -670.0976 | -636.326 | -717.0788 | -1438.1852 | -319.8139 | -219.0208 | -4.2959 | -5.486 | -16.8341 | -6.8707
2027 | 1627 | MW | 231.201 | 295.2497 | 378.2749 | 113.2904 | -633.5468 | -647.1112 | -729.2327 | -1359.7387 | -299.1808 | -222.733 | -6.4438 | -8.2289 | -33.6683 | -6.8707
2027 | 1628 | MW | 245.2132 | 313.1436 | 401.2006 | 116.8307 | -609.1796 | -614.7556 | -692.7711 | -1307.441 | -288.8642 | -211.5963 | -6.4438 | -8.2289 | -33.6683 | -6.8707
2027 | 1629 | MW | 245.2132 | 313.1436 | 401.2006 | 116.8307 | -584.8125 | -593.1853 | -668.4633 | -1255.1434 | -273.3893 | -204.1719 | -6.4438 | -8.2289 | -33.6683 | -6.8707
2027 | 1630 | MW | 679.5909 | 867.8553 | 1111.8989 | 343.4115 | -523.8945 | -539.2593 | -607.6939 | -1124.3993 | -247.5979 | -185.6108 | 8.5918 | 10.9719 | 16.8341 | -1.3741
2027 | 1631 | MW | 679.5909 | 867.8553 | 1111.8989 | 339.8712 | -462.9765 | -474.5482 | -534.7707 | -993.6552 | -216.6482 | -163.3375 | 10.7397 | 13.7149 | 16.8341 | 0
2027 | 1632 | MW | 644.5604 | 823.1204 | 1054.5845 | 318.6293 | -389.875 | -409.8371 | -461.8474 | -836.7623 | -180.5401 | -141.0642 | 8.5918 | 10.9719 | 0 | 0
2027 | 1633 | MW | 588.5117 | 751.5448 | 962.8815 | 293.847 | -341.1406 | -366.6964 | -413.2319 | -732.167 | -154.7487 | -126.2154 | 8.5918 | 10.9719 | 16.8341 | 2.7483
2027 | 1634 | MW | 532.4629 | 679.9691 | 859.7157 | 261.9841 | -304.5898 | -334.3408 | -376.7702 | -653.7205 | -144.4321 | -115.0787 | 6.4438 | 8.2289 | 16.8341 | 2.7483
2027 | 1635 | MW | 462.402 | 590.4994 | 756.5498 | 226.5808 | -304.5898 | -323.5556 | -364.6164 | -653.7205 | -139.2738 | -111.3665 | 6.4438 | 8.2289 | 0 | 2.7483
2027 | 1636 | MW | 385.335 | 492.0829 | 630.4582 | 191.1776 | -304.5898 | -323.5556 | -364.6164 | -653.7205 | -139.2738 | -111.3665 | 6.4438 | 8.2289 | 0 | 2.7483
2027 | 1637 | MW | 322.2802 | 411.5602 | 527.2923 | 155.7743 | -316.7734 | -334.3408 | -376.7702 | -679.8693 | -144.4321 | -115.0787 | 6.4438 | 8.2289 | 0 | 2.7483
2027 | 1638 | MW | 259.2254 | 331.0376 | 424.1264 | 130.992 | -353.3242 | -377.4815 | -425.3857 | -758.3158 | -165.0653 | -129.9276 | 6.4438 | 8.2289 | 0 | 2.7483
2027 | 1639 | MW | 217.1888 | 277.3558 | 355.3491 | 109.7501 | -438.6093 | -431.4075 | -486.1551 | -941.3576 | -211.4899 | -148.4887 | 6.4438 | 8.2289 | 0 | 4.1224
2027 | 1640 | MW | 175.1523 | 223.674 | 286.5719 | 88.5081 | -536.0781 | -528.4742 | -595.54 | -1150.5481 | -257.9145 | -181.8986 | 8.5918 | 10.9719 | 0 | 4.1224
2027 | 1641 | MW | 161.1401 | 205.7801 | 263.6461 | 84.9678 | -621.3632 | -593.1853 | -668.4633 | -1333.5899 | -288.8642 | -204.1719 | 8.5918 | 10.9719 | 33.6683 | 2.7483
2027 | 1642 | MW | 140.1218 | 178.9392 | 217.7946 | 77.8872 | -694.4648 | -636.326 | -717.0788 | -1490.4828 | -319.8139 | -219.0208 | 10.7397 | 13.7149 | 33.6683 | 2.7483
2027 | 1643 | MW | 133.1157 | 169.9923 | 217.7946 | 74.3468 | -755.3828 | -668.6816 | -753.5405 | -1621.2269 | -340.4471 | -230.1574 | 10.7397 | 13.7149 | 50.5024 | 2.7483
2027 | 1644 | MW | 133.1157 | 169.9923 | 217.7946 | 74.3468 | -791.9335 | -690.252 | -777.8482 | -1699.6734 | -350.7637 | -237.5819 | 10.7397 | 13.7149 | 50.5024 | 2.7483
2027 | 1645 | MW | 168.1462 | 214.7271 | 275.109 | 88.5081 | -816.3007 | -701.0371 | -790.0021 | -1751.971 | -355.922 | -241.2941 | 10.7397 | 13.7149 | 50.5024 | 2.7483
2027 | 1646 | MW | 196.1706 | 250.5149 | 309.4976 | 106.2098 | -828.4843 | -711.8223 | -802.156 | -1778.1198 | -361.0803 | -245.0063 | 10.7397 | 13.7149 | 50.5024 | 2.7483
2027 | 1647 | MW | 224.1949 | 286.3028 | 355.3491 | 116.8307 | -828.4843 | -711.8223 | -802.156 | -1778.1198 | -361.0803 | -245.0063 | 8.5918 | 10.9719 | 67.3366 | 1.3741
2027 | 1648 | MW | 280.2437 | 357.8785 | 458.515 | 145.1533 | -804.1171 | -701.0371 | -790.0021 | -1725.8222 | -355.922 | -241.2941 | 6.4438 | 8.2289 | 0 | 1.3741
2027 | 1649 | MW | 161.1401 | 205.7801 | 263.6461 | 81.4275 | -755.3828 | -668.6816 | -753.5405 | -1621.2269 | -340.4471 | -230.1574 | -4.2959 | -5.486 | -33.6683 | -4.1224
2027 | 1650 | MW | 196.1706 | 250.5149 | 332.4234 | 99.1291 | -682.2812 | -636.326 | -717.0788 | -1464.334 | -319.8139 | -219.0208 | -6.4438 | -8.2289 | -33.6683 | -4.1224
2027 | 1651 | MW | 224.1949 | 286.3028 | 378.2749 | 109.7501 | -645.7304 | -636.326 | -717.0788 | -1385.8875 | -299.1808 | -219.0208 | -6.4438 | -8.2289 | -33.6683 | -6.8707
2027 | 1652 | MW | 245.2132 | 313.1436 | 401.2006 | 116.8307 | -621.3632 | -614.7556 | -692.7711 | -1333.5899 | -288.8642 | -211.5963 | -6.4438 | -8.2289 | -33.6683 | -6.8707
2027 | 1653 | MW | 245.2132 | 313.1436 | 412.6635 | 116.8307 | -584.8125 | -582.4001 | -656.3094 | -1255.1434 | -273.3893 | -200.4597 | -6.4438 | -8.2289 | -33.6683 | -6.8707
2027 | 1654 | MW | 679.5909 | 867.8553 | 1100.436 | 339.8712 | -523.8945 | -539.2593 | -607.6939 | -1124.3993 | -247.5979 | -185.6108 | 8.5918 | 10.9719 | 0 | 0
2027 | 1655 | MW | 672.5848 | 858.9083 | 1100.436 | 339.8712 | -462.9765 | -463.763 | -522.6168 | -993.6552 | -211.4899 | -159.6253 | 10.7397 | 13.7149 | 16.8341 | 1.3741
2027 | 1656 | MW | 637.5543 | 814.1735 | 1031.6588 | 318.6293 | -389.875 | -409.8371 | -461.8474 | -836.7623 | -180.5401 | -141.0642 | 8.5918 | 10.9719 | 16.8341 | 1.3741
2027 | 1657 | MW | 581.5056 | 742.5978 | 939.9558 | 293.847 | -328.957 | -355.9112 | -401.078 | -706.0182 | -154.7487 | -122.5031 | 6.4438 | 8.2289 | 0 | 2.7483
2027 | 1658 | MW | 525.4569 | 671.0221 | 848.2528 | 261.9841 | -304.5898 | -334.3408 | -376.7702 | -653.7205 | -144.4321 | -115.0787 | 6.4438 | 8.2289 | 0 | 1.3741
2027 | 1659 | MW | 455.3959 | 581.5525 | 745.0869 | 226.5808 | -304.5898 | -323.5556 | -364.6164 | -653.7205 | -139.2738 | -111.3665 | 6.4438 | 8.2289 | 0 | 1.3741
2027 | 1660 | MW | 378.3289 | 483.1359 | 618.9953 | 187.6372 | -304.5898 | -323.5556 | -364.6164 | -653.7205 | -139.2738 | -111.3665 | 6.4438 | 8.2289 | 0 | 1.3741
2027 | 1661 | MW | 315.2741 | 402.6133 | 515.8294 | 155.7743 | -316.7734 | -334.3408 | -376.7702 | -679.8693 | -144.4321 | -115.0787 | 6.4438 | 8.2289 | 0 | 1.3741
2027 | 1662 | MW | 259.2254 | 331.0376 | 412.6635 | 127.4517 | -353.3242 | -377.4815 | -425.3857 | -758.3158 | -165.0653 | -129.9276 | 6.4438 | 8.2289 | 0 | 1.3741
2027 | 1663 | MW | 210.1827 | 268.4088 | 343.8863 | 106.2098 | -438.6093 | -420.6223 | -474.0013 | -941.3576 | -206.3316 | -144.7764 | 8.5918 | 10.9719 | 0 | 1.3741
2027 | 1664 | MW | 168.1462 | 214.7271 | 275.109 | 84.9678 | -536.0781 | -517.689 | -583.3862 | -1150.5481 | -252.7562 | -178.1864 | 8.5918 | 10.9719 | 0 | 2.7483
2027 | 1665 | MW | 154.134 | 196.8331 | 252.1833 | 81.4275 | -633.5468 | -582.4001 | -656.3094 | -1359.7387 | -288.8642 | -200.4597 | 8.5918 | 10.9719 | 33.6683 | 2.7483
2027 | 1666 | MW | 140.1218 | 178.9392 | 217.7946 | 77.8872 | -706.6484 | -636.326 | -717.0788 | -1516.6316 | -319.8139 | -219.0208 | 8.5918 | 10.9719 | 33.6683 | 2.7483
2027 | 1667 | MW | 133.1157 | 169.9923 | 206.3318 | 74.3468 | -767.5664 | -679.4668 | -765.6943 | -1647.3757 | -345.6054 | -233.8696 | 8.5918 | 10.9719 | 33.6683 | 2.7483
2027 | 1668 | MW | 140.1218 | 178.9392 | 217.7946 | 74.3468 | -804.1171 | -690.252 | -777.8482 | -1725.8222 | -361.0803 | -237.5819 | 8.5918 | 10.9719 | 33.6683 | 2.7483
2027 | 1669 | MW | 168.1462 | 214.7271 | 275.109 | 84.9678 | -828.4843 | -701.0371 | -790.0021 | -1778.1198 | -366.2386 | -241.2941 | 6.4438 | 8.2289 | 33.6683 | 2.7483
2027 | 1670 | MW | 189.1645 | 241.568 | 309.4976 | 99.1291 | -852.8515 | -711.8223 | -802.156 | -1830.4175 | -376.5551 | -245.0063 | 6.4438 | 8.2289 | 50.5024 | 2.7483
2027 | 1671 | MW | 217.1888 | 277.3558 | 355.3491 | 113.2904 | -852.8515 | -722.6075 | -814.3099 | -1830.4175 | -381.7134 | -248.7185 | 6.4438 | 8.2289 | 50.5024 | 0
2027 | 1672 | MW | 280.2437 | 357.8785 | 447.0521 | 141.613 | -828.4843 | -711.8223 | -802.156 | -1778.1198 | -376.5551 | -245.0063 | 4.2959 | 5.486 | 0 | 0
2027 | 1673 | MW | 161.1401 | 205.7801 | 263.6461 | 84.9678 | -779.7499 | -690.252 | -777.8482 | -1673.5245 | -361.0803 | -237.5819 | -4.2959 | -5.486 | -33.6683 | -5.4965
2027 | 1674 | MW | 203.1767 | 259.4619 | 332.4234 | 102.6694 | -718.832 | -647.1112 | -729.2327 | -1542.7804 | -335.2888 | -222.733 | -4.2959 | -5.486 | -33.6683 | -5.4965
2027 | 1675 | MW | 231.201 | 295.2497 | 378.2749 | 113.2904 | -657.914 | -647.1112 | -729.2327 | -1412.0363 | -304.3391 | -222.733 | -6.4438 | -8.2289 | -33.6683 | -5.4965
2027 | 1676 | MW | 245.2132 | 313.1436 | 412.6635 | 120.3711 | -621.3632 | -603.9705 | -680.6172 | -1333.5899 | -288.8642 | -207.8841 | -6.4438 | -8.2289 | -33.6683 | -6.8707
2027 | 1677 | MW | 245.2132 | 313.1436 | 412.6635 | 120.3711 | -584.8125 | -582.4001 | -656.3094 | -1255.1434 | -273.3893 | -200.4597 | -6.4438 | -8.2289 | -33.6683 | -6.8707
2027 | 1678 | MW | 679.5909 | 867.8553 | 1100.436 | 343.4115 | -523.8945 | -528.4742 | -595.54 | -1124.3993 | -247.5979 | -181.8986 | 8.5918 | 10.9719 | 16.8341 | -1.3741
2027 | 1679 | MW | 672.5848 | 858.9083 | 1100.436 | 339.8712 | -450.7929 | -463.763 | -522.6168 | -967.5064 | -211.4899 | -159.6253 | 10.7397 | 13.7149 | 16.8341 | 1.3741
2027 | 1680 | MW | 637.5543 | 814.1735 | 1043.1217 | 318.6293 | -389.875 | -399.0519 | -449.6935 | -836.7623 | -180.5401 | -137.352 | 8.5918 | 10.9719 | 16.8341 | 0
2027 | 1681 | MW | 581.5056 | 742.5978 | 951.4187 | 290.3067 | -328.957 | -345.126 | -388.9241 | -706.0182 | -154.7487 | -118.7909 | 8.5918 | 10.9719 | 0 | 2.7483
2027 | 1682 | MW | 525.4569 | 671.0221 | 848.2528 | 261.9841 | -304.5898 | -323.5556 | -364.6164 | -653.7205 | -139.2738 | -111.3665 | 6.4438 | 8.2289 | 0 | 2.7483
2027 | 1683 | MW | 455.3959 | 581.5525 | 745.0869 | 226.5808 | -292.4062 | -312.7704 | -352.4625 | -627.5717 | -134.1155 | -107.6543 | 6.4438 | 8.2289 | 0 | 1.3741
2027 | 1684 | MW | 378.3289 | 483.1359 | 618.9953 | 187.6372 | -292.4062 | -312.7704 | -352.4625 | -627.5717 | -134.1155 | -107.6543 | 6.4438 | 8.2289 | 0 | 1.3741
2027 | 1685 | MW | 308.268 | 393.6663 | 504.3665 | 155.7743 | -304.5898 | -323.5556 | -364.6164 | -653.7205 | -139.2738 | -111.3665 | 6.4438 | 8.2289 | 0 | 1.3741
2027 | 1686 | MW | 252.2193 | 322.0906 | 401.2006 | 127.4517 | -353.3242 | -366.6964 | -413.2319 | -758.3158 | -159.907 | -126.2154 | 6.4438 | 8.2289 | 0 | 1.3741
2027 | 1687 | MW | 203.1767 | 259.4619 | 332.4234 | 102.6694 | -426.4258 | -409.8371 | -461.8474 | -915.2087 | -206.3316 | -141.0642 | 8.5918 | 10.9719 | 0 | 1.3741
2027 | 1688 | MW | 161.1401 | 205.7801 | 275.109 | 84.9678 | -536.0781 | -506.9038 | -571.2323 | -1150.5481 | -252.7562 | -174.4742 | 8.5918 | 10.9719 | 0 | 1.3741
2027 | 1689 | MW | 154.134 | 196.8331 | 240.7204 | 81.4275 | -621.3632 | -582.4001 | -656.3094 | -1333.5899 | -294.0225 | -200.4597 | 8.5918 | 10.9719 | 33.6683 | 2.7483
2027 | 1690 | MW | 133.1157 | 169.9923 | 217.7946 | 77.8872 | -706.6484 | -636.326 | -717.0788 | -1516.6316 | -330.1305 | -219.0208 | 8.5918 | 10.9719 | 33.6683 | 2.7483
2027 | 1691 | MW | 133.1157 | 169.9923 | 206.3318 | 70.8065 | -767.5664 | -668.6816 | -753.5405 | -1647.3757 | -355.922 | -230.1574 | 8.5918 | 10.9719 | 33.6683 | 2.7483
2027 | 1692 | MW | 140.1218 | 178.9392 | 217.7946 | 74.3468 | -804.1171 | -690.252 | -777.8482 | -1725.8222 | -366.2386 | -237.5819 | 8.5918 | 10.9719 | 33.6683 | 2.7483
2027 | 1693 | MW | 168.1462 | 214.7271 | 275.109 | 88.5081 | -828.4843 | -711.8223 | -802.156 | -1778.1198 | -366.2386 | -245.0063 | 8.5918 | 10.9719 | 33.6683 | 2.7483
2027 | 1694 | MW | 196.1706 | 250.5149 | 309.4976 | 102.6694 | -840.6679 | -722.6075 | -814.3099 | -1804.2686 | -366.2386 | -248.7185 | 8.5918 | 10.9719 | 33.6683 | 2.7483
2027 | 1695 | MW | 224.1949 | 286.3028 | 366.812 | 116.8307 | -828.4843 | -733.3927 | -826.4637 | -1778.1198 | -366.2386 | -252.4307 | 6.4438 | 8.2289 | 50.5024 | 1.3741
2027 | 1696 | MW | 280.2437 | 357.8785 | 458.515 | 141.613 | -804.1171 | -733.3927 | -826.4637 | -1725.8222 | -361.0803 | -252.4307 | 4.2959 | 5.486 | 0 | 1.3741
2027 | 1697 | MW | 161.1401 | 205.7801 | 263.6461 | 84.9678 | -755.3828 | -690.252 | -777.8482 | -1621.2269 | -350.7637 | -237.5819 | -4.2959 | -5.486 | -16.8341 | -5.4965
2027 | 1698 | MW | 203.1767 | 259.4619 | 332.4234 | 102.6694 | -694.4648 | -636.326 | -717.0788 | -1490.4828 | -330.1305 | -219.0208 | -6.4438 | -8.2289 | -33.6683 | -5.4965
2027 | 1699 | MW | 231.201 | 295.2497 | 389.7378 | 113.2904 | -645.7304 | -625.5408 | -704.925 | -1385.8875 | -304.3391 | -215.3086 | -6.4438 | -8.2289 | -33.6683 | -5.4965
2027 | 1700 | MW | 252.2193 | 322.0906 | 412.6635 | 120.3711 | -621.3632 | -603.9705 | -680.6172 | -1333.5899 | -288.8642 | -207.8841 | -6.4438 | -8.2289 | -33.6683 | -5.4965
2027 | 1701 | MW | 245.2132 | 313.1436 | 412.6635 | 120.3711 | -584.8125 | -582.4001 | -656.3094 | -1255.1434 | -273.3893 | -200.4597 | -8.5918 | -10.9719 | -33.6683 | -6.8707
2027 | 1702 | MW | 679.5909 | 867.8553 | 1111.8989 | 343.4115 | -536.0781 | -528.4742 | -595.54 | -1150.5481 | -247.5979 | -181.8986 | 8.5918 | 10.9719 | 16.8341 | 0
2027 | 1703 | MW | 679.5909 | 867.8553 | 1100.436 | 343.4115 | -462.9765 | -474.5482 | -534.7707 | -993.6552 | -216.6482 | -163.3375 | 10.7397 | 13.7149 | 16.8341 | 1.3741
2027 | 1704 | MW | 637.5543 | 814.1735 | 1043.1217 | 322.1696 | -389.875 | -409.8371 | -461.8474 | -836.7623 | -180.5401 | -141.0642 | 8.5918 | 10.9719 | 0 | 1.3741
2027 | 1705 | MW | 581.5056 | 742.5978 | 951.4187 | 293.847 | -316.7734 | -345.126 | -388.9241 | -679.8693 | -144.4321 | -118.7909 | 10.7397 | 13.7149 | 16.8341 | 1.3741
2027 | 1706 | MW | 525.4569 | 671.0221 | 848.2528 | 261.9841 | -292.4062 | -323.5556 | -364.6164 | -627.5717 | -134.1155 | -111.3665 | 8.5918 | 10.9719 | 16.8341 | 2.7483
2027 | 1707 | MW | 455.3959 | 581.5525 | 733.624 | 226.5808 | -280.2226 | -312.7704 | -352.4625 | -601.4229 | -128.9572 | -107.6543 | 6.4438 | 8.2289 | 0 | 2.7483
2027 | 1708 | MW | 378.3289 | 483.1359 | 618.9953 | 187.6372 | -280.2226 | -301.9852 | -340.3086 | -601.4229 | -128.9572 | -103.9421 | 6.4438 | 8.2289 | 0 | 1.3741
2027 | 1709 | MW | 315.2741 | 402.6133 | 515.8294 | 152.234 | -292.4062 | -312.7704 | -352.4625 | -627.5717 | -134.1155 | -107.6543 | 6.4438 | 8.2289 | 16.8341 | 1.3741
2027 | 1710 | MW | 259.2254 | 331.0376 | 424.1264 | 130.992 | -316.7734 | -334.3408 | -376.7702 | -679.8693 | -144.4321 | -115.0787 | 6.4438 | 8.2289 | 16.8341 | 1.3741
2027 | 1711 | MW | 224.1949 | 286.3028 | 366.812 | 113.2904 | -353.3242 | -345.126 | -388.9241 | -758.3158 | -170.2236 | -118.7909 | 6.4438 | 8.2289 | 16.8341 | 2.7483
2027 | 1712 | MW | 196.1706 | 250.5149 | 332.4234 | 95.5888 | -414.2422 | -409.8371 | -461.8474 | -889.0599 | -201.1733 | -141.0642 | 8.5918 | 10.9719 | 16.8341 | 2.7483
2027 | 1713 | MW | 182.1584 | 232.621 | 309.4976 | 92.0485 | -475.1601 | -452.9778 | -510.4629 | -1019.804 | -226.9647 | -155.9131 | 8.5918 | 10.9719 | 33.6683 | 2.7483
2027 | 1714 | MW | 175.1523 | 223.674 | 286.5719 | 88.5081 | -523.8945 | -485.3334 | -546.9245 | -1124.3993 | -252.7562 | -167.0497 | 10.7397 | 13.7149 | 33.6683 | 2.7483
2027 | 1715 | MW | 189.1645 | 241.568 | 309.4976 | 99.1291 | -560.4453 | -506.9038 | -571.2323 | -1202.8458 | -268.2311 | -174.4742 | 8.5918 | 10.9719 | 33.6683 | 2.7483
2027 | 1716 | MW | 231.201 | 295.2497 | 366.812 | 116.8307 | -584.8125 | -517.689 | -583.3862 | -1255.1434 | -273.3893 | -178.1864 | 8.5918 | 10.9719 | 33.6683 | 2.7483
2027 | 1717 | MW | 273.2376 | 348.9315 | 447.0521 | 134.5324 | -596.9961 | -528.4742 | -595.54 | -1281.2922 | -278.5476 | -181.8986 | 8.5918 | 10.9719 | 33.6683 | 2.7483
2027 | 1718 | MW | 301.2619 | 384.7193 | 492.9036 | 148.6937 | -596.9961 | -528.4742 | -595.54 | -1281.2922 | -273.3893 | -181.8986 | 8.5918 | 10.9719 | 33.6683 | 2.7483
2027 | 1719 | MW | 322.2802 | 411.5602 | 527.2923 | 162.855 | -596.9961 | -517.689 | -583.3862 | -1281.2922 | -273.3893 | -178.1864 | 8.5918 | 10.9719 | 33.6683 | 1.3741
2027 | 1720 | MW | 140.1218 | 178.9392 | 229.2575 | 67.2662 | -584.8125 | -517.689 | -583.3862 | -1255.1434 | -268.2311 | -178.1864 | 6.4438 | 8.2289 | 0 | 1.3741
2027 | 1721 | MW | 154.134 | 196.8331 | 252.1833 | 74.3468 | -560.4453 | -506.9038 | -571.2323 | -1202.8458 | -257.9145 | -174.4742 | -4.2959 | -5.486 | -16.8341 | -4.1224
2027 | 1722 | MW | 175.1523 | 223.674 | 298.0348 | 84.9678 | -523.8945 | -496.1186 | -559.0784 | -1124.3993 | -252.7562 | -170.762 | -4.2959 | -5.486 | -16.8341 | -4.1224
2027 | 1723 | MW | 189.1645 | 241.568 | 309.4976 | 92.0485 | -536.0781 | -517.689 | -583.3862 | -1150.5481 | -247.5979 | -178.1864 | -4.2959 | -5.486 | -16.8341 | -4.1224
2027 | 1724 | MW | 189.1645 | 241.568 | 320.9605 | 92.0485 | -536.0781 | -539.2593 | -607.6939 | -1150.5481 | -252.7562 | -185.6108 | -4.2959 | -5.486 | -16.8341 | -5.4965
2027 | 1725 | MW | 609.53 | 778.3856 | 985.8073 | 311.5486 | -523.8945 | -528.4742 | -595.54 | -1124.3993 | -247.5979 | -181.8986 | -4.2959 | -5.486 | -16.8341 | -5.4965
2027 | 1726 | MW | 609.53 | 778.3856 | 985.8073 | 308.0083 | -487.3437 | -496.1186 | -559.0784 | -1045.9528 | -226.9647 | -170.762 | 8.5918 | 10.9719 | 16.8341 | 0
2027 | 1727 | MW | 588.5117 | 751.5448 | 962.8815 | 297.3873 | -426.4258 | -442.1927 | -498.309 | -915.2087 | -201.1733 | -152.2009 | 12.8877 | 16.4579 | 16.8341 | 1.3741
2027 | 1728 | MW | 574.4995 | 733.6508 | 928.4929 | 290.3067 | -365.5078 | -388.2667 | -437.5396 | -784.4646 | -170.2236 | -133.6398 | 10.7397 | 13.7149 | 16.8341 | 1.3741
2027 | 1729 | MW | 532.4629 | 679.9691 | 859.7157 | 269.0647 | -316.7734 | -334.3408 | -376.7702 | -679.8693 | -144.4321 | -115.0787 | 10.7397 | 13.7149 | 16.8341 | 2.7483
2027 | 1730 | MW | 476.4142 | 608.3934 | 779.4755 | 237.2018 | -292.4062 | -312.7704 | -352.4625 | -627.5717 | -134.1155 | -107.6543 | 8.5918 | 10.9719 | 16.8341 | 2.7483
2027 | 1731 | MW | 357.3107 | 456.295 | 573.1438 | 177.0163 | -280.2226 | -301.9852 | -340.3086 | -601.4229 | -128.9572 | -103.9421 | 6.4438 | 8.2289 | 0 | 2.7483
2027 | 1732 | MW | 315.2741 | 402.6133 | 515.8294 | 155.7743 | -280.2226 | -301.9852 | -340.3086 | -601.4229 | -128.9572 | -103.9421 | 6.4438 | 8.2289 | 0 | 2.7483
2027 | 1733 | MW | 280.2437 | 357.8785 | 458.515 | 138.0727 | -292.4062 | -301.9852 | -340.3086 | -627.5717 | -134.1155 | -103.9421 | 6.4438 | 8.2289 | 0 | 1.3741
2027 | 1734 | MW | 252.2193 | 322.0906 | 412.6635 | 123.9114 | -304.5898 | -312.7704 | -352.4625 | -653.7205 | -144.4321 | -107.6543 | 6.4438 | 8.2289 | 0 | 2.7483
2027 | 1735 | MW | 224.1949 | 286.3028 | 355.3491 | 113.2904 | -341.1406 | -323.5556 | -364.6164 | -732.167 | -165.0653 | -111.3665 | 6.4438 | 8.2289 | 16.8341 | 2.7483
2027 | 1736 | MW | 196.1706 | 250.5149 | 320.9605 | 99.1291 | -377.6914 | -366.6964 | -413.2319 | -810.6135 | -185.6984 | -126.2154 | 8.5918 | 10.9719 | 16.8341 | 2.7483
2027 | 1737 | MW | 189.1645 | 241.568 | 298.0348 | 95.5888 | -426.4258 | -399.0519 | -449.6935 | -915.2087 | -201.1733 | -137.352 | 8.5918 | 10.9719 | 33.6683 | 2.7483
2027 | 1738 | MW | 196.1706 | 250.5149 | 320.9605 | 99.1291 | -450.7929 | -431.4075 | -486.1551 | -967.5064 | -211.4899 | -148.4887 | 8.5918 | 10.9719 | 33.6683 | 2.7483
2027 | 1739 | MW | 245.2132 | 313.1436 | 401.2006 | 123.9114 | -475.1601 | -452.9778 | -510.4629 | -1019.804 | -221.8064 | -155.9131 | 8.5918 | 10.9719 | 50.5024 | 2.7483
2027 | 1740 | MW | 287.2497 | 366.8254 | 469.9779 | 145.1533 | -499.5273 | -463.763 | -522.6168 | -1072.1017 | -232.123 | -159.6253 | 8.5918 | 10.9719 | 50.5024 | 2.7483
2027 | 1741 | MW | 315.2741 | 402.6133 | 515.8294 | 159.3146 | -523.8945 | -463.763 | -522.6168 | -1124.3993 | -237.2813 | -159.6253 | 8.5918 | 10.9719 | 50.5024 | 2.7483
2027 | 1742 | MW | 336.2924 | 429.4541 | 550.218 | 169.9356 | -523.8945 | -463.763 | -522.6168 | -1124.3993 | -237.2813 | -159.6253 | 8.5918 | 10.9719 | 50.5024 | 2.7483
2027 | 1743 | MW | 133.1157 | 169.9923 | 217.7946 | 67.2662 | -523.8945 | -463.763 | -522.6168 | -1124.3993 | -237.2813 | -159.6253 | 8.5918 | 10.9719 | 50.5024 | 1.3741
2027 | 1744 | MW | 147.1279 | 187.8862 | 240.7204 | 77.8872 | -511.7109 | -463.763 | -522.6168 | -1098.2505 | -237.2813 | -159.6253 | 6.4438 | 8.2289 | 0 | 1.3741
2027 | 1745 | MW | 168.1462 | 214.7271 | 275.109 | 84.9678 | -499.5273 | -463.763 | -522.6168 | -1072.1017 | -237.2813 | -159.6253 | -4.2959 | -5.486 | -16.8341 | -4.1224
2027 | 1746 | MW | 182.1584 | 232.621 | 298.0348 | 92.0485 | -499.5273 | -474.5482 | -534.7707 | -1072.1017 | -242.4396 | -163.3375 | -4.2959 | -5.486 | -16.8341 | -4.1224
2027 | 1747 | MW | 182.1584 | 232.621 | 298.0348 | 92.0485 | -511.7109 | -496.1186 | -559.0784 | -1098.2505 | -247.5979 | -170.762 | -4.2959 | -5.486 | -16.8341 | -4.1224
2027 | 1748 | MW | 602.5239 | 769.4387 | 985.8073 | 304.468 | -523.8945 | -539.2593 | -607.6939 | -1124.3993 | -252.7562 | -185.6108 | -4.2959 | -5.486 | -16.8341 | -4.1224
2027 | 1749 | MW | 602.5239 | 769.4387 | 985.8073 | 304.468 | -523.8945 | -528.4742 | -595.54 | -1124.3993 | -247.5979 | -181.8986 | -4.2959 | -5.486 | -16.8341 | -5.4965
2027 | 1750 | MW | 581.5056 | 742.5978 | 951.4187 | 293.847 | -475.1601 | -496.1186 | -559.0784 | -1019.804 | -221.8064 | -170.762 | 8.5918 | 10.9719 | 16.8341 | 0
2027 | 1751 | MW | 553.4812 | 706.8099 | 905.5672 | 279.6857 | -414.2422 | -442.1927 | -498.309 | -889.0599 | -196.015 | -152.2009 | 12.8877 | 16.4579 | 16.8341 | 1.3741
2027 | 1752 | MW | 511.4447 | 653.1282 | 825.327 | 254.9034 | -353.3242 | -377.4815 | -425.3857 | -758.3158 | -165.0653 | -129.9276 | 10.7397 | 13.7149 | 16.8341 | 1.3741
2027 | 1753 | MW | 455.3959 | 581.5525 | 745.0869 | 226.5808 | -328.957 | -345.126 | -388.9241 | -706.0182 | -154.7487 | -118.7909 | 8.5918 | 10.9719 | 0 | 2.7483
2027 | 1754 | MW | 392.3411 | 501.0298 | 641.921 | 194.7179 | -304.5898 | -323.5556 | -364.6164 | -653.7205 | -139.2738 | -111.3665 | 6.4438 | 8.2289 | 0 | 2.7483
2027 | 1755 | MW | 343.2985 | 438.4011 | 561.6809 | 169.9356 | -292.4062 | -312.7704 | -352.4625 | -627.5717 | -134.1155 | -107.6543 | 6.4438 | 8.2289 | 0 | 1.3741
2027 | 1756 | MW | 301.2619 | 384.7193 | 492.9036 | 145.1533 | -304.5898 | -312.7704 | -352.4625 | -653.7205 | -139.2738 | -107.6543 | 6.4438 | 8.2289 | 0 | 1.3741
2027 | 1757 | MW | 259.2254 | 331.0376 | 424.1264 | 127.4517 | -316.7734 | -323.5556 | -364.6164 | -679.8693 | -144.4321 | -111.3665 | 6.4438 | 8.2289 | 0 | 1.3741
2027 | 1758 | MW | 224.1949 | 286.3028 | 355.3491 | 113.2904 | -377.6914 | -366.6964 | -413.2319 | -810.6135 | -170.2236 | -126.2154 | 6.4438 | 8.2289 | 0 | 2.7483
2027 | 1759 | MW | 189.1645 | 241.568 | 309.4976 | 95.5888 | -450.7929 | -409.8371 | -461.8474 | -967.5064 | -211.4899 | -141.0642 | 6.4438 | 8.2289 | 0 | 2.7483
2027 | 1760 | MW | 182.1584 | 232.621 | 298.0348 | 95.5888 | -536.0781 | -506.9038 | -571.2323 | -1150.5481 | -252.7562 | -174.4742 | 8.5918 | 10.9719 | 0 | 2.7483
2027 | 1761 | MW | 168.1462 | 214.7271 | 263.6461 | 92.0485 | -621.3632 | -582.4001 | -656.3094 | -1333.5899 | -288.8642 | -200.4597 | 8.5918 | 10.9719 | 33.6683 | 2.7483
2027 | 1762 | MW | 154.134 | 196.8331 | 240.7204 | 88.5081 | -682.2812 | -625.5408 | -704.925 | -1464.334 | -314.6557 | -215.3086 | 10.7397 | 13.7149 | 33.6683 | 2.7483
2027 | 1763 | MW | 161.1401 | 205.7801 | 252.1833 | 88.5081 | -731.0156 | -668.6816 | -753.5405 | -1568.9293 | -335.2888 | -230.1574 | 10.7397 | 13.7149 | 50.5024 | 2.7483
2027 | 1764 | MW | 196.1706 | 250.5149 | 309.4976 | 102.6694 | -767.5664 | -679.4668 | -765.6943 | -1647.3757 | -345.6054 | -233.8696 | 10.7397 | 13.7149 | 50.5024 | 2.7483
2027 | 1765 | MW | 210.1827 | 268.4088 | 343.8863 | 113.2904 | -779.7499 | -690.252 | -777.8482 | -1673.5245 | -355.922 | -237.5819 | 8.5918 | 10.9719 | 50.5024 | 2.7483
2027 | 1766 | MW | 238.2071 | 304.1967 | 389.7378 | 123.9114 | -791.9335 | -690.252 | -777.8482 | -1699.6734 | -355.922 | -237.5819 | 8.5918 | 10.9719 | 50.5024 | 2.7483
2027 | 1767 | MW | 294.2558 | 375.7724 | 481.4408 | 148.6937 | -779.7499 | -679.4668 | -765.6943 | -1673.5245 | -350.7637 | -233.8696 | 8.5918 | 10.9719 | 50.5024 | 0
2027 | 1768 | MW | 161.1401 | 205.7801 | 263.6461 | 77.8872 | -755.3828 | -657.8964 | -741.3866 | -1621.2269 | -345.6054 | -226.4452 | 6.4438 | 8.2289 | 0 | 0
2027 | 1769 | MW | 196.1706 | 250.5149 | 320.9605 | 99.1291 | -718.832 | -636.326 | -717.0788 | -1542.7804 | -330.1305 | -219.0208 | -4.2959 | -5.486 | -16.8341 | -4.1224
2027 | 1770 | MW | 224.1949 | 286.3028 | 378.2749 | 109.7501 | -657.914 | -603.9705 | -680.6172 | -1412.0363 | -314.6557 | -207.8841 | -4.2959 | -5.486 | -33.6683 | -5.4965
2027 | 1771 | MW | 245.2132 | 313.1436 | 401.2006 | 120.3711 | -633.5468 | -582.4001 | -656.3094 | -1359.7387 | -299.1808 | -200.4597 | -6.4438 | -8.2289 | -33.6683 | -6.8707
2027 | 1772 | MW | 245.2132 | 313.1436 | 401.2006 | 116.8307 | -609.1796 | -603.9705 | -680.6172 | -1307.441 | -288.8642 | -207.8841 | -6.4438 | -8.2289 | -33.6683 | -6.8707
2027 | 1773 | MW | 693.6031 | 885.7492 | 1123.3618 | 346.9519 | -572.6289 | -582.4001 | -656.3094 | -1228.9946 | -273.3893 | -200.4597 | -6.4438 | -8.2289 | -33.6683 | -6.8707
2027 | 1774 | MW | 693.6031 | 885.7492 | 1123.3618 | 343.4115 | -523.8945 | -528.4742 | -595.54 | -1124.3993 | -242.4396 | -181.8986 | 8.5918 | 10.9719 | 0 | 0
2027 | 1775 | MW | 658.5726 | 841.0144 | 1077.5103 | 325.7099 | -450.7929 | -463.763 | -522.6168 | -967.5064 | -211.4899 | -159.6253 | 10.7397 | 13.7149 | 16.8341 | 1.3741
2027 | 1776 | MW | 602.5239 | 769.4387 | 985.8073 | 300.9276 | -389.875 | -399.0519 | -449.6935 | -836.7623 | -180.5401 | -137.352 | 8.5918 | 10.9719 | 16.8341 | 0
2027 | 1777 | MW | 546.4751 | 697.863 | 894.1043 | 269.0647 | -328.957 | -355.9112 | -401.078 | -706.0182 | -154.7487 | -122.5031 | 10.7397 | 13.7149 | 16.8341 | 2.7483
2027 | 1778 | MW | 483.4203 | 617.3403 | 790.9384 | 237.2018 | -304.5898 | -323.5556 | -364.6164 | -653.7205 | -144.4321 | -111.3665 | 8.5918 | 10.9719 | 0 | 2.7483
2027 | 1779 | MW | 413.3594 | 527.8707 | 664.8468 | 201.7985 | -304.5898 | -312.7704 | -352.4625 | -653.7205 | -139.2738 | -107.6543 | 6.4438 | 8.2289 | 0 | 1.3741
2027 | 1780 | MW | 343.2985 | 438.4011 | 561.6809 | 169.9356 | -304.5898 | -312.7704 | -352.4625 | -653.7205 | -139.2738 | -107.6543 | 6.4438 | 8.2289 | 0 | 1.3741
2027 | 1781 | MW | 280.2437 | 357.8785 | 458.515 | 141.613 | -316.7734 | -323.5556 | -364.6164 | -679.8693 | -144.4321 | -111.3665 | 6.4438 | 8.2289 | 0 | 1.3741
2027 | 1782 | MW | 231.201 | 295.2497 | 378.2749 | 116.8307 | -377.6914 | -366.6964 | -413.2319 | -810.6135 | -175.3818 | -126.2154 | 6.4438 | 8.2289 | 0 | 1.3741
2027 | 1783 | MW | 189.1645 | 241.568 | 309.4976 | 95.5888 | -450.7929 | -420.6223 | -474.0013 | -967.5064 | -211.4899 | -144.7764 | 6.4438 | 8.2289 | 0 | 1.3741
2027 | 1784 | MW | 168.1462 | 214.7271 | 275.109 | 88.5081 | -548.2617 | -517.689 | -583.3862 | -1176.6969 | -252.7562 | -178.1864 | 6.4438 | 8.2289 | 0 | 2.7483
2027 | 1785 | MW | 147.1279 | 187.8862 | 229.2575 | 84.9678 | -621.3632 | -582.4001 | -656.3094 | -1333.5899 | -288.8642 | -200.4597 | 8.5918 | 10.9719 | 33.6683 | 2.7483
2027 | 1786 | MW | 140.1218 | 178.9392 | 217.7946 | 81.4275 | -682.2812 | -625.5408 | -704.925 | -1464.334 | -314.6557 | -215.3086 | 8.5918 | 10.9719 | 33.6683 | 2.7483
2027 | 1787 | MW | 140.1218 | 178.9392 | 229.2575 | 77.8872 | -731.0156 | -657.8964 | -741.3866 | -1568.9293 | -335.2888 | -226.4452 | 8.5918 | 10.9719 | 50.5024 | 2.7483
2027 | 1788 | MW | 175.1523 | 223.674 | 286.5719 | 92.0485 | -767.5664 | -668.6816 | -753.5405 | -1647.3757 | -345.6054 | -230.1574 | 8.5918 | 10.9719 | 50.5024 | 2.7483
2027 | 1789 | MW | 196.1706 | 250.5149 | 320.9605 | 106.2098 | -791.9335 | -668.6816 | -753.5405 | -1699.6734 | -350.7637 | -230.1574 | 8.5918 | 10.9719 | 50.5024 | 2.7483
2027 | 1790 | MW | 231.201 | 295.2497 | 366.812 | 120.3711 | -791.9335 | -679.4668 | -765.6943 | -1699.6734 | -355.922 | -233.8696 | 8.5918 | 10.9719 | 50.5024 | 2.7483
2027 | 1791 | MW | 287.2497 | 366.8254 | 458.515 | 145.1533 | -791.9335 | -668.6816 | -753.5405 | -1699.6734 | -355.922 | -230.1574 | 8.5918 | 10.9719 | 50.5024 | 1.3741
2027 | 1792 | MW | 161.1401 | 205.7801 | 263.6461 | 81.4275 | -767.5664 | -647.1112 | -729.2327 | -1647.3757 | -350.7637 | -222.733 | 6.4438 | 8.2289 | 0 | 1.3741
2027 | 1793 | MW | 203.1767 | 259.4619 | 332.4234 | 99.1291 | -731.0156 | -614.7556 | -692.7711 | -1568.9293 | -340.4471 | -211.5963 | -4.2959 | -5.486 | -33.6683 | -4.1224
2027 | 1794 | MW | 231.201 | 295.2497 | 378.2749 | 113.2904 | -670.0976 | -593.1853 | -668.4633 | -1438.1852 | -319.8139 | -204.1719 | -4.2959 | -5.486 | -33.6683 | -5.4965
2027 | 1795 | MW | 245.2132 | 313.1436 | 401.2006 | 120.3711 | -645.7304 | -582.4001 | -656.3094 | -1385.8875 | -299.1808 | -200.4597 | -4.2959 | -5.486 | -33.6683 | -5.4965
2027 | 1796 | MW | 245.2132 | 313.1436 | 401.2006 | 116.8307 | -621.3632 | -593.1853 | -668.4633 | -1333.5899 | -288.8642 | -204.1719 | -6.4438 | -8.2289 | -33.6683 | -5.4965
2027 | 1797 | MW | 679.5909 | 867.8553 | 1100.436 | 346.9519 | -584.8125 | -582.4001 | -656.3094 | -1255.1434 | -273.3893 | -200.4597 | -6.4438 | -8.2289 | -33.6683 | -5.4965
2027 | 1798 | MW | 679.5909 | 867.8553 | 1100.436 | 343.4115 | -523.8945 | -528.4742 | -595.54 | -1124.3993 | -242.4396 | -181.8986 | 8.5918 | 10.9719 | 0 | 0
2027 | 1799 | MW | 637.5543 | 814.1735 | 1043.1217 | 322.1696 | -450.7929 | -463.763 | -522.6168 | -967.5064 | -211.4899 | -159.6253 | 12.8877 | 16.4579 | 16.8341 | 1.3741
2027 | 1800 | MW | 588.5117 | 751.5448 | 951.4187 | 297.3873 | -377.6914 | -399.0519 | -449.6935 | -810.6135 | -180.5401 | -137.352 | 10.7397 | 13.7149 | 16.8341 | 1.3741
2027 | 1801 | MW | 532.4629 | 679.9691 | 859.7157 | 265.5244 | -328.957 | -355.9112 | -401.078 | -706.0182 | -154.7487 | -122.5031 | 8.5918 | 10.9719 | 0 | 2.7483
2027 | 1802 | MW | 462.402 | 590.4994 | 756.5498 | 230.1211 | -304.5898 | -334.3408 | -376.7702 | -653.7205 | -144.4321 | -115.0787 | 6.4438 | 8.2289 | 0 | 2.7483
2027 | 1803 | MW | 385.335 | 492.0829 | 630.4582 | 191.1776 | -304.5898 | -323.5556 | -364.6164 | -653.7205 | -139.2738 | -111.3665 | 6.4438 | 8.2289 | 0 | 2.7483
2027 | 1804 | MW | 315.2741 | 402.6133 | 515.8294 | 155.7743 | -304.5898 | -323.5556 | -364.6164 | -653.7205 | -139.2738 | -111.3665 | 6.4438 | 8.2289 | 0 | 2.7483
2027 | 1805 | MW | 259.2254 | 331.0376 | 424.1264 | 130.992 | -316.7734 | -334.3408 | -376.7702 | -679.8693 | -149.5904 | -115.0787 | 6.4438 | 8.2289 | 0 | 2.7483
2027 | 1806 | MW | 217.1888 | 277.3558 | 355.3491 | 109.7501 | -377.6914 | -366.6964 | -413.2319 | -810.6135 | -175.3818 | -126.2154 | 6.4438 | 8.2289 | 0 | 2.7483
2027 | 1807 | MW | 175.1523 | 223.674 | 275.109 | 88.5081 | -450.7929 | -420.6223 | -474.0013 | -967.5064 | -211.4899 | -144.7764 | 8.5918 | 10.9719 | 0 | 2.7483
2027 | 1808 | MW | 154.134 | 196.8331 | 252.1833 | 84.9678 | -548.2617 | -528.4742 | -595.54 | -1176.6969 | -257.9145 | -181.8986 | 8.5918 | 10.9719 | 0 | 4.1224
2027 | 1809 | MW | 140.1218 | 178.9392 | 217.7946 | 81.4275 | -633.5468 | -593.1853 | -668.4633 | -1359.7387 | -294.0225 | -204.1719 | 8.5918 | 10.9719 | 33.6683 | 2.7483
2027 | 1810 | MW | 133.1157 | 169.9923 | 217.7946 | 74.3468 | -706.6484 | -636.326 | -717.0788 | -1516.6316 | -324.9722 | -219.0208 | 8.5918 | 10.9719 | 33.6683 | 2.7483
2027 | 1811 | MW | 140.1218 | 178.9392 | 229.2575 | 74.3468 | -767.5664 | -668.6816 | -753.5405 | -1647.3757 | -350.7637 | -230.1574 | 8.5918 | 10.9719 | 33.6683 | 2.7483
2027 | 1812 | MW | 175.1523 | 223.674 | 275.109 | 88.5081 | -804.1171 | -690.252 | -777.8482 | -1725.8222 | -366.2386 | -237.5819 | 8.5918 | 10.9719 | 33.6683 | 2.7483
2027 | 1813 | MW | 196.1706 | 250.5149 | 309.4976 | 106.2098 | -828.4843 | -690.252 | -777.8482 | -1778.1198 | -366.2386 | -237.5819 | 8.5918 | 10.9719 | 50.5024 | 2.7483
2027 | 1814 | MW | 224.1949 | 286.3028 | 366.812 | 116.8307 | -852.8515 | -701.0371 | -790.0021 | -1830.4175 | -371.3968 | -241.2941 | 8.5918 | 10.9719 | 50.5024 | 2.7483
2027 | 1815 | MW | 280.2437 | 357.8785 | 458.515 | 141.613 | -852.8515 | -690.252 | -777.8482 | -1830.4175 | -371.3968 | -237.5819 | 8.5918 | 10.9719 | 50.5024 | 1.3741
2027 | 1816 | MW | 161.1401 | 205.7801 | 263.6461 | 81.4275 | -828.4843 | -668.6816 | -753.5405 | -1778.1198 | -366.2386 | -230.1574 | 6.4438 | 8.2289 | 0 | 1.3741
2027 | 1817 | MW | 203.1767 | 259.4619 | 332.4234 | 99.1291 | -779.7499 | -636.326 | -717.0788 | -1673.5245 | -355.922 | -219.0208 | -4.2959 | -5.486 | -16.8341 | -4.1224
2027 | 1818 | MW | 231.201 | 295.2497 | 378.2749 | 113.2904 | -706.6484 | -614.7556 | -692.7711 | -1516.6316 | -330.1305 | -211.5963 | -4.2959 | -5.486 | -33.6683 | -4.1224
2027 | 1819 | MW | 245.2132 | 313.1436 | 412.6635 | 120.3711 | -657.914 | -593.1853 | -668.4633 | -1412.0363 | -304.3391 | -204.1719 | -4.2959 | -5.486 | -33.6683 | -5.4965
2027 | 1820 | MW | 245.2132 | 313.1436 | 412.6635 | 120.3711 | -621.3632 | -603.9705 | -680.6172 | -1333.5899 | -294.0225 | -207.8841 | -6.4438 | -8.2289 | -33.6683 | -6.8707
2027 | 1821 | MW | 679.5909 | 867.8553 | 1111.8989 | 339.8712 | -584.8125 | -582.4001 | -656.3094 | -1255.1434 | -273.3893 | -200.4597 | -6.4438 | -8.2289 | -33.6683 | -5.4965
2027 | 1822 | MW | 672.5848 | 858.9083 | 1100.436 | 336.3309 | -523.8945 | -539.2593 | -607.6939 | -1124.3993 | -242.4396 | -185.6108 | 8.5918 | 10.9719 | 16.8341 | 0
2027 | 1823 | MW | 637.5543 | 814.1735 | 1043.1217 | 318.6293 | -450.7929 | -474.5482 | -534.7707 | -967.5064 | -211.4899 | -163.3375 | 10.7397 | 13.7149 | 16.8341 | 1.3741
2027 | 1824 | MW | 581.5056 | 742.5978 | 951.4187 | 290.3067 | -389.875 | -409.8371 | -461.8474 | -836.7623 | -180.5401 | -141.0642 | 8.5918 | 10.9719 | 16.8341 | 1.3741
2027 | 1825 | MW | 525.4569 | 671.0221 | 859.7157 | 258.4437 | -341.1406 | -355.9112 | -401.078 | -732.167 | -154.7487 | -122.5031 | 8.5918 | 10.9719 | 0 | 2.7483
2027 | 1826 | MW | 455.3959 | 581.5525 | 745.0869 | 223.0405 | -316.7734 | -334.3408 | -376.7702 | -679.8693 | -144.4321 | -115.0787 | 6.4438 | 8.2289 | 0 | 2.7483
2027 | 1827 | MW | 378.3289 | 483.1359 | 618.9953 | 187.6372 | -304.5898 | -323.5556 | -364.6164 | -653.7205 | -139.2738 | -111.3665 | 6.4438 | 8.2289 | 0 | 2.7483
2027 | 1828 | MW | 308.268 | 393.6663 | 504.3665 | 152.234 | -304.5898 | -323.5556 | -364.6164 | -653.7205 | -139.2738 | -111.3665 | 6.4438 | 8.2289 | 0 | 2.7483
2027 | 1829 | MW | 252.2193 | 322.0906 | 412.6635 | 127.4517 | -328.957 | -334.3408 | -376.7702 | -706.0182 | -149.5904 | -115.0787 | 6.4438 | 8.2289 | 0 | 2.7483
2027 | 1830 | MW | 210.1827 | 268.4088 | 343.8863 | 106.2098 | -377.6914 | -366.6964 | -413.2319 | -810.6135 | -175.3818 | -126.2154 | 6.4438 | 8.2289 | 0 | 2.7483
2027 | 1831 | MW | 168.1462 | 214.7271 | 275.109 | 84.9678 | -450.7929 | -420.6223 | -474.0013 | -967.5064 | -211.4899 | -144.7764 | 6.4438 | 8.2289 | 0 | 2.7483
2027 | 1832 | MW | 154.134 | 196.8331 | 252.1833 | 81.4275 | -548.2617 | -517.689 | -583.3862 | -1176.6969 | -257.9145 | -178.1864 | 6.4438 | 8.2289 | 0 | 4.1224
2027 | 1833 | MW | 133.1157 | 169.9923 | 217.7946 | 77.8872 | -633.5468 | -593.1853 | -668.4633 | -1359.7387 | -294.0225 | -204.1719 | 8.5918 | 10.9719 | 33.6683 | 2.7483
2027 | 1834 | MW | 133.1157 | 169.9923 | 206.3318 | 74.3468 | -718.832 | -636.326 | -717.0788 | -1542.7804 | -324.9722 | -219.0208 | 8.5918 | 10.9719 | 33.6683 | 2.7483
2027 | 1835 | MW | 140.1218 | 178.9392 | 229.2575 | 74.3468 | -779.7499 | -679.4668 | -765.6943 | -1673.5245 | -345.6054 | -233.8696 | 8.5918 | 10.9719 | 33.6683 | 2.7483
2027 | 1836 | MW | 168.1462 | 214.7271 | 275.109 | 88.5081 | -816.3007 | -701.0371 | -790.0021 | -1751.971 | -361.0803 | -241.2941 | 8.5918 | 10.9719 | 33.6683 | 2.7483
2027 | 1837 | MW | 196.1706 | 250.5149 | 309.4976 | 102.6694 | -828.4843 | -701.0371 | -790.0021 | -1778.1198 | -366.2386 | -241.2941 | 8.5918 | 10.9719 | 33.6683 | 2.7483
2027 | 1838 | MW | 217.1888 | 277.3558 | 355.3491 | 113.2904 | -852.8515 | -711.8223 | -802.156 | -1830.4175 | -376.5551 | -245.0063 | 8.5918 | 10.9719 | 33.6683 | 2.7483
2027 | 1839 | MW | 273.2376 | 348.9315 | 447.0521 | 141.613 | -840.6679 | -701.0371 | -790.0021 | -1804.2686 | -376.5551 | -241.2941 | 8.5918 | 10.9719 | 50.5024 | 1.3741
2027 | 1840 | MW | 161.1401 | 205.7801 | 263.6461 | 84.9678 | -816.3007 | -690.252 | -777.8482 | -1751.971 | -371.3968 | -237.5819 | 6.4438 | 8.2289 | 0 | 1.3741
2027 | 1841 | MW | 203.1767 | 259.4619 | 332.4234 | 102.6694 | -767.5664 | -657.8964 | -741.3866 | -1647.3757 | -355.922 | -226.4452 | -4.2959 | -5.486 | -33.6683 | -4.1224
2027 | 1842 | MW | 231.201 | 295.2497 | 378.2749 | 113.2904 | -694.4648 | -625.5408 | -704.925 | -1490.4828 | -330.1305 | -215.3086 | -4.2959 | -5.486 | -33.6683 | -4.1224
2027 | 1843 | MW | 245.2132 | 313.1436 | 401.2006 | 120.3711 | -657.914 | -603.9705 | -680.6172 | -1412.0363 | -304.3391 | -207.8841 | -4.2959 | -5.486 | -33.6683 | -5.4965
2027 | 1844 | MW | 245.2132 | 313.1436 | 412.6635 | 120.3711 | -621.3632 | -603.9705 | -680.6172 | -1333.5899 | -288.8642 | -207.8841 | -6.4438 | -8.2289 | -33.6683 | -5.4965
2027 | 1845 | MW | 679.5909 | 867.8553 | 1100.436 | 343.4115 | -584.8125 | -582.4001 | -656.3094 | -1255.1434 | -273.3893 | -200.4597 | -6.4438 | -8.2289 | -33.6683 | -5.4965
2027 | 1846 | MW | 672.5848 | 858.9083 | 1100.436 | 343.4115 | -523.8945 | -539.2593 | -607.6939 | -1124.3993 | -247.5979 | -185.6108 | 8.5918 | 10.9719 | 16.8341 | 0
2027 | 1847 | MW | 637.5543 | 814.1735 | 1031.6588 | 318.6293 | -450.7929 | -474.5482 | -534.7707 | -967.5064 | -211.4899 | -163.3375 | 10.7397 | 13.7149 | 16.8341 | 1.3741
2027 | 1848 | MW | 581.5056 | 742.5978 | 951.4187 | 293.847 | -389.875 | -409.8371 | -461.8474 | -836.7623 | -180.5401 | -141.0642 | 10.7397 | 13.7149 | 0 | 1.3741
2027 | 1849 | MW | 525.4569 | 671.0221 | 859.7157 | 261.9841 | -328.957 | -355.9112 | -401.078 | -706.0182 | -154.7487 | -122.5031 | 8.5918 | 10.9719 | 0 | 2.7483
2027 | 1850 | MW | 455.3959 | 581.5525 | 745.0869 | 226.5808 | -304.5898 | -334.3408 | -376.7702 | -653.7205 | -144.4321 | -115.0787 | 6.4438 | 8.2289 | 0 | 2.7483
2027 | 1851 | MW | 378.3289 | 483.1359 | 618.9953 | 191.1776 | -304.5898 | -323.5556 | -364.6164 | -653.7205 | -139.2738 | -111.3665 | 6.4438 | 8.2289 | 0 | 2.7483
2027 | 1852 | MW | 308.268 | 393.6663 | 504.3665 | 155.7743 | -304.5898 | -323.5556 | -364.6164 | -653.7205 | -139.2738 | -111.3665 | 6.4438 | 8.2289 | 0 | 1.3741
2027 | 1853 | MW | 252.2193 | 322.0906 | 412.6635 | 127.4517 | -316.7734 | -334.3408 | -376.7702 | -679.8693 | -149.5904 | -115.0787 | 4.2959 | 5.486 | 0 | 1.3741
2027 | 1854 | MW | 203.1767 | 259.4619 | 332.4234 | 102.6694 | -377.6914 | -366.6964 | -413.2319 | -810.6135 | -175.3818 | -126.2154 | 4.2959 | 5.486 | 0 | 1.3741
2027 | 1855 | MW | 161.1401 | 205.7801 | 275.109 | 81.4275 | -438.6093 | -420.6223 | -474.0013 | -941.3576 | -211.4899 | -144.7764 | 4.2959 | 5.486 | 16.8341 | 2.7483
2027 | 1856 | MW | 154.134 | 196.8331 | 252.1833 | 77.8872 | -548.2617 | -517.689 | -583.3862 | -1176.6969 | -257.9145 | -178.1864 | 6.4438 | 8.2289 | 16.8341 | 2.7483
2027 | 1857 | MW | 133.1157 | 169.9923 | 217.7946 | 77.8872 | -621.3632 | -593.1853 | -668.4633 | -1333.5899 | -288.8642 | -204.1719 | 6.4438 | 8.2289 | 33.6683 | 2.7483
2027 | 1858 | MW | 133.1157 | 169.9923 | 206.3318 | 74.3468 | -694.4648 | -647.1112 | -729.2327 | -1490.4828 | -309.4974 | -222.733 | 6.4438 | 8.2289 | 33.6683 | 2.7483
2027 | 1859 | MW | 140.1218 | 178.9392 | 229.2575 | 70.8065 | -743.1992 | -690.252 | -777.8482 | -1595.0781 | -330.1305 | -237.5819 | 8.5918 | 10.9719 | 33.6683 | 2.7483
2027 | 1860 | MW | 168.1462 | 214.7271 | 275.109 | 88.5081 | -779.7499 | -722.6075 | -814.3099 | -1673.5245 | -345.6054 | -248.7185 | 8.5918 | 10.9719 | 33.6683 | 2.7483
2027 | 1861 | MW | 196.1706 | 250.5149 | 309.4976 | 102.6694 | -791.9335 | -733.3927 | -826.4637 | -1699.6734 | -350.7637 | -252.4307 | 8.5918 | 10.9719 | 33.6683 | 2.7483
2027 | 1862 | MW | 224.1949 | 286.3028 | 366.812 | 116.8307 | -804.1171 | -733.3927 | -826.4637 | -1725.8222 | -355.922 | -252.4307 | 8.5918 | 10.9719 | 33.6683 | 2.7483
2027 | 1863 | MW | 280.2437 | 357.8785 | 447.0521 | 141.613 | -791.9335 | -711.8223 | -802.156 | -1699.6734 | -355.922 | -245.0063 | 8.5918 | 10.9719 | 33.6683 | 1.3741
2027 | 1864 | MW | 161.1401 | 205.7801 | 263.6461 | 84.9678 | -767.5664 | -679.4668 | -765.6943 | -1647.3757 | -345.6054 | -233.8696 | 6.4438 | 8.2289 | 0 | 1.3741
2027 | 1865 | MW | 203.1767 | 259.4619 | 332.4234 | 102.6694 | -731.0156 | -647.1112 | -729.2327 | -1568.9293 | -330.1305 | -222.733 | -6.4438 | -8.2289 | -16.8341 | -4.1224
2027 | 1866 | MW | 231.201 | 295.2497 | 378.2749 | 113.2904 | -670.0976 | -614.7556 | -692.7711 | -1438.1852 | -314.6557 | -211.5963 | -6.4438 | -8.2289 | -16.8341 | -4.1224
2027 | 1867 | MW | 252.2193 | 322.0906 | 412.6635 | 120.3711 | -633.5468 | -603.9705 | -680.6172 | -1359.7387 | -294.0225 | -207.8841 | -6.4438 | -8.2289 | -16.8341 | -4.1224
2027 | 1868 | MW | 252.2193 | 322.0906 | 412.6635 | 120.3711 | -609.1796 | -603.9705 | -680.6172 | -1307.441 | -283.7059 | -207.8841 | -6.4438 | -8.2289 | -33.6683 | -4.1224
2027 | 1869 | MW | 672.5848 | 858.9083 | 1100.436 | 336.3309 | -584.8125 | -582.4001 | -656.3094 | -1255.1434 | -268.2311 | -200.4597 | -6.4438 | -8.2289 | -33.6683 | -5.4965
2027 | 1870 | MW | 672.5848 | 858.9083 | 1100.436 | 336.3309 | -523.8945 | -539.2593 | -607.6939 | -1124.3993 | -242.4396 | -185.6108 | 6.4438 | 8.2289 | 16.8341 | 0
2027 | 1871 | MW | 630.5482 | 805.2265 | 1031.6588 | 315.0889 | -450.7929 | -474.5482 | -534.7707 | -967.5064 | -211.4899 | -163.3375 | 10.7397 | 13.7149 | 16.8341 | 1.3741
2027 | 1872 | MW | 581.5056 | 742.5978 | 939.9558 | 290.3067 | -389.875 | -409.8371 | -461.8474 | -836.7623 | -180.5401 | -141.0642 | 10.7397 | 13.7149 | 16.8341 | 1.3741
2027 | 1873 | MW | 518.4508 | 662.0751 | 848.2528 | 258.4437 | -316.7734 | -345.126 | -388.9241 | -679.8693 | -144.4321 | -118.7909 | 10.7397 | 13.7149 | 16.8341 | 2.7483
2027 | 1874 | MW | 455.3959 | 581.5525 | 745.0869 | 226.5808 | -292.4062 | -323.5556 | -364.6164 | -627.5717 | -134.1155 | -111.3665 | 8.5918 | 10.9719 | 0 | 2.7483
2027 | 1875 | MW | 378.3289 | 483.1359 | 618.9953 | 187.6372 | -280.2226 | -312.7704 | -352.4625 | -601.4229 | -128.9572 | -107.6543 | 6.4438 | 8.2289 | 0 | 2.7483
2027 | 1876 | MW | 315.2741 | 402.6133 | 504.3665 | 152.234 | -280.2226 | -301.9852 | -340.3086 | -601.4229 | -128.9572 | -103.9421 | 6.4438 | 8.2289 | 0 | 2.7483
2027 | 1877 | MW | 259.2254 | 331.0376 | 424.1264 | 130.992 | -292.4062 | -312.7704 | -352.4625 | -627.5717 | -134.1155 | -107.6543 | 6.4438 | 8.2289 | 0 | 1.3741
2027 | 1878 | MW | 224.1949 | 286.3028 | 366.812 | 113.2904 | -316.7734 | -323.5556 | -364.6164 | -679.8693 | -149.5904 | -111.3665 | 6.4438 | 8.2289 | 0 | 1.3741
2027 | 1879 | MW | 196.1706 | 250.5149 | 320.9605 | 102.6694 | -353.3242 | -345.126 | -388.9241 | -758.3158 | -175.3818 | -118.7909 | 6.4438 | 8.2289 | 0 | 1.3741
2027 | 1880 | MW | 182.1584 | 232.621 | 286.5719 | 92.0485 | -426.4258 | -409.8371 | -461.8474 | -915.2087 | -206.3316 | -141.0642 | 8.5918 | 10.9719 | 16.8341 | 2.7483
2027 | 1881 | MW | 161.1401 | 205.7801 | 263.6461 | 81.4275 | -487.3437 | -463.763 | -522.6168 | -1045.9528 | -232.123 | -159.6253 | 10.7397 | 13.7149 | 33.6683 | 2.7483
2027 | 1882 | MW | 182.1584 | 232.621 | 286.5719 | 92.0485 | -536.0781 | -485.3334 | -546.9245 | -1150.5481 | -247.5979 | -167.0497 | 10.7397 | 13.7149 | 33.6683 | 2.7483
2027 | 1883 | MW | 210.1827 | 268.4088 | 343.8863 | 109.7501 | -572.6289 | -506.9038 | -571.2323 | -1228.9946 | -257.9145 | -174.4742 | 8.5918 | 10.9719 | 50.5024 | 2.7483
2027 | 1884 | MW | 266.2315 | 339.9845 | 435.5893 | 138.0727 | -596.9961 | -517.689 | -583.3862 | -1281.2922 | -268.2311 | -178.1864 | 8.5918 | 10.9719 | 50.5024 | 2.7483
2027 | 1885 | MW | 301.2619 | 384.7193 | 492.9036 | 155.7743 | -609.1796 | -528.4742 | -595.54 | -1307.441 | -273.3893 | -181.8986 | 8.5918 | 10.9719 | 50.5024 | 4.1224
2027 | 1886 | MW | 336.2924 | 429.4541 | 550.218 | 169.9356 | -609.1796 | -517.689 | -583.3862 | -1307.441 | -273.3893 | -178.1864 | 8.5918 | 10.9719 | 50.5024 | 4.1224
2027 | 1887 | MW | 140.1218 | 178.9392 | 229.2575 | 70.8065 | -596.9961 | -517.689 | -583.3862 | -1281.2922 | -268.2311 | -178.1864 | 8.5918 | 10.9719 | 50.5024 | 1.3741
2027 | 1888 | MW | 161.1401 | 205.7801 | 263.6461 | 77.8872 | -572.6289 | -506.9038 | -571.2323 | -1228.9946 | -263.0728 | -174.4742 | 6.4438 | 8.2289 | 0 | 1.3741
2027 | 1889 | MW | 182.1584 | 232.621 | 309.4976 | 92.0485 | -548.2617 | -506.9038 | -571.2323 | -1176.6969 | -263.0728 | -174.4742 | -4.2959 | -5.486 | -16.8341 | -4.1224
2027 | 1890 | MW | 196.1706 | 250.5149 | 320.9605 | 99.1291 | -523.8945 | -496.1186 | -559.0784 | -1124.3993 | -252.7562 | -170.762 | -4.2959 | -5.486 | -16.8341 | -4.1224
2027 | 1891 | MW | 189.1645 | 241.568 | 309.4976 | 99.1291 | -536.0781 | -517.689 | -583.3862 | -1150.5481 | -252.7562 | -178.1864 | -4.2959 | -5.486 | -16.8341 | -4.1224
2027 | 1892 | MW | 602.5239 | 769.4387 | 974.3444 | 311.5486 | -536.0781 | -539.2593 | -607.6939 | -1150.5481 | -252.7562 | -185.6108 | -4.2959 | -5.486 | -16.8341 | -4.1224
2027 | 1893 | MW | 595.5178 | 760.4917 | 962.8815 | 304.468 | -523.8945 | -539.2593 | -607.6939 | -1124.3993 | -242.4396 | -185.6108 | -4.2959 | -5.486 | -16.8341 | -5.4965
2027 | 1894 | MW | 574.4995 | 733.6508 | 928.4929 | 290.3067 | -475.1601 | -496.1186 | -559.0784 | -1019.804 | -221.8064 | -170.762 | 10.7397 | 13.7149 | 0 | 0
2027 | 1895 | MW | 546.4751 | 697.863 | 894.1043 | 276.1454 | -426.4258 | -442.1927 | -498.309 | -915.2087 | -196.015 | -152.2009 | 12.8877 | 16.4579 | 16.8341 | 1.3741
2027 | 1896 | MW | 511.4447 | 653.1282 | 825.327 | 258.4437 | -353.3242 | -388.2667 | -437.5396 | -758.3158 | -165.0653 | -133.6398 | 12.8877 | 16.4579 | 16.8341 | 1.3741
2027 | 1897 | MW | 455.3959 | 581.5525 | 745.0869 | 230.1211 | -316.7734 | -334.3408 | -376.7702 | -679.8693 | -144.4321 | -115.0787 | 8.5918 | 10.9719 | 0 | 2.7483
2027 | 1898 | MW | 399.3472 | 509.9768 | 641.921 | 198.2582 | -292.4062 | -312.7704 | -352.4625 | -627.5717 | -134.1155 | -107.6543 | 8.5918 | 10.9719 | 0 | 2.7483
2027 | 1899 | MW | 343.2985 | 438.4011 | 561.6809 | 173.4759 | -280.2226 | -301.9852 | -340.3086 | -601.4229 | -128.9572 | -103.9421 | 6.4438 | 8.2289 | 0 | 1.3741
2027 | 1900 | MW | 301.2619 | 384.7193 | 492.9036 | 152.234 | -280.2226 | -301.9852 | -340.3086 | -601.4229 | -128.9572 | -103.9421 | 6.4438 | 8.2289 | 0 | 1.3741
2027 | 1901 | MW | 273.2376 | 348.9315 | 447.0521 | 134.5324 | -280.2226 | -301.9852 | -340.3086 | -601.4229 | -128.9572 | -103.9421 | 6.4438 | 8.2289 | 0 | 1.3741
2027 | 1902 | MW | 245.2132 | 313.1436 | 401.2006 | 123.9114 | -304.5898 | -301.9852 | -340.3086 | -653.7205 | -144.4321 | -103.9421 | 6.4438 | 8.2289 | 0 | 1.3741
2027 | 1903 | MW | 217.1888 | 277.3558 | 355.3491 | 109.7501 | -328.957 | -323.5556 | -364.6164 | -706.0182 | -165.0653 | -111.3665 | 6.4438 | 8.2289 | 16.8341 | 1.3741
2027 | 1904 | MW | 189.1645 | 241.568 | 309.4976 | 95.5888 | -377.6914 | -366.6964 | -413.2319 | -810.6135 | -185.6984 | -126.2154 | 8.5918 | 10.9719 | 16.8341 | 2.7483
2027 | 1905 | MW | 182.1584 | 232.621 | 286.5719 | 92.0485 | -426.4258 | -409.8371 | -461.8474 | -915.2087 | -206.3316 | -141.0642 | 8.5918 | 10.9719 | 33.6683 | 2.7483
2027 | 1906 | MW | 189.1645 | 241.568 | 309.4976 | 99.1291 | -450.7929 | -442.1927 | -498.309 | -967.5064 | -211.4899 | -152.2009 | 8.5918 | 10.9719 | 33.6683 | 2.7483
2027 | 1907 | MW | 231.201 | 295.2497 | 366.812 | 116.8307 | -475.1601 | -463.763 | -522.6168 | -1019.804 | -216.6482 | -159.6253 | 8.5918 | 10.9719 | 33.6683 | 2.7483
2027 | 1908 | MW | 280.2437 | 357.8785 | 458.515 | 141.613 | -499.5273 | -474.5482 | -534.7707 | -1072.1017 | -221.8064 | -163.3375 | 8.5918 | 10.9719 | 33.6683 | 2.7483
2027 | 1909 | MW | 322.2802 | 411.5602 | 527.2923 | 159.3146 | -511.7109 | -485.3334 | -546.9245 | -1098.2505 | -226.9647 | -167.0497 | 8.5918 | 10.9719 | 33.6683 | 2.7483
2027 | 1910 | MW | 343.2985 | 438.4011 | 561.6809 | 173.4759 | -511.7109 | -485.3334 | -546.9245 | -1098.2505 | -226.9647 | -167.0497 | 8.5918 | 10.9719 | 33.6683 | 2.7483
2027 | 1911 | MW | 147.1279 | 187.8862 | 240.7204 | 74.3468 | -523.8945 | -485.3334 | -546.9245 | -1124.3993 | -226.9647 | -167.0497 | 8.5918 | 10.9719 | 33.6683 | 1.3741
2027 | 1912 | MW | 161.1401 | 205.7801 | 252.1833 | 81.4275 | -511.7109 | -485.3334 | -546.9245 | -1098.2505 | -232.123 | -167.0497 | 6.4438 | 8.2289 | 0 | 1.3741
2027 | 1913 | MW | 175.1523 | 223.674 | 275.109 | 88.5081 | -511.7109 | -474.5482 | -534.7707 | -1098.2505 | -232.123 | -163.3375 | -4.2959 | -5.486 | -16.8341 | -4.1224
2027 | 1914 | MW | 175.1523 | 223.674 | 286.5719 | 88.5081 | -499.5273 | -485.3334 | -546.9245 | -1072.1017 | -237.2813 | -167.0497 | -4.2959 | -5.486 | -16.8341 | -5.4965
2027 | 1915 | MW | 182.1584 | 232.621 | 298.0348 | 88.5081 | -511.7109 | -506.9038 | -571.2323 | -1098.2505 | -242.4396 | -174.4742 | -4.2959 | -5.486 | -16.8341 | -5.4965
2027 | 1916 | MW | 602.5239 | 769.4387 | 985.8073 | 308.0083 | -523.8945 | -539.2593 | -607.6939 | -1124.3993 | -252.7562 | -185.6108 | -4.2959 | -5.486 | -16.8341 | -5.4965
2027 | 1917 | MW | 602.5239 | 769.4387 | 985.8073 | 300.9276 | -523.8945 | -528.4742 | -595.54 | -1124.3993 | -242.4396 | -181.8986 | -6.4438 | -8.2289 | -16.8341 | -5.4965
2027 | 1918 | MW | 581.5056 | 742.5978 | 951.4187 | 293.847 | -475.1601 | -496.1186 | -559.0784 | -1019.804 | -221.8064 | -170.762 | 8.5918 | 10.9719 | 16.8341 | 0
2027 | 1919 | MW | 567.4934 | 724.7039 | 928.4929 | 283.226 | -414.2422 | -442.1927 | -498.309 | -889.0599 | -196.015 | -152.2009 | 12.8877 | 16.4579 | 16.8341 | 1.3741
2027 | 1920 | MW | 525.4569 | 671.0221 | 859.7157 | 265.5244 | -353.3242 | -377.4815 | -425.3857 | -758.3158 | -165.0653 | -129.9276 | 10.7397 | 13.7149 | 16.8341 | 1.3741
2027 | 1921 | MW | 469.4081 | 599.4464 | 768.0127 | 237.2018 | -328.957 | -345.126 | -388.9241 | -706.0182 | -154.7487 | -118.7909 | 8.5918 | 10.9719 | 0 | 2.7483
2027 | 1922 | MW | 406.3533 | 518.9238 | 664.8468 | 205.3389 | -304.5898 | -323.5556 | -364.6164 | -653.7205 | -144.4321 | -111.3665 | 8.5918 | 10.9719 | 0 | 2.7483
2027 | 1923 | MW | 357.3107 | 456.295 | 584.6066 | 180.5566 | -292.4062 | -312.7704 | -352.4625 | -627.5717 | -139.2738 | -107.6543 | 6.4438 | 8.2289 | 0 | 2.7483
2027 | 1924 | MW | 315.2741 | 402.6133 | 515.8294 | 155.7743 | -304.5898 | -312.7704 | -352.4625 | -653.7205 | -139.2738 | -107.6543 | 6.4438 | 8.2289 | 0 | 1.3741
2027 | 1925 | MW | 273.2376 | 348.9315 | 447.0521 | 138.0727 | -316.7734 | -323.5556 | -364.6164 | -679.8693 | -144.4321 | -111.3665 | 6.4438 | 8.2289 | 0 | 1.3741
2027 | 1926 | MW | 238.2071 | 304.1967 | 389.7378 | 120.3711 | -365.5078 | -345.126 | -388.9241 | -784.4646 | -170.2236 | -118.7909 | 6.4438 | 8.2289 | 0 | 1.3741
2027 | 1927 | MW | 196.1706 | 250.5149 | 320.9605 | 102.6694 | -438.6093 | -409.8371 | -461.8474 | -941.3576 | -211.4899 | -141.0642 | 6.4438 | 8.2289 | 0 | 2.7483
2027 | 1928 | MW | 182.1584 | 232.621 | 298.0348 | 95.5888 | -536.0781 | -517.689 | -583.3862 | -1150.5481 | -252.7562 | -178.1864 | 6.4438 | 8.2289 | 16.8341 | 2.7483
2027 | 1929 | MW | 168.1462 | 214.7271 | 263.6461 | 92.0485 | -621.3632 | -582.4001 | -656.3094 | -1333.5899 | -283.7059 | -200.4597 | 8.5918 | 10.9719 | 33.6683 | 2.7483
2027 | 1930 | MW | 154.134 | 196.8331 | 252.1833 | 84.9678 | -682.2812 | -625.5408 | -704.925 | -1464.334 | -309.4974 | -215.3086 | 8.5918 | 10.9719 | 33.6683 | 2.7483
2027 | 1931 | MW | 161.1401 | 205.7801 | 252.1833 | 84.9678 | -731.0156 | -668.6816 | -753.5405 | -1568.9293 | -324.9722 | -230.1574 | 8.5918 | 10.9719 | 33.6683 | 2.7483
2027 | 1932 | MW | 182.1584 | 232.621 | 298.0348 | 99.1291 | -779.7499 | -690.252 | -777.8482 | -1673.5245 | -340.4471 | -237.5819 | 8.5918 | 10.9719 | 33.6683 | 2.7483
2027 | 1933 | MW | 210.1827 | 268.4088 | 332.4234 | 113.2904 | -804.1171 | -701.0371 | -790.0021 | -1725.8222 | -345.6054 | -241.2941 | 8.5918 | 10.9719 | 33.6683 | 2.7483
2027 | 1934 | MW | 238.2071 | 304.1967 | 378.2749 | 123.9114 | -804.1171 | -701.0371 | -790.0021 | -1725.8222 | -350.7637 | -241.2941 | 8.5918 | 10.9719 | 33.6683 | 2.7483
2027 | 1935 | MW | 294.2558 | 375.7724 | 469.9779 | 152.234 | -804.1171 | -690.252 | -777.8482 | -1725.8222 | -350.7637 | -237.5819 | 8.5918 | 10.9719 | 33.6683 | 1.3741
2027 | 1936 | MW | 161.1401 | 205.7801 | 252.1833 | 81.4275 | -767.5664 | -668.6816 | -753.5405 | -1647.3757 | -345.6054 | -230.1574 | 6.4438 | 8.2289 | 0 | 1.3741
2027 | 1937 | MW | 196.1706 | 250.5149 | 320.9605 | 102.6694 | -731.0156 | -647.1112 | -729.2327 | -1568.9293 | -335.2888 | -222.733 | -4.2959 | -5.486 | -16.8341 | -4.1224
2027 | 1938 | MW | 224.1949 | 286.3028 | 366.812 | 113.2904 | -670.0976 | -614.7556 | -692.7711 | -1438.1852 | -314.6557 | -211.5963 | -6.4438 | -8.2289 | -16.8341 | -4.1224
2027 | 1939 | MW | 245.2132 | 313.1436 | 401.2006 | 120.3711 | -633.5468 | -603.9705 | -680.6172 | -1359.7387 | -294.0225 | -207.8841 | -6.4438 | -8.2289 | -16.8341 | -4.1224
2027 | 1940 | MW | 245.2132 | 313.1436 | 401.2006 | 116.8307 | -609.1796 | -603.9705 | -680.6172 | -1307.441 | -283.7059 | -207.8841 | -6.4438 | -8.2289 | -16.8341 | -4.1224
2027 | 1941 | MW | 686.597 | 876.8022 | 1111.8989 | 343.4115 | -572.6289 | -582.4001 | -656.3094 | -1228.9946 | -268.2311 | -200.4597 | -6.4438 | -8.2289 | -16.8341 | -5.4965
2027 | 1942 | MW | 686.597 | 876.8022 | 1111.8989 | 343.4115 | -511.7109 | -539.2593 | -607.6939 | -1098.2505 | -242.4396 | -185.6108 | 8.5918 | 10.9719 | 16.8341 | 0
2027 | 1943 | MW | 651.5665 | 832.0674 | 1066.0474 | 325.7099 | -438.6093 | -463.763 | -522.6168 | -941.3576 | -206.3316 | -159.6253 | 10.7397 | 13.7149 | 16.8341 | 1.3741
2027 | 1944 | MW | 602.5239 | 769.4387 | 974.3444 | 300.9276 | -377.6914 | -409.8371 | -461.8474 | -810.6135 | -175.3818 | -141.0642 | 10.7397 | 13.7149 | 16.8341 | 1.3741
2027 | 1945 | MW | 546.4751 | 697.863 | 894.1043 | 272.605 | -328.957 | -355.9112 | -401.078 | -706.0182 | -149.5904 | -122.5031 | 8.5918 | 10.9719 | 0 | 2.7483
2027 | 1946 | MW | 483.4203 | 617.3403 | 779.4755 | 240.7421 | -304.5898 | -334.3408 | -376.7702 | -653.7205 | -139.2738 | -115.0787 | 8.5918 | 10.9719 | 0 | 2.7483
2027 | 1947 | MW | 406.3533 | 518.9238 | 664.8468 | 201.7985 | -292.4062 | -323.5556 | -364.6164 | -627.5717 | -134.1155 | -111.3665 | 6.4438 | 8.2289 | 0 | 2.7483
2027 | 1948 | MW | 336.2924 | 429.4541 | 550.218 | 169.9356 | -304.5898 | -323.5556 | -364.6164 | -653.7205 | -139.2738 | -111.3665 | 6.4438 | 8.2289 | 0 | 1.3741
2027 | 1949 | MW | 280.2437 | 357.8785 | 458.515 | 145.1533 | -316.7734 | -334.3408 | -376.7702 | -679.8693 | -144.4321 | -115.0787 | 6.4438 | 8.2289 | 0 | 1.3741
2027 | 1950 | MW | 238.2071 | 304.1967 | 378.2749 | 120.3711 | -365.5078 | -355.9112 | -401.078 | -784.4646 | -170.2236 | -122.5031 | 6.4438 | 8.2289 | 0 | 1.3741
2027 | 1951 | MW | 189.1645 | 241.568 | 309.4976 | 99.1291 | -438.6093 | -420.6223 | -474.0013 | -941.3576 | -206.3316 | -144.7764 | 6.4438 | 8.2289 | 0 | 2.7483
2027 | 1952 | MW | 168.1462 | 214.7271 | 275.109 | 88.5081 | -536.0781 | -517.689 | -583.3862 | -1150.5481 | -252.7562 | -178.1864 | 6.4438 | 8.2289 | 16.8341 | 2.7483
2027 | 1953 | MW | 147.1279 | 187.8862 | 229.2575 | 84.9678 | -621.3632 | -593.1853 | -668.4633 | -1333.5899 | -283.7059 | -204.1719 | 8.5918 | 10.9719 | 33.6683 | 2.7483
2027 | 1954 | MW | 140.1218 | 178.9392 | 229.2575 | 77.8872 | -694.4648 | -636.326 | -717.0788 | -1490.4828 | -314.6557 | -219.0208 | 8.5918 | 10.9719 | 33.6683 | 2.7483
2027 | 1955 | MW | 147.1279 | 187.8862 | 229.2575 | 77.8872 | -743.1992 | -679.4668 | -765.6943 | -1595.0781 | -335.2888 | -233.8696 | 8.5918 | 10.9719 | 33.6683 | 2.7483
2027 | 1956 | MW | 175.1523 | 223.674 | 275.109 | 88.5081 | -779.7499 | -711.8223 | -802.156 | -1673.5245 | -345.6054 | -245.0063 | 8.5918 | 10.9719 | 33.6683 | 2.7483
2027 | 1957 | MW | 196.1706 | 250.5149 | 320.9605 | 106.2098 | -791.9335 | -722.6075 | -814.3099 | -1699.6734 | -355.922 | -248.7185 | 8.5918 | 10.9719 | 33.6683 | 2.7483
2027 | 1958 | MW | 224.1949 | 286.3028 | 366.812 | 116.8307 | -804.1171 | -733.3927 | -826.4637 | -1725.8222 | -355.922 | -252.4307 | 8.5918 | 10.9719 | 33.6683 | 2.7483
2027 | 1959 | MW | 280.2437 | 357.8785 | 458.515 | 145.1533 | -791.9335 | -733.3927 | -826.4637 | -1699.6734 | -350.7637 | -252.4307 | 8.5918 | 10.9719 | 33.6683 | 1.3741
2027 | 1960 | MW | 161.1401 | 205.7801 | 252.1833 | 81.4275 | -767.5664 | -711.8223 | -802.156 | -1647.3757 | -345.6054 | -245.0063 | 6.4438 | 8.2289 | 0 | 1.3741
2027 | 1961 | MW | 203.1767 | 259.4619 | 320.9605 | 99.1291 | -731.0156 | -679.4668 | -765.6943 | -1568.9293 | -335.2888 | -233.8696 | -4.2959 | -5.486 | -16.8341 | -4.1224
2027 | 1962 | MW | 231.201 | 295.2497 | 378.2749 | 113.2904 | -670.0976 | -636.326 | -717.0788 | -1438.1852 | -314.6557 | -219.0208 | -4.2959 | -5.486 | -16.8341 | -4.1224
2027 | 1963 | MW | 245.2132 | 313.1436 | 401.2006 | 120.3711 | -633.5468 | -614.7556 | -692.7711 | -1359.7387 | -294.0225 | -211.5963 | -4.2959 | -5.486 | -16.8341 | -4.1224
2027 | 1964 | MW | 245.2132 | 313.1436 | 401.2006 | 116.8307 | -609.1796 | -603.9705 | -680.6172 | -1307.441 | -283.7059 | -207.8841 | -4.2959 | -5.486 | -16.8341 | -5.4965
2027 | 1965 | MW | 679.5909 | 867.8553 | 1111.8989 | 343.4115 | -572.6289 | -593.1853 | -668.4633 | -1228.9946 | -268.2311 | -204.1719 | -6.4438 | -8.2289 | -16.8341 | -5.4965
2027 | 1966 | MW | 679.5909 | 867.8553 | 1111.8989 | 339.8712 | -511.7109 | -539.2593 | -607.6939 | -1098.2505 | -237.2813 | -185.6108 | 8.5918 | 10.9719 | 16.8341 | 0
2027 | 1967 | MW | 644.5604 | 823.1204 | 1054.5845 | 322.1696 | -438.6093 | -474.5482 | -534.7707 | -941.3576 | -206.3316 | -163.3375 | 12.8877 | 16.4579 | 16.8341 | 1.3741
2027 | 1968 | MW | 588.5117 | 751.5448 | 962.8815 | 293.847 | -377.6914 | -409.8371 | -461.8474 | -810.6135 | -175.3818 | -141.0642 | 10.7397 | 13.7149 | 16.8341 | 1.3741
2027 | 1969 | MW | 532.4629 | 679.9691 | 871.1785 | 265.5244 | -328.957 | -355.9112 | -401.078 | -706.0182 | -149.5904 | -122.5031 | 8.5918 | 10.9719 | 16.8341 | 2.7483
2027 | 1970 | MW | 462.402 | 590.4994 | 756.5498 | 230.1211 | -304.5898 | -334.3408 | -376.7702 | -653.7205 | -139.2738 | -115.0787 | 6.4438 | 8.2289 | 16.8341 | 2.7483
2027 | 1971 | MW | 385.335 | 492.0829 | 630.4582 | 191.1776 | -292.4062 | -323.5556 | -364.6164 | -627.5717 | -134.1155 | -111.3665 | 6.4438 | 8.2289 | 0 | 2.7483
2027 | 1972 | MW | 322.2802 | 411.5602 | 515.8294 | 159.3146 | -292.4062 | -323.5556 | -364.6164 | -627.5717 | -134.1155 | -111.3665 | 6.4438 | 8.2289 | 0 | 2.7483
2027 | 1973 | MW | 259.2254 | 331.0376 | 424.1264 | 130.992 | -316.7734 | -334.3408 | -376.7702 | -679.8693 | -144.4321 | -115.0787 | 6.4438 | 8.2289 | 0 | 1.3741
2027 | 1974 | MW | 217.1888 | 277.3558 | 355.3491 | 109.7501 | -365.5078 | -355.9112 | -401.078 | -784.4646 | -170.2236 | -122.5031 | 6.4438 | 8.2289 | 0 | 1.3741
2027 | 1975 | MW | 168.1462 | 214.7271 | 286.5719 | 88.5081 | -438.6093 | -420.6223 | -474.0013 | -941.3576 | -206.3316 | -144.7764 | 6.4438 | 8.2289 | 16.8341 | 1.3741
2027 | 1976 | MW | 161.1401 | 205.7801 | 252.1833 | 84.9678 | -536.0781 | -517.689 | -583.3862 | -1150.5481 | -247.5979 | -178.1864 | 6.4438 | 8.2289 | 16.8341 | 1.3741
2027 | 1977 | MW | 133.1157 | 169.9923 | 217.7946 | 77.8872 | -621.3632 | -593.1853 | -668.4633 | -1333.5899 | -283.7059 | -204.1719 | 6.4438 | 8.2289 | 33.6683 | 2.7483
2027 | 1978 | MW | 133.1157 | 169.9923 | 217.7946 | 74.3468 | -694.4648 | -647.1112 | -729.2327 | -1490.4828 | -314.6557 | -222.733 | 6.4438 | 8.2289 | 33.6683 | 2.7483
2027 | 1979 | MW | 140.1218 | 178.9392 | 229.2575 | 74.3468 | -743.1992 | -701.0371 | -790.0021 | -1595.0781 | -340.4471 | -241.2941 | 8.5918 | 10.9719 | 33.6683 | 2.7483
2027 | 1980 | MW | 175.1523 | 223.674 | 286.5719 | 88.5081 | -779.7499 | -733.3927 | -826.4637 | -1673.5245 | -350.7637 | -252.4307 | 8.5918 | 10.9719 | 33.6683 | 2.7483
2027 | 1981 | MW | 196.1706 | 250.5149 | 320.9605 | 102.6694 | -791.9335 | -754.9631 | -850.7715 | -1699.6734 | -355.922 | -259.8552 | 8.5918 | 10.9719 | 33.6683 | 2.7483
2027 | 1982 | MW | 224.1949 | 286.3028 | 366.812 | 116.8307 | -791.9335 | -765.7483 | -862.9254 | -1699.6734 | -361.0803 | -263.5674 | 8.5918 | 10.9719 | 33.6683 | 2.7483
2027 | 1983 | MW | 280.2437 | 357.8785 | 458.515 | 141.613 | -779.7499 | -744.1779 | -838.6176 | -1673.5245 | -361.0803 | -256.1429 | 8.5918 | 10.9719 | 33.6683 | 1.3741
2027 | 1984 | MW | 161.1401 | 205.7801 | 263.6461 | 81.4275 | -755.3828 | -722.6075 | -814.3099 | -1621.2269 | -355.922 | -248.7185 | 6.4438 | 8.2289 | 0 | 1.3741
2027 | 1985 | MW | 203.1767 | 259.4619 | 332.4234 | 102.6694 | -718.832 | -690.252 | -777.8482 | -1542.7804 | -340.4471 | -237.5819 | -6.4438 | -8.2289 | -16.8341 | -4.1224
2027 | 1986 | MW | 231.201 | 295.2497 | 378.2749 | 113.2904 | -657.914 | -647.1112 | -729.2327 | -1412.0363 | -319.8139 | -222.733 | -6.4438 | -8.2289 | -16.8341 | -4.1224
2027 | 1987 | MW | 245.2132 | 313.1436 | 401.2006 | 120.3711 | -621.3632 | -625.5408 | -704.925 | -1333.5899 | -294.0225 | -215.3086 | -6.4438 | -8.2289 | -16.8341 | -4.1224
2027 | 1988 | MW | 245.2132 | 313.1436 | 401.2006 | 120.3711 | -609.1796 | -614.7556 | -692.7711 | -1307.441 | -283.7059 | -211.5963 | -6.4438 | -8.2289 | -16.8341 | -5.4965
2027 | 1989 | MW | 672.5848 | 858.9083 | 1100.436 | 339.8712 | -572.6289 | -593.1853 | -668.4633 | -1228.9946 | -268.2311 | -204.1719 | -6.4438 | -8.2289 | -16.8341 | -5.4965
2027 | 1990 | MW | 672.5848 | 858.9083 | 1100.436 | 336.3309 | -511.7109 | -539.2593 | -607.6939 | -1098.2505 | -242.4396 | -185.6108 | 8.5918 | 10.9719 | 0 | 0
2027 | 1991 | MW | 637.5543 | 814.1735 | 1031.6588 | 318.6293 | -438.6093 | -474.5482 | -534.7707 | -941.3576 | -206.3316 | -163.3375 | 10.7397 | 13.7149 | 16.8341 | 1.3741
2027 | 1992 | MW | 581.5056 | 742.5978 | 951.4187 | 293.847 | -377.6914 | -409.8371 | -461.8474 | -810.6135 | -175.3818 | -141.0642 | 10.7397 | 13.7149 | 16.8341 | 1.3741
2027 | 1993 | MW | 525.4569 | 671.0221 | 848.2528 | 261.9841 | -328.957 | -355.9112 | -401.078 | -706.0182 | -149.5904 | -122.5031 | 8.5918 | 10.9719 | 0 | 2.7483
2027 | 1994 | MW | 455.3959 | 581.5525 | 745.0869 | 226.5808 | -304.5898 | -334.3408 | -376.7702 | -653.7205 | -139.2738 | -115.0787 | 6.4438 | 8.2289 | 0 | 2.7483
2027 | 1995 | MW | 378.3289 | 483.1359 | 618.9953 | 187.6372 | -292.4062 | -312.7704 | -352.4625 | -627.5717 | -134.1155 | -107.6543 | 6.4438 | 8.2289 | 0 | 2.7483
2027 | 1996 | MW | 308.268 | 393.6663 | 504.3665 | 155.7743 | -304.5898 | -312.7704 | -352.4625 | -653.7205 | -134.1155 | -107.6543 | 6.4438 | 8.2289 | 0 | 1.3741
2027 | 1997 | MW | 252.2193 | 322.0906 | 401.2006 | 127.4517 | -316.7734 | -323.5556 | -364.6164 | -679.8693 | -144.4321 | -111.3665 | 4.2959 | 5.486 | 0 | 1.3741
2027 | 1998 | MW | 203.1767 | 259.4619 | 332.4234 | 106.2098 | -365.5078 | -345.126 | -388.9241 | -784.4646 | -170.2236 | -118.7909 | 4.2959 | 5.486 | 0 | 1.3741
2027 | 1999 | MW | 168.1462 | 214.7271 | 275.109 | 88.5081 | -438.6093 | -420.6223 | -474.0013 | -941.3576 | -206.3316 | -144.7764 | 4.2959 | 5.486 | 16.8341 | 1.3741
2027 | 2000 | MW | 154.134 | 196.8331 | 252.1833 | 81.4275 | -536.0781 | -517.689 | -583.3862 | -1150.5481 | -252.7562 | -178.1864 | 6.4438 | 8.2289 | 16.8341 | 1.3741
2027 | 2001 | MW | 133.1157 | 169.9923 | 217.7946 | 77.8872 | -621.3632 | -593.1853 | -668.4633 | -1333.5899 | -283.7059 | -204.1719 | 6.4438 | 8.2289 | 33.6683 | 2.7483
2027 | 2002 | MW | 133.1157 | 169.9923 | 206.3318 | 74.3468 | -694.4648 | -647.1112 | -729.2327 | -1490.4828 | -314.6557 | -222.733 | 6.4438 | 8.2289 | 33.6683 | 2.7483
2027 | 2003 | MW | 140.1218 | 178.9392 | 217.7946 | 74.3468 | -743.1992 | -690.252 | -777.8482 | -1595.0781 | -335.2888 | -237.5819 | 8.5918 | 10.9719 | 33.6683 | 2.7483
2027 | 2004 | MW | 168.1462 | 214.7271 | 275.109 | 88.5081 | -779.7499 | -722.6075 | -814.3099 | -1673.5245 | -345.6054 | -248.7185 | 8.5918 | 10.9719 | 33.6683 | 2.7483
2027 | 2005 | MW | 196.1706 | 250.5149 | 309.4976 | 102.6694 | -791.9335 | -744.1779 | -838.6176 | -1699.6734 | -350.7637 | -256.1429 | 8.5918 | 10.9719 | 33.6683 | 2.7483
2027 | 2006 | MW | 224.1949 | 286.3028 | 355.3491 | 116.8307 | -804.1171 | -754.9631 | -850.7715 | -1725.8222 | -355.922 | -259.8552 | 8.5918 | 10.9719 | 33.6683 | 2.7483
2027 | 2007 | MW | 280.2437 | 357.8785 | 458.515 | 141.613 | -804.1171 | -754.9631 | -850.7715 | -1725.8222 | -355.922 | -259.8552 | 8.5918 | 10.9719 | 33.6683 | 1.3741
2027 | 2008 | MW | 161.1401 | 205.7801 | 263.6461 | 84.9678 | -767.5664 | -733.3927 | -826.4637 | -1647.3757 | -345.6054 | -252.4307 | 6.4438 | 8.2289 | 0 | 1.3741
2027 | 2009 | MW | 203.1767 | 259.4619 | 332.4234 | 102.6694 | -731.0156 | -690.252 | -777.8482 | -1568.9293 | -335.2888 | -237.5819 | -6.4438 | -8.2289 | -16.8341 | -4.1224
2027 | 2010 | MW | 231.201 | 295.2497 | 378.2749 | 113.2904 | -670.0976 | -636.326 | -717.0788 | -1438.1852 | -314.6557 | -219.0208 | -6.4438 | -8.2289 | -16.8341 | -4.1224
2027 | 2011 | MW | 252.2193 | 322.0906 | 412.6635 | 120.3711 | -633.5468 | -603.9705 | -680.6172 | -1359.7387 | -294.0225 | -207.8841 | -6.4438 | -8.2289 | -16.8341 | -5.4965
2027 | 2012 | MW | 245.2132 | 313.1436 | 412.6635 | 120.3711 | -609.1796 | -593.1853 | -668.4633 | -1307.441 | -283.7059 | -204.1719 | -6.4438 | -8.2289 | -33.6683 | -5.4965
2027 | 2013 | MW | 672.5848 | 858.9083 | 1100.436 | 339.8712 | -572.6289 | -582.4001 | -656.3094 | -1228.9946 | -268.2311 | -200.4597 | -6.4438 | -8.2289 | -33.6683 | -5.4965
2027 | 2014 | MW | 672.5848 | 858.9083 | 1100.436 | 339.8712 | -523.8945 | -528.4742 | -595.54 | -1124.3993 | -242.4396 | -181.8986 | 6.4438 | 8.2289 | 16.8341 | 0
2027 | 2015 | MW | 630.5482 | 805.2265 | 1031.6588 | 318.6293 | -450.7929 | -463.763 | -522.6168 | -967.5064 | -206.3316 | -159.6253 | 10.7397 | 13.7149 | 16.8341 | 1.3741
2027 | 2016 | MW | 581.5056 | 742.5978 | 939.9558 | 290.3067 | -377.6914 | -399.0519 | -449.6935 | -810.6135 | -175.3818 | -137.352 | 10.7397 | 13.7149 | 0 | 1.3741
2027 | 2017 | MW | 525.4569 | 671.0221 | 848.2528 | 261.9841 | -328.957 | -355.9112 | -401.078 | -706.0182 | -154.7487 | -122.5031 | 8.5918 | 10.9719 | 16.8341 | 2.7483
2027 | 2018 | MW | 455.3959 | 581.5525 | 745.0869 | 226.5808 | -304.5898 | -323.5556 | -364.6164 | -653.7205 | -139.2738 | -111.3665 | 6.4438 | 8.2289 | 0 | 2.7483
2027 | 2019 | MW | 378.3289 | 483.1359 | 618.9953 | 187.6372 | -292.4062 | -312.7704 | -352.4625 | -627.5717 | -134.1155 | -107.6543 | 6.4438 | 8.2289 | 0 | 2.7483
2027 | 2020 | MW | 308.268 | 393.6663 | 504.3665 | 152.234 | -304.5898 | -312.7704 | -352.4625 | -653.7205 | -139.2738 | -107.6543 | 6.4438 | 8.2289 | 0 | 2.7483
2027 | 2021 | MW | 252.2193 | 322.0906 | 401.2006 | 127.4517 | -316.7734 | -323.5556 | -364.6164 | -679.8693 | -144.4321 | -111.3665 | 6.4438 | 8.2289 | 0 | 1.3741
2027 | 2022 | MW | 203.1767 | 259.4619 | 332.4234 | 106.2098 | -365.5078 | -334.3408 | -376.7702 | -784.4646 | -170.2236 | -115.0787 | 6.4438 | 8.2289 | 16.8341 | 1.3741
2027 | 2023 | MW | 161.1401 | 205.7801 | 275.109 | 84.9678 | -438.6093 | -399.0519 | -449.6935 | -941.3576 | -206.3316 | -137.352 | 6.4438 | 8.2289 | 16.8341 | 2.7483
2027 | 2024 | MW | 154.134 | 196.8331 | 252.1833 | 81.4275 | -536.0781 | -496.1186 | -559.0784 | -1150.5481 | -247.5979 | -170.762 | 6.4438 | 8.2289 | 16.8341 | 2.7483
2027 | 2025 | MW | 133.1157 | 169.9923 | 206.3318 | 77.8872 | -621.3632 | -571.6149 | -644.1556 | -1333.5899 | -283.7059 | -196.7475 | 6.4438 | 8.2289 | 33.6683 | 2.7483
2027 | 2026 | MW | 133.1157 | 169.9923 | 206.3318 | 70.8065 | -682.2812 | -625.5408 | -704.925 | -1464.334 | -314.6557 | -215.3086 | 8.5918 | 10.9719 | 33.6683 | 2.7483
2027 | 2027 | MW | 133.1157 | 169.9923 | 217.7946 | 70.8065 | -743.1992 | -668.6816 | -753.5405 | -1595.0781 | -340.4471 | -230.1574 | 8.5918 | 10.9719 | 33.6683 | 2.7483
2027 | 2028 | MW | 168.1462 | 214.7271 | 275.109 | 88.5081 | -779.7499 | -690.252 | -777.8482 | -1673.5245 | -350.7637 | -237.5819 | 8.5918 | 10.9719 | 33.6683 | 2.7483
2027 | 2029 | MW | 196.1706 | 250.5149 | 309.4976 | 102.6694 | -804.1171 | -701.0371 | -790.0021 | -1725.8222 | -355.922 | -241.2941 | 10.7397 | 13.7149 | 33.6683 | 2.7483
2027 | 2030 | MW | 217.1888 | 277.3558 | 355.3491 | 113.2904 | -816.3007 | -701.0371 | -790.0021 | -1751.971 | -361.0803 | -241.2941 | 10.7397 | 13.7149 | 33.6683 | 2.7483
2027 | 2031 | MW | 280.2437 | 357.8785 | 447.0521 | 141.613 | -804.1171 | -690.252 | -777.8482 | -1725.8222 | -361.0803 | -237.5819 | 10.7397 | 13.7149 | 33.6683 | 1.3741
2027 | 2032 | MW | 161.1401 | 205.7801 | 263.6461 | 84.9678 | -779.7499 | -668.6816 | -753.5405 | -1673.5245 | -355.922 | -230.1574 | 6.4438 | 8.2289 | 0 | 1.3741
2027 | 2033 | MW | 203.1767 | 259.4619 | 332.4234 | 102.6694 | -743.1992 | -647.1112 | -729.2327 | -1595.0781 | -340.4471 | -222.733 | -4.2959 | -5.486 | -16.8341 | -4.1224
2027 | 2034 | MW | 231.201 | 295.2497 | 389.7378 | 113.2904 | -682.2812 | -614.7556 | -692.7711 | -1464.334 | -319.8139 | -211.5963 | -4.2959 | -5.486 | -16.8341 | -4.1224
2027 | 2035 | MW | 252.2193 | 322.0906 | 412.6635 | 120.3711 | -633.5468 | -603.9705 | -680.6172 | -1359.7387 | -299.1808 | -207.8841 | -4.2959 | -5.486 | -16.8341 | -4.1224
2027 | 2036 | MW | 252.2193 | 322.0906 | 412.6635 | 120.3711 | -609.1796 | -593.1853 | -668.4633 | -1307.441 | -283.7059 | -204.1719 | -6.4438 | -8.2289 | -16.8341 | -4.1224
2027 | 2037 | MW | 672.5848 | 858.9083 | 1100.436 | 339.8712 | -572.6289 | -582.4001 | -656.3094 | -1228.9946 | -273.3893 | -200.4597 | -6.4438 | -8.2289 | -16.8341 | -5.4965
2027 | 2038 | MW | 672.5848 | 858.9083 | 1100.436 | 336.3309 | -523.8945 | -528.4742 | -595.54 | -1124.3993 | -242.4396 | -181.8986 | 8.5918 | 10.9719 | 16.8341 | 0
2027 | 2039 | MW | 630.5482 | 805.2265 | 1031.6588 | 318.6293 | -450.7929 | -463.763 | -522.6168 | -967.5064 | -211.4899 | -159.6253 | 12.8877 | 16.4579 | 16.8341 | 1.3741
2027 | 2040 | MW | 581.5056 | 742.5978 | 951.4187 | 290.3067 | -389.875 | -409.8371 | -461.8474 | -836.7623 | -180.5401 | -141.0642 | 10.7397 | 13.7149 | 16.8341 | 1.3741
2027 | 2041 | MW | 525.4569 | 671.0221 | 848.2528 | 261.9841 | -316.7734 | -345.126 | -388.9241 | -679.8693 | -144.4321 | -118.7909 | 10.7397 | 13.7149 | 16.8341 | 2.7483
2027 | 2042 | MW | 455.3959 | 581.5525 | 733.624 | 226.5808 | -292.4062 | -312.7704 | -352.4625 | -627.5717 | -134.1155 | -107.6543 | 8.5918 | 10.9719 | 16.8341 | 2.7483
2027 | 2043 | MW | 378.3289 | 483.1359 | 618.9953 | 187.6372 | -280.2226 | -301.9852 | -340.3086 | -601.4229 | -128.9572 | -103.9421 | 6.4438 | 8.2289 | 0 | 2.7483
2027 | 2044 | MW | 315.2741 | 402.6133 | 504.3665 | 152.234 | -280.2226 | -301.9852 | -340.3086 | -601.4229 | -128.9572 | -103.9421 | 6.4438 | 8.2289 | 0 | 1.3741
2027 | 2045 | MW | 259.2254 | 331.0376 | 424.1264 | 130.992 | -292.4062 | -301.9852 | -340.3086 | -627.5717 | -134.1155 | -103.9421 | 6.4438 | 8.2289 | 0 | 1.3741
2027 | 2046 | MW | 231.201 | 295.2497 | 366.812 | 113.2904 | -316.7734 | -301.9852 | -340.3086 | -679.8693 | -144.4321 | -103.9421 | 6.4438 | 8.2289 | 0 | 1.3741
2027 | 2047 | MW | 196.1706 | 250.5149 | 332.4234 | 95.5888 | -353.3242 | -334.3408 | -376.7702 | -758.3158 | -170.2236 | -115.0787 | 6.4438 | 8.2289 | 0 | 2.7483
2027 | 2048 | MW | 175.1523 | 223.674 | 298.0348 | 88.5081 | -414.2422 | -399.0519 | -449.6935 | -889.0599 | -201.1733 | -137.352 | 8.5918 | 10.9719 | 16.8341 | 2.7483
2027 | 2049 | MW | 168.1462 | 214.7271 | 275.109 | 84.9678 | -475.1601 | -452.9778 | -510.4629 | -1019.804 | -226.9647 | -155.9131 | 8.5918 | 10.9719 | 33.6683 | 2.7483
2027 | 2050 | MW | 203.1767 | 259.4619 | 332.4234 | 99.1291 | -511.7109 | -496.1186 | -559.0784 | -1098.2505 | -247.5979 | -170.762 | 10.7397 | 13.7149 | 50.5024 | 2.7483
2027 | 2051 | MW | 238.2071 | 304.1967 | 389.7378 | 120.3711 | -536.0781 | -528.4742 | -595.54 | -1150.5481 | -263.0728 | -181.8986 | 8.5918 | 10.9719 | 50.5024 | 2.7483
2027 | 2052 | MW | 287.2497 | 366.8254 | 469.9779 | 145.1533 | -560.4453 | -539.2593 | -607.6939 | -1202.8458 | -268.2311 | -185.6108 | 8.5918 | 10.9719 | 50.5024 | 2.7483
2027 | 2053 | MW | 315.2741 | 402.6133 | 504.3665 | 159.3146 | -572.6289 | -550.0445 | -619.8478 | -1228.9946 | -273.3893 | -189.323 | 8.5918 | 10.9719 | 50.5024 | 2.7483
2027 | 2054 | MW | 343.2985 | 438.4011 | 561.6809 | 173.4759 | -584.8125 | -550.0445 | -619.8478 | -1255.1434 | -273.3893 | -189.323 | 8.5918 | 10.9719 | 50.5024 | 2.7483
2027 | 2055 | MW | 147.1279 | 187.8862 | 240.7204 | 74.3468 | -584.8125 | -539.2593 | -607.6939 | -1255.1434 | -268.2311 | -185.6108 | 8.5918 | 10.9719 | 50.5024 | 1.3741
2027 | 2056 | MW | 161.1401 | 205.7801 | 263.6461 | 77.8872 | -572.6289 | -528.4742 | -595.54 | -1228.9946 | -263.0728 | -181.8986 | 6.4438 | 8.2289 | 0 | 1.3741
2027 | 2057 | MW | 182.1584 | 232.621 | 298.0348 | 88.5081 | -560.4453 | -517.689 | -583.3862 | -1202.8458 | -263.0728 | -178.1864 | -4.2959 | -5.486 | -16.8341 | -4.1224
2027 | 2058 | MW | 189.1645 | 241.568 | 309.4976 | 95.5888 | -536.0781 | -496.1186 | -559.0784 | -1150.5481 | -257.9145 | -170.762 | -4.2959 | -5.486 | -16.8341 | -4.1224
2027 | 2059 | MW | 189.1645 | 241.568 | 309.4976 | 95.5888 | -536.0781 | -506.9038 | -571.2323 | -1150.5481 | -252.7562 | -174.4742 | -4.2959 | -5.486 | -16.8341 | -4.1224
2027 | 2060 | MW | 616.536 | 787.3326 | 997.2702 | 311.5486 | -536.0781 | -528.4742 | -595.54 | -1150.5481 | -252.7562 | -181.8986 | -4.2959 | -5.486 | -16.8341 | -4.1224
2027 | 2061 | MW | 609.53 | 778.3856 | 985.8073 | 308.0083 | -523.8945 | -528.4742 | -595.54 | -1124.3993 | -247.5979 | -181.8986 | -4.2959 | -5.486 | -16.8341 | -5.4965
2027 | 2062 | MW | 581.5056 | 742.5978 | 939.9558 | 297.3873 | -475.1601 | -496.1186 | -559.0784 | -1019.804 | -226.9647 | -170.762 | 10.7397 | 13.7149 | 0 | 0
2027 | 2063 | MW | 560.4873 | 715.7569 | 905.5672 | 286.7663 | -426.4258 | -442.1927 | -498.309 | -915.2087 | -196.015 | -152.2009 | 12.8877 | 16.4579 | 16.8341 | 1.3741
2027 | 2064 | MW | 518.4508 | 662.0751 | 836.7899 | 261.9841 | -353.3242 | -377.4815 | -425.3857 | -758.3158 | -165.0653 | -129.9276 | 12.8877 | 16.4579 | 16.8341 | 1.3741
2027 | 2065 | MW | 462.402 | 590.4994 | 756.5498 | 230.1211 | -316.7734 | -334.3408 | -376.7702 | -679.8693 | -144.4321 | -115.0787 | 10.7397 | 13.7149 | 16.8341 | 2.7483
2027 | 2066 | MW | 399.3472 | 509.9768 | 653.3839 | 198.2582 | -292.4062 | -312.7704 | -352.4625 | -627.5717 | -134.1155 | -107.6543 | 8.5918 | 10.9719 | 16.8341 | 2.7483
2027 | 2067 | MW | 343.2985 | 438.4011 | 561.6809 | 169.9356 | -280.2226 | -291.2 | -328.1547 | -601.4229 | -128.9572 | -100.2298 | 6.4438 | 8.2289 | 16.8341 | 2.7483
2027 | 2068 | MW | 301.2619 | 384.7193 | 492.9036 | 148.6937 | -280.2226 | -291.2 | -328.1547 | -601.4229 | -128.9572 | -100.2298 | 6.4438 | 8.2289 | 16.8341 | 1.3741
2027 | 2069 | MW | 266.2315 | 339.9845 | 435.5893 | 130.992 | -280.2226 | -291.2 | -328.1547 | -601.4229 | -134.1155 | -100.2298 | 6.4438 | 8.2289 | 16.8341 | 1.3741
2027 | 2070 | MW | 238.2071 | 304.1967 | 389.7378 | 113.2904 | -304.5898 | -280.4149 | -316.0008 | -653.7205 | -144.4321 | -96.5176 | 6.4438 | 8.2289 | 16.8341 | 1.3741
2027 | 2071 | MW | 210.1827 | 268.4088 | 343.8863 | 99.1291 | -328.957 | -312.7704 | -352.4625 | -706.0182 | -159.907 | -107.6543 | 6.4438 | 8.2289 | 16.8341 | 2.7483
2027 | 2072 | MW | 182.1584 | 232.621 | 309.4976 | 88.5081 | -377.6914 | -355.9112 | -401.078 | -810.6135 | -185.6984 | -122.5031 | 8.5918 | 10.9719 | 16.8341 | 2.7483
2027 | 2073 | MW | 175.1523 | 223.674 | 286.5719 | 84.9678 | -426.4258 | -399.0519 | -449.6935 | -915.2087 | -201.1733 | -137.352 | 10.7397 | 13.7149 | 50.5024 | 2.7483
2027 | 2074 | MW | 189.1645 | 241.568 | 309.4976 | 95.5888 | -462.9765 | -420.6223 | -474.0013 | -993.6552 | -211.4899 | -144.7764 | 10.7397 | 13.7149 | 50.5024 | 2.7483
2027 | 2075 | MW | 224.1949 | 286.3028 | 366.812 | 113.2904 | -475.1601 | -442.1927 | -498.309 | -1019.804 | -221.8064 | -152.2009 | 8.5918 | 10.9719 | 50.5024 | 2.7483
2027 | 2076 | MW | 280.2437 | 357.8785 | 458.515 | 141.613 | -499.5273 | -463.763 | -522.6168 | -1072.1017 | -226.9647 | -159.6253 | 8.5918 | 10.9719 | 50.5024 | 2.7483
2027 | 2077 | MW | 315.2741 | 402.6133 | 515.8294 | 162.855 | -511.7109 | -474.5482 | -534.7707 | -1098.2505 | -226.9647 | -163.3375 | 8.5918 | 10.9719 | 50.5024 | 2.7483
2027 | 2078 | MW | 350.3046 | 447.3481 | 561.6809 | 177.0163 | -511.7109 | -474.5482 | -534.7707 | -1098.2505 | -232.123 | -163.3375 | 8.5918 | 10.9719 | 50.5024 | 2.7483
2027 | 2079 | MW | 140.1218 | 178.9392 | 229.2575 | 74.3468 | -511.7109 | -474.5482 | -534.7707 | -1098.2505 | -232.123 | -163.3375 | 8.5918 | 10.9719 | 50.5024 | 1.3741
2027 | 2080 | MW | 161.1401 | 205.7801 | 263.6461 | 81.4275 | -511.7109 | -463.763 | -522.6168 | -1098.2505 | -232.123 | -159.6253 | 6.4438 | 8.2289 | 0 | 1.3741
2027 | 2081 | MW | 175.1523 | 223.674 | 286.5719 | 88.5081 | -499.5273 | -452.9778 | -510.4629 | -1072.1017 | -232.123 | -155.9131 | -2.1479 | -2.743 | -16.8341 | -4.1224
2027 | 2082 | MW | 182.1584 | 232.621 | 298.0348 | 88.5081 | -487.3437 | -452.9778 | -510.4629 | -1045.9528 | -237.2813 | -155.9131 | -2.1479 | -2.743 | -16.8341 | -4.1224
2027 | 2083 | MW | 189.1645 | 241.568 | 309.4976 | 95.5888 | -499.5273 | -474.5482 | -534.7707 | -1072.1017 | -242.4396 | -163.3375 | -4.2959 | -5.486 | -16.8341 | -4.1224
2027 | 2084 | MW | 616.536 | 787.3326 | 997.2702 | 311.5486 | -523.8945 | -517.689 | -583.3862 | -1124.3993 | -247.5979 | -178.1864 | -4.2959 | -5.486 | -16.8341 | -4.1224
2027 | 2085 | MW | 609.53 | 778.3856 | 997.2702 | 308.0083 | -511.7109 | -517.689 | -583.3862 | -1098.2505 | -242.4396 | -178.1864 | -4.2959 | -5.486 | -16.8341 | -5.4965
2027 | 2086 | MW | 595.5178 | 760.4917 | 974.3444 | 297.3873 | -462.9765 | -474.5482 | -534.7707 | -993.6552 | -216.6482 | -163.3375 | 10.7397 | 13.7149 | 16.8341 | 0
2027 | 2087 | MW | 567.4934 | 724.7039 | 928.4929 | 286.7663 | -414.2422 | -420.6223 | -474.0013 | -889.0599 | -190.8567 | -144.7764 | 12.8877 | 16.4579 | 16.8341 | 1.3741
2027 | 2088 | MW | 525.4569 | 671.0221 | 859.7157 | 265.5244 | -341.1406 | -366.6964 | -413.2319 | -732.167 | -159.907 | -126.2154 | 12.8877 | 16.4579 | 16.8341 | 1.3741
2027 | 2089 | MW | 469.4081 | 599.4464 | 756.5498 | 237.2018 | -328.957 | -334.3408 | -376.7702 | -706.0182 | -149.5904 | -115.0787 | 8.5918 | 10.9719 | 0 | 2.7483
2027 | 2090 | MW | 406.3533 | 518.9238 | 653.3839 | 208.8792 | -304.5898 | -312.7704 | -352.4625 | -653.7205 | -139.2738 | -107.6543 | 6.4438 | 8.2289 | 0 | 2.7483
2027 | 2091 | MW | 350.3046 | 447.3481 | 573.1438 | 180.5566 | -292.4062 | -301.9852 | -340.3086 | -627.5717 | -134.1155 | -103.9421 | 6.4438 | 8.2289 | 0 | 2.7483
2027 | 2092 | MW | 308.268 | 393.6663 | 492.9036 | 155.7743 | -292.4062 | -301.9852 | -340.3086 | -627.5717 | -134.1155 | -103.9421 | 6.4438 | 8.2289 | 0 | 2.7483
2027 | 2093 | MW | 266.2315 | 339.9845 | 424.1264 | 138.0727 | -316.7734 | -312.7704 | -352.4625 | -679.8693 | -144.4321 | -107.6543 | 6.4438 | 8.2289 | 0 | 1.3741
2027 | 2094 | MW | 231.201 | 295.2497 | 366.812 | 120.3711 | -353.3242 | -323.5556 | -364.6164 | -758.3158 | -165.0653 | -111.3665 | 4.2959 | 5.486 | 0 | 1.3741
2027 | 2095 | MW | 196.1706 | 250.5149 | 309.4976 | 102.6694 | -426.4258 | -399.0519 | -449.6935 | -915.2087 | -206.3316 | -137.352 | 6.4438 | 8.2289 | 0 | 2.7483
2027 | 2096 | MW | 182.1584 | 232.621 | 298.0348 | 95.5888 | -536.0781 | -496.1186 | -559.0784 | -1150.5481 | -252.7562 | -170.762 | 6.4438 | 8.2289 | 16.8341 | 2.7483
2027 | 2097 | MW | 168.1462 | 214.7271 | 263.6461 | 92.0485 | -609.1796 | -571.6149 | -644.1556 | -1307.441 | -288.8642 | -196.7475 | 6.4438 | 8.2289 | 33.6683 | 2.7483
2027 | 2098 | MW | 161.1401 | 205.7801 | 263.6461 | 92.0485 | -670.0976 | -625.5408 | -704.925 | -1438.1852 | -314.6557 | -215.3086 | 8.5918 | 10.9719 | 33.6683 | 2.7483
2027 | 2099 | MW | 168.1462 | 214.7271 | 263.6461 | 92.0485 | -718.832 | -657.8964 | -741.3866 | -1542.7804 | -330.1305 | -226.4452 | 8.5918 | 10.9719 | 33.6683 | 2.7483
2027 | 2100 | MW | 189.1645 | 241.568 | 309.4976 | 102.6694 | -731.0156 | -679.4668 | -765.6943 | -1568.9293 | -340.4471 | -233.8696 | 8.5918 | 10.9719 | 33.6683 | 2.7483
2027 | 2101 | MW | 210.1827 | 268.4088 | 343.8863 | 113.2904 | -755.3828 | -690.252 | -777.8482 | -1621.2269 | -340.4471 | -237.5819 | 8.5918 | 10.9719 | 33.6683 | 2.7483
2027 | 2102 | MW | 238.2071 | 304.1967 | 389.7378 | 123.9114 | -755.3828 | -690.252 | -777.8482 | -1621.2269 | -340.4471 | -237.5819 | 8.5918 | 10.9719 | 33.6683 | 2.7483
2027 | 2103 | MW | 294.2558 | 375.7724 | 481.4408 | 152.234 | -743.1992 | -679.4668 | -765.6943 | -1595.0781 | -335.2888 | -233.8696 | 8.5918 | 10.9719 | 33.6683 | 1.3741
2027 | 2104 | MW | 161.1401 | 205.7801 | 252.1833 | 81.4275 | -718.832 | -657.8964 | -741.3866 | -1542.7804 | -330.1305 | -226.4452 | 6.4438 | 8.2289 | 0 | 1.3741
2027 | 2105 | MW | 196.1706 | 250.5149 | 320.9605 | 99.1291 | -682.2812 | -625.5408 | -704.925 | -1464.334 | -319.8139 | -215.3086 | -6.4438 | -8.2289 | -16.8341 | -4.1224
2027 | 2106 | MW | 224.1949 | 286.3028 | 366.812 | 109.7501 | -645.7304 | -603.9705 | -680.6172 | -1385.8875 | -304.3391 | -207.8841 | -6.4438 | -8.2289 | -16.8341 | -4.1224
2027 | 2107 | MW | 238.2071 | 304.1967 | 401.2006 | 116.8307 | -621.3632 | -571.6149 | -644.1556 | -1333.5899 | -288.8642 | -196.7475 | -6.4438 | -8.2289 | -16.8341 | -4.1224
2027 | 2108 | MW | 238.2071 | 304.1967 | 401.2006 | 116.8307 | -596.9961 | -582.4001 | -656.3094 | -1281.2922 | -278.5476 | -200.4597 | -6.4438 | -8.2289 | -16.8341 | -5.4965
2027 | 2109 | MW | 686.597 | 876.8022 | 1123.3618 | 350.4922 | -572.6289 | -571.6149 | -644.1556 | -1228.9946 | -263.0728 | -196.7475 | -6.4438 | -8.2289 | -16.8341 | -5.4965
2027 | 2110 | MW | 686.597 | 876.8022 | 1123.3618 | 346.9519 | -511.7109 | -528.4742 | -595.54 | -1098.2505 | -237.2813 | -181.8986 | 6.4438 | 8.2289 | 16.8341 | 0
2027 | 2111 | MW | 651.5665 | 832.0674 | 1066.0474 | 329.2502 | -438.6093 | -463.763 | -522.6168 | -941.3576 | -206.3316 | -159.6253 | 10.7397 | 13.7149 | 16.8341 | 1.3741
2027 | 2112 | MW | 602.5239 | 769.4387 | 985.8073 | 304.468 | -377.6914 | -399.0519 | -449.6935 | -810.6135 | -175.3818 | -137.352 | 10.7397 | 13.7149 | 16.8341 | 1.3741
2027 | 2113 | MW | 546.4751 | 697.863 | 894.1043 | 276.1454 | -328.957 | -345.126 | -388.9241 | -706.0182 | -149.5904 | -118.7909 | 8.5918 | 10.9719 | 0 | 2.7483
2027 | 2114 | MW | 483.4203 | 617.3403 | 790.9384 | 240.7421 | -304.5898 | -323.5556 | -364.6164 | -653.7205 | -139.2738 | -111.3665 | 6.4438 | 8.2289 | 0 | 2.7483
2027 | 2115 | MW | 413.3594 | 527.8707 | 664.8468 | 205.3389 | -292.4062 | -312.7704 | -352.4625 | -627.5717 | -134.1155 | -107.6543 | 6.4438 | 8.2289 | 0 | 2.7483
2027 | 2116 | MW | 343.2985 | 438.4011 | 561.6809 | 169.9356 | -304.5898 | -312.7704 | -352.4625 | -653.7205 | -139.2738 | -107.6543 | 6.4438 | 8.2289 | 0 | 2.7483
2027 | 2117 | MW | 287.2497 | 366.8254 | 469.9779 | 145.1533 | -316.7734 | -323.5556 | -364.6164 | -679.8693 | -144.4321 | -111.3665 | 6.4438 | 8.2289 | 0 | 2.7483
2027 | 2118 | MW | 238.2071 | 304.1967 | 389.7378 | 116.8307 | -365.5078 | -334.3408 | -376.7702 | -784.4646 | -170.2236 | -115.0787 | 6.4438 | 8.2289 | 0 | 2.7483
2027 | 2119 | MW | 189.1645 | 241.568 | 309.4976 | 95.5888 | -438.6093 | -409.8371 | -461.8474 | -941.3576 | -206.3316 | -141.0642 | 6.4438 | 8.2289 | 16.8341 | 2.7483
2027 | 2120 | MW | 168.1462 | 214.7271 | 275.109 | 88.5081 | -536.0781 | -506.9038 | -571.2323 | -1150.5481 | -247.5979 | -174.4742 | 6.4438 | 8.2289 | 16.8341 | 4.1224
2027 | 2121 | MW | 147.1279 | 187.8862 | 229.2575 | 84.9678 | -621.3632 | -582.4001 | -656.3094 | -1333.5899 | -283.7059 | -200.4597 | 8.5918 | 10.9719 | 33.6683 | 2.7483
2027 | 2122 | MW | 140.1218 | 178.9392 | 229.2575 | 77.8872 | -682.2812 | -636.326 | -717.0788 | -1464.334 | -309.4974 | -219.0208 | 8.5918 | 10.9719 | 33.6683 | 2.7483
2027 | 2123 | MW | 147.1279 | 187.8862 | 240.7204 | 77.8872 | -718.832 | -679.4668 | -765.6943 | -1542.7804 | -330.1305 | -233.8696 | 8.5918 | 10.9719 | 33.6683 | 2.7483
2027 | 2124 | MW | 175.1523 | 223.674 | 286.5719 | 92.0485 | -755.3828 | -711.8223 | -802.156 | -1621.2269 | -340.4471 | -245.0063 | 8.5918 | 10.9719 | 33.6683 | 2.7483
2027 | 2125 | MW | 203.1767 | 259.4619 | 320.9605 | 102.6694 | -767.5664 | -722.6075 | -814.3099 | -1647.3757 | -345.6054 | -248.7185 | 8.5918 | 10.9719 | 33.6683 | 2.7483
2027 | 2126 | MW | 224.1949 | 286.3028 | 366.812 | 116.8307 | -779.7499 | -722.6075 | -814.3099 | -1673.5245 | -350.7637 | -248.7185 | 8.5918 | 10.9719 | 33.6683 | 2.7483
2027 | 2127 | MW | 280.2437 | 357.8785 | 458.515 | 141.613 | -767.5664 | -722.6075 | -814.3099 | -1647.3757 | -345.6054 | -248.7185 | 8.5918 | 10.9719 | 33.6683 | 1.3741
2027 | 2128 | MW | 161.1401 | 205.7801 | 263.6461 | 81.4275 | -743.1992 | -690.252 | -777.8482 | -1595.0781 | -340.4471 | -237.5819 | 6.4438 | 8.2289 | 0 | 1.3741
2027 | 2129 | MW | 203.1767 | 259.4619 | 332.4234 | 102.6694 | -706.6484 | -657.8964 | -741.3866 | -1516.6316 | -330.1305 | -226.4452 | -4.2959 | -5.486 | -16.8341 | -4.1224
2027 | 2130 | MW | 224.1949 | 286.3028 | 378.2749 | 113.2904 | -657.914 | -614.7556 | -692.7711 | -1412.0363 | -309.4974 | -211.5963 | -4.2959 | -5.486 | -16.8341 | -4.1224
2027 | 2131 | MW | 245.2132 | 313.1436 | 401.2006 | 116.8307 | -621.3632 | -582.4001 | -656.3094 | -1333.5899 | -294.0225 | -200.4597 | -4.2959 | -5.486 | -16.8341 | -5.4965
2027 | 2132 | MW | 245.2132 | 313.1436 | 412.6635 | 116.8307 | -609.1796 | -593.1853 | -668.4633 | -1307.441 | -278.5476 | -204.1719 | -6.4438 | -8.2289 | -16.8341 | -5.4965
2027 | 2133 | MW | 686.597 | 876.8022 | 1111.8989 | 346.9519 | -572.6289 | -582.4001 | -656.3094 | -1228.9946 | -268.2311 | -200.4597 | -6.4438 | -8.2289 | -16.8341 | -5.4965
2027 | 2134 | MW | 679.5909 | 867.8553 | 1100.436 | 343.4115 | -511.7109 | -528.4742 | -595.54 | -1098.2505 | -237.2813 | -181.8986 | 8.5918 | 10.9719 | 16.8341 | 0
2027 | 2135 | MW | 644.5604 | 823.1204 | 1043.1217 | 322.1696 | -438.6093 | -463.763 | -522.6168 | -941.3576 | -206.3316 | -159.6253 | 10.7397 | 13.7149 | 16.8341 | 1.3741
2027 | 2136 | MW | 588.5117 | 751.5448 | 962.8815 | 293.847 | -377.6914 | -399.0519 | -449.6935 | -810.6135 | -175.3818 | -137.352 | 10.7397 | 13.7149 | 16.8341 | 1.3741
2027 | 2137 | MW | 532.4629 | 679.9691 | 871.1785 | 261.9841 | -328.957 | -355.9112 | -401.078 | -706.0182 | -149.5904 | -122.5031 | 8.5918 | 10.9719 | 0 | 2.7483
2027 | 2138 | MW | 462.402 | 590.4994 | 756.5498 | 230.1211 | -304.5898 | -323.5556 | -364.6164 | -653.7205 | -139.2738 | -111.3665 | 6.4438 | 8.2289 | 0 | 2.7483
2027 | 2139 | MW | 392.3411 | 501.0298 | 641.921 | 191.1776 | -292.4062 | -323.5556 | -364.6164 | -627.5717 | -134.1155 | -111.3665 | 6.4438 | 8.2289 | 0 | 1.3741
2027 | 2140 | MW | 322.2802 | 411.5602 | 527.2923 | 155.7743 | -304.5898 | -323.5556 | -364.6164 | -653.7205 | -139.2738 | -111.3665 | 6.4438 | 8.2289 | 0 | 1.3741
2027 | 2141 | MW | 266.2315 | 339.9845 | 424.1264 | 130.992 | -316.7734 | -334.3408 | -376.7702 | -679.8693 | -144.4321 | -115.0787 | 6.4438 | 8.2289 | 0 | 1.3741
2027 | 2142 | MW | 217.1888 | 277.3558 | 355.3491 | 106.2098 | -365.5078 | -334.3408 | -376.7702 | -784.4646 | -170.2236 | -115.0787 | 6.4438 | 8.2289 | 0 | 1.3741
2027 | 2143 | MW | 168.1462 | 214.7271 | 286.5719 | 84.9678 | -438.6093 | -420.6223 | -474.0013 | -941.3576 | -206.3316 | -144.7764 | 6.4438 | 8.2289 | 0 | 1.3741
2027 | 2144 | MW | 161.1401 | 205.7801 | 252.1833 | 84.9678 | -548.2617 | -517.689 | -583.3862 | -1176.6969 | -252.7562 | -178.1864 | 6.4438 | 8.2289 | 0 | 2.7483
2027 | 2145 | MW | 140.1218 | 178.9392 | 217.7946 | 81.4275 | -621.3632 | -593.1853 | -668.4633 | -1333.5899 | -283.7059 | -204.1719 | 8.5918 | 10.9719 | 33.6683 | 2.7483
2027 | 2146 | MW | 133.1157 | 169.9923 | 206.3318 | 74.3468 | -694.4648 | -647.1112 | -729.2327 | -1490.4828 | -314.6557 | -222.733 | 8.5918 | 10.9719 | 33.6683 | 2.7483
2027 | 2147 | MW | 140.1218 | 178.9392 | 217.7946 | 74.3468 | -743.1992 | -690.252 | -777.8482 | -1595.0781 | -335.2888 | -237.5819 | 8.5918 | 10.9719 | 33.6683 | 2.7483
2027 | 2148 | MW | 168.1462 | 214.7271 | 275.109 | 88.5081 | -767.5664 | -722.6075 | -814.3099 | -1647.3757 | -345.6054 | -248.7185 | 8.5918 | 10.9719 | 33.6683 | 2.7483
2027 | 2149 | MW | 189.1645 | 241.568 | 309.4976 | 102.6694 | -779.7499 | -744.1779 | -838.6176 | -1673.5245 | -350.7637 | -256.1429 | 8.5918 | 10.9719 | 33.6683 | 2.7483
2027 | 2150 | MW | 224.1949 | 286.3028 | 366.812 | 113.2904 | -779.7499 | -765.7483 | -862.9254 | -1673.5245 | -355.922 | -263.5674 | 8.5918 | 10.9719 | 33.6683 | 2.7483
2027 | 2151 | MW | 280.2437 | 357.8785 | 458.515 | 141.613 | -779.7499 | -754.9631 | -850.7715 | -1673.5245 | -350.7637 | -259.8552 | 8.5918 | 10.9719 | 33.6683 | 1.3741
2027 | 2152 | MW | 161.1401 | 205.7801 | 263.6461 | 81.4275 | -743.1992 | -733.3927 | -826.4637 | -1595.0781 | -340.4471 | -252.4307 | 4.2959 | 5.486 | 0 | 1.3741
2027 | 2153 | MW | 203.1767 | 259.4619 | 332.4234 | 99.1291 | -706.6484 | -701.0371 | -790.0021 | -1516.6316 | -324.9722 | -241.2941 | -4.2959 | -5.486 | -16.8341 | -4.1224
2027 | 2154 | MW | 231.201 | 295.2497 | 378.2749 | 113.2904 | -657.914 | -657.8964 | -741.3866 | -1412.0363 | -309.4974 | -226.4452 | -4.2959 | -5.486 | -16.8341 | -4.1224
2027 | 2155 | MW | 245.2132 | 313.1436 | 401.2006 | 120.3711 | -633.5468 | -603.9705 | -680.6172 | -1359.7387 | -294.0225 | -207.8841 | -6.4438 | -8.2289 | -16.8341 | -4.1224
2027 | 2156 | MW | 245.2132 | 313.1436 | 401.2006 | 116.8307 | -609.1796 | -614.7556 | -692.7711 | -1307.441 | -283.7059 | -211.5963 | -6.4438 | -8.2289 | -16.8341 | -5.4965
2027 | 2157 | MW | 679.5909 | 867.8553 | 1100.436 | 343.4115 | -572.6289 | -593.1853 | -668.4633 | -1228.9946 | -268.2311 | -204.1719 | -6.4438 | -8.2289 | -16.8341 | -5.4965
2027 | 2158 | MW | 672.5848 | 858.9083 | 1100.436 | 343.4115 | -511.7109 | -539.2593 | -607.6939 | -1098.2505 | -242.4396 | -185.6108 | 8.5918 | 10.9719 | 16.8341 | 0
2027 | 2159 | MW | 637.5543 | 814.1735 | 1031.6588 | 322.1696 | -438.6093 | -463.763 | -522.6168 | -941.3576 | -206.3316 | -159.6253 | 10.7397 | 13.7149 | 16.8341 | 1.3741
2027 | 2160 | MW | 581.5056 | 742.5978 | 951.4187 | 290.3067 | -377.6914 | -399.0519 | -449.6935 | -810.6135 | -175.3818 | -137.352 | 10.7397 | 13.7149 | 16.8341 | 1.3741
2027 | 2161 | MW | 518.4508 | 662.0751 | 848.2528 | 261.9841 | -328.957 | -355.9112 | -401.078 | -706.0182 | -149.5904 | -122.5031 | 8.5918 | 10.9719 | 0 | 2.7483
2027 | 2162 | MW | 448.3899 | 572.6055 | 733.624 | 226.5808 | -304.5898 | -334.3408 | -376.7702 | -653.7205 | -139.2738 | -115.0787 | 6.4438 | 8.2289 | 0 | 2.7483
2027 | 2163 | MW | 371.3228 | 474.189 | 607.5324 | 187.6372 | -292.4062 | -323.5556 | -364.6164 | -627.5717 | -134.1155 | -111.3665 | 6.4438 | 8.2289 | 0 | 2.7483
2027 | 2164 | MW | 308.268 | 393.6663 | 504.3665 | 152.234 | -304.5898 | -323.5556 | -364.6164 | -653.7205 | -139.2738 | -111.3665 | 6.4438 | 8.2289 | 0 | 1.3741
2027 | 2165 | MW | 252.2193 | 322.0906 | 412.6635 | 123.9114 | -316.7734 | -334.3408 | -376.7702 | -679.8693 | -144.4321 | -115.0787 | 4.2959 | 5.486 | 0 | 1.3741
2027 | 2166 | MW | 203.1767 | 259.4619 | 332.4234 | 102.6694 | -365.5078 | -334.3408 | -376.7702 | -784.4646 | -170.2236 | -115.0787 | 4.2959 | 5.486 | 0 | 1.3741
2027 | 2167 | MW | 161.1401 | 205.7801 | 263.6461 | 81.4275 | -438.6093 | -409.8371 | -461.8474 | -941.3576 | -206.3316 | -141.0642 | 6.4438 | 8.2289 | 0 | 1.3741
2027 | 2168 | MW | 154.134 | 196.8331 | 240.7204 | 81.4275 | -536.0781 | -517.689 | -583.3862 | -1150.5481 | -247.5979 | -178.1864 | 6.4438 | 8.2289 | 0 | 2.7483
2027 | 2169 | MW | 133.1157 | 169.9923 | 206.3318 | 77.8872 | -609.1796 | -593.1853 | -668.4633 | -1307.441 | -278.5476 | -204.1719 | 6.4438 | 8.2289 | 33.6683 | 2.7483
2027 | 2170 | MW | 119.1036 | 152.0983 | 194.8689 | 70.8065 | -670.0976 | -647.1112 | -729.2327 | -1438.1852 | -299.1808 | -222.733 | 6.4438 | 8.2289 | 33.6683 | 2.7483
2027 | 2171 | MW | 133.1157 | 169.9923 | 206.3318 | 70.8065 | -718.832 | -690.252 | -777.8482 | -1542.7804 | -314.6557 | -237.5819 | 6.4438 | 8.2289 | 33.6683 | 2.7483
2027 | 2172 | MW | 168.1462 | 214.7271 | 275.109 | 84.9678 | -743.1992 | -711.8223 | -802.156 | -1595.0781 | -324.9722 | -245.0063 | 6.4438 | 8.2289 | 33.6683 | 2.7483
2027 | 2173 | MW | 196.1706 | 250.5149 | 320.9605 | 99.1291 | -743.1992 | -722.6075 | -814.3099 | -1595.0781 | -324.9722 | -248.7185 | 6.4438 | 8.2289 | 33.6683 | 2.7483
2027 | 2174 | MW | 224.1949 | 286.3028 | 366.812 | 109.7501 | -755.3828 | -722.6075 | -814.3099 | -1621.2269 | -324.9722 | -248.7185 | 6.4438 | 8.2289 | 33.6683 | 2.7483
2027 | 2175 | MW | 273.2376 | 348.9315 | 447.0521 | 134.5324 | -755.3828 | -722.6075 | -814.3099 | -1621.2269 | -319.8139 | -248.7185 | 6.4438 | 8.2289 | 33.6683 | 1.3741
2027 | 2176 | MW | 154.134 | 196.8331 | 252.1833 | 77.8872 | -731.0156 | -701.0371 | -790.0021 | -1568.9293 | -309.4974 | -241.2941 | 4.2959 | 5.486 | 0 | 1.3741
2027 | 2177 | MW | 189.1645 | 241.568 | 320.9605 | 95.5888 | -694.4648 | -668.6816 | -753.5405 | -1490.4828 | -304.3391 | -230.1574 | -6.4438 | -8.2289 | -16.8341 | -4.1224
2027 | 2178 | MW | 224.1949 | 286.3028 | 366.812 | 113.2904 | -645.7304 | -625.5408 | -704.925 | -1385.8875 | -294.0225 | -215.3086 | -6.4438 | -8.2289 | -16.8341 | -4.1224
2027 | 2179 | MW | 245.2132 | 313.1436 | 389.7378 | 123.9114 | -609.1796 | -593.1853 | -668.4633 | -1307.441 | -283.7059 | -204.1719 | -6.4438 | -8.2289 | -16.8341 | -4.1224
2027 | 2180 | MW | 238.2071 | 304.1967 | 389.7378 | 120.3711 | -596.9961 | -603.9705 | -680.6172 | -1281.2922 | -278.5476 | -207.8841 | -6.4438 | -8.2289 | -16.8341 | -4.1224
2027 | 2181 | MW | 679.5909 | 867.8553 | 1111.8989 | 336.3309 | -572.6289 | -582.4001 | -656.3094 | -1228.9946 | -263.0728 | -200.4597 | -6.4438 | -8.2289 | -16.8341 | -5.4965
2027 | 2182 | MW | 679.5909 | 867.8553 | 1111.8989 | 339.8712 | -511.7109 | -528.4742 | -595.54 | -1098.2505 | -237.2813 | -181.8986 | 6.4438 | 8.2289 | 16.8341 | 0
2027 | 2183 | MW | 637.5543 | 814.1735 | 1043.1217 | 318.6293 | -438.6093 | -463.763 | -522.6168 | -941.3576 | -206.3316 | -159.6253 | 10.7397 | 13.7149 | 16.8341 | 1.3741
2027 | 2184 | MW | 588.5117 | 751.5448 | 962.8815 | 293.847 | -377.6914 | -399.0519 | -449.6935 | -810.6135 | -175.3818 | -137.352 | 8.5918 | 10.9719 | 0 | 1.3741
2027 | 2185 | MW | 525.4569 | 671.0221 | 859.7157 | 265.5244 | -328.957 | -355.9112 | -401.078 | -706.0182 | -149.5904 | -122.5031 | 8.5918 | 10.9719 | 0 | 2.7483
2027 | 2186 | MW | 455.3959 | 581.5525 | 733.624 | 226.5808 | -304.5898 | -334.3408 | -376.7702 | -653.7205 | -139.2738 | -115.0787 | 6.4438 | 8.2289 | 0 | 2.7483
2027 | 2187 | MW | 378.3289 | 483.1359 | 607.5324 | 191.1776 | -292.4062 | -323.5556 | -364.6164 | -627.5717 | -134.1155 | -111.3665 | 6.4438 | 8.2289 | 0 | 2.7483
2027 | 2188 | MW | 308.268 | 393.6663 | 504.3665 | 152.234 | -292.4062 | -323.5556 | -364.6164 | -627.5717 | -139.2738 | -111.3665 | 6.4438 | 8.2289 | 0 | 2.7483
2027 | 2189 | MW | 252.2193 | 322.0906 | 412.6635 | 123.9114 | -316.7734 | -334.3408 | -376.7702 | -679.8693 | -144.4321 | -115.0787 | 6.4438 | 8.2289 | 0 | 1.3741
2027 | 2190 | MW | 203.1767 | 259.4619 | 332.4234 | 99.1291 | -353.3242 | -334.3408 | -376.7702 | -758.3158 | -170.2236 | -115.0787 | 6.4438 | 8.2289 | 0 | 1.3741
2027 | 2191 | MW | 161.1401 | 205.7801 | 263.6461 | 81.4275 | -438.6093 | -409.8371 | -461.8474 | -941.3576 | -206.3316 | -141.0642 | 6.4438 | 8.2289 | 0 | 1.3741
2027 | 2192 | MW | 147.1279 | 187.8862 | 240.7204 | 84.9678 | -536.0781 | -517.689 | -583.3862 | -1150.5481 | -252.7562 | -178.1864 | 6.4438 | 8.2289 | 16.8341 | 2.7483
2027 | 2193 | MW | 133.1157 | 169.9923 | 206.3318 | 74.3468 | -621.3632 | -593.1853 | -668.4633 | -1333.5899 | -283.7059 | -204.1719 | 8.5918 | 10.9719 | 33.6683 | 2.7483
2027 | 2194 | MW | 126.1096 | 161.0453 | 194.8689 | 67.2662 | -682.2812 | -657.8964 | -741.3866 | -1464.334 | -304.3391 | -226.4452 | 8.5918 | 10.9719 | 33.6683 | 2.7483
2027 | 2195 | MW | 133.1157 | 169.9923 | 217.7946 | 70.8065 | -743.1992 | -690.252 | -777.8482 | -1595.0781 | -324.9722 | -237.5819 | 8.5918 | 10.9719 | 33.6683 | 2.7483
2027 | 2196 | MW | 168.1462 | 214.7271 | 275.109 | 88.5081 | -767.5664 | -722.6075 | -814.3099 | -1647.3757 | -335.2888 | -248.7185 | 8.5918 | 10.9719 | 33.6683 | 4.1224
2027 | 2197 | MW | 196.1706 | 250.5149 | 309.4976 | 102.6694 | -791.9335 | -733.3927 | -826.4637 | -1699.6734 | -340.4471 | -252.4307 | 8.5918 | 10.9719 | 33.6683 | 4.1224
2027 | 2198 | MW | 217.1888 | 277.3558 | 355.3491 | 113.2904 | -791.9335 | -744.1779 | -838.6176 | -1699.6734 | -345.6054 | -256.1429 | 6.4438 | 8.2289 | 33.6683 | 4.1224
2027 | 2199 | MW | 273.2376 | 348.9315 | 447.0521 | 138.0727 | -779.7499 | -744.1779 | -838.6176 | -1673.5245 | -345.6054 | -256.1429 | 6.4438 | 8.2289 | 33.6683 | 1.3741
2027 | 2200 | MW | 154.134 | 196.8331 | 252.1833 | 81.4275 | -755.3828 | -722.6075 | -814.3099 | -1621.2269 | -335.2888 | -248.7185 | 4.2959 | 5.486 | 0 | 1.3741
2027 | 2201 | MW | 196.1706 | 250.5149 | 320.9605 | 99.1291 | -718.832 | -690.252 | -777.8482 | -1542.7804 | -324.9722 | -237.5819 | -4.2959 | -5.486 | -16.8341 | -4.1224
2027 | 2202 | MW | 231.201 | 295.2497 | 366.812 | 116.8307 | -670.0976 | -647.1112 | -729.2327 | -1438.1852 | -309.4974 | -222.733 | -4.2959 | -5.486 | -16.8341 | -4.1224
2027 | 2203 | MW | 245.2132 | 313.1436 | 401.2006 | 127.4517 | -621.3632 | -593.1853 | -668.4633 | -1333.5899 | -288.8642 | -204.1719 | -4.2959 | -5.486 | -16.8341 | -4.1224
2027 | 2204 | MW | 245.2132 | 313.1436 | 389.7378 | 123.9114 | -609.1796 | -603.9705 | -680.6172 | -1307.441 | -278.5476 | -207.8841 | -4.2959 | -5.486 | -16.8341 | -4.1224
2027 | 2205 | MW | 672.5848 | 858.9083 | 1100.436 | 339.8712 | -572.6289 | -582.4001 | -656.3094 | -1228.9946 | -268.2311 | -200.4597 | -6.4438 | -8.2289 | -16.8341 | -5.4965
2027 | 2206 | MW | 679.5909 | 867.8553 | 1100.436 | 339.8712 | -511.7109 | -528.4742 | -595.54 | -1098.2505 | -242.4396 | -181.8986 | 6.4438 | 8.2289 | 16.8341 | 0
2027 | 2207 | MW | 637.5543 | 814.1735 | 1043.1217 | 322.1696 | -450.7929 | -463.763 | -522.6168 | -967.5064 | -206.3316 | -159.6253 | 10.7397 | 13.7149 | 16.8341 | 1.3741
2027 | 2208 | MW | 588.5117 | 751.5448 | 951.4187 | 293.847 | -377.6914 | -399.0519 | -449.6935 | -810.6135 | -175.3818 | -137.352 | 10.7397 | 13.7149 | 16.8341 | 1.3741
2027 | 2209 | MW | 525.4569 | 671.0221 | 848.2528 | 265.5244 | -304.5898 | -345.126 | -388.9241 | -653.7205 | -144.4321 | -118.7909 | 10.7397 | 13.7149 | 16.8341 | 2.7483
2027 | 2210 | MW | 448.3899 | 572.6055 | 733.624 | 226.5808 | -292.4062 | -312.7704 | -352.4625 | -627.5717 | -134.1155 | -107.6543 | 8.5918 | 10.9719 | 0 | 2.7483
2027 | 2211 | MW | 371.3228 | 474.189 | 607.5324 | 187.6372 | -280.2226 | -301.9852 | -340.3086 | -601.4229 | -128.9572 | -103.9421 | 6.4438 | 8.2289 | 0 | 2.7483
2027 | 2212 | MW | 308.268 | 393.6663 | 504.3665 | 152.234 | -280.2226 | -301.9852 | -340.3086 | -601.4229 | -128.9572 | -103.9421 | 6.4438 | 8.2289 | 0 | 2.7483
2027 | 2213 | MW | 266.2315 | 339.9845 | 424.1264 | 130.992 | -292.4062 | -301.9852 | -340.3086 | -627.5717 | -134.1155 | -103.9421 | 6.4438 | 8.2289 | 0 | 2.7483
2027 | 2214 | MW | 224.1949 | 286.3028 | 366.812 | 109.7501 | -304.5898 | -291.2 | -328.1547 | -653.7205 | -144.4321 | -100.2298 | 6.4438 | 8.2289 | 0 | 2.7483
2027 | 2215 | MW | 203.1767 | 259.4619 | 332.4234 | 99.1291 | -353.3242 | -334.3408 | -376.7702 | -758.3158 | -170.2236 | -115.0787 | 6.4438 | 8.2289 | 16.8341 | 2.7483
2027 | 2216 | MW | 189.1645 | 241.568 | 309.4976 | 95.5888 | -414.2422 | -399.0519 | -449.6935 | -889.0599 | -201.1733 | -137.352 | 6.4438 | 8.2289 | 16.8341 | 2.7483
2027 | 2217 | MW | 168.1462 | 214.7271 | 275.109 | 84.9678 | -475.1601 | -452.9778 | -510.4629 | -1019.804 | -221.8064 | -155.9131 | 8.5918 | 10.9719 | 33.6683 | 2.7483
2027 | 2218 | MW | 189.1645 | 241.568 | 298.0348 | 95.5888 | -511.7109 | -496.1186 | -559.0784 | -1098.2505 | -237.2813 | -170.762 | 8.5918 | 10.9719 | 33.6683 | 2.7483
2027 | 2219 | MW | 224.1949 | 286.3028 | 366.812 | 113.2904 | -548.2617 | -528.4742 | -595.54 | -1176.6969 | -247.5979 | -181.8986 | 10.7397 | 13.7149 | 33.6683 | 2.7483
2027 | 2220 | MW | 280.2437 | 357.8785 | 458.515 | 138.0727 | -572.6289 | -539.2593 | -607.6939 | -1228.9946 | -257.9145 | -185.6108 | 10.7397 | 13.7149 | 33.6683 | 2.7483
2027 | 2221 | MW | 315.2741 | 402.6133 | 515.8294 | 155.7743 | -584.8125 | -539.2593 | -607.6939 | -1255.1434 | -257.9145 | -185.6108 | 10.7397 | 13.7149 | 33.6683 | 2.7483
2027 | 2222 | MW | 343.2985 | 438.4011 | 561.6809 | 169.9356 | -584.8125 | -539.2593 | -607.6939 | -1255.1434 | -263.0728 | -185.6108 | 10.7397 | 13.7149 | 33.6683 | 2.7483
2027 | 2223 | MW | 147.1279 | 187.8862 | 240.7204 | 74.3468 | -584.8125 | -539.2593 | -607.6939 | -1255.1434 | -257.9145 | -185.6108 | 10.7397 | 13.7149 | 33.6683 | 1.3741
2027 | 2224 | MW | 161.1401 | 205.7801 | 263.6461 | 84.9678 | -572.6289 | -528.4742 | -595.54 | -1228.9946 | -257.9145 | -181.8986 | 8.5918 | 10.9719 | 0 | 1.3741
2027 | 2225 | MW | 182.1584 | 232.621 | 286.5719 | 95.5888 | -548.2617 | -517.689 | -583.3862 | -1176.6969 | -257.9145 | -178.1864 | -4.2959 | -5.486 | -16.8341 | -2.7483
2027 | 2226 | MW | 189.1645 | 241.568 | 309.4976 | 95.5888 | -523.8945 | -506.9038 | -571.2323 | -1124.3993 | -247.5979 | -174.4742 | -4.2959 | -5.486 | -16.8341 | -4.1224
2027 | 2227 | MW | 189.1645 | 241.568 | 309.4976 | 99.1291 | -523.8945 | -506.9038 | -571.2323 | -1124.3993 | -242.4396 | -174.4742 | -4.2959 | -5.486 | -16.8341 | -4.1224
2027 | 2228 | MW | 623.5421 | 796.2796 | 1020.1959 | 311.5486 | -523.8945 | -528.4742 | -595.54 | -1124.3993 | -242.4396 | -181.8986 | -4.2959 | -5.486 | -16.8341 | -4.1224
2027 | 2229 | MW | 623.5421 | 796.2796 | 1020.1959 | 311.5486 | -511.7109 | -528.4742 | -595.54 | -1098.2505 | -242.4396 | -181.8986 | -4.2959 | -5.486 | -16.8341 | -4.1224
2027 | 2230 | MW | 602.5239 | 769.4387 | 985.8073 | 300.9276 | -475.1601 | -496.1186 | -559.0784 | -1019.804 | -221.8064 | -170.762 | 8.5918 | 10.9719 | 16.8341 | 0
2027 | 2231 | MW | 574.4995 | 733.6508 | 939.9558 | 286.7663 | -414.2422 | -442.1927 | -498.309 | -889.0599 | -196.015 | -152.2009 | 12.8877 | 16.4579 | 16.8341 | 1.3741
2027 | 2232 | MW | 532.4629 | 679.9691 | 871.1785 | 265.5244 | -353.3242 | -377.4815 | -425.3857 | -758.3158 | -165.0653 | -129.9276 | 10.7397 | 13.7149 | 16.8341 | 1.3741
2027 | 2233 | MW | 476.4142 | 608.3934 | 768.0127 | 237.2018 | -304.5898 | -334.3408 | -376.7702 | -653.7205 | -144.4321 | -115.0787 | 10.7397 | 13.7149 | 16.8341 | 2.7483
2027 | 2234 | MW | 413.3594 | 527.8707 | 664.8468 | 205.3389 | -280.2226 | -301.9852 | -340.3086 | -601.4229 | -128.9572 | -103.9421 | 8.5918 | 10.9719 | 0 | 2.7483
2027 | 2235 | MW | 357.3107 | 456.295 | 584.6066 | 180.5566 | -280.2226 | -291.2 | -328.1547 | -601.4229 | -128.9572 | -100.2298 | 6.4438 | 8.2289 | 0 | 2.7483
2027 | 2236 | MW | 315.2741 | 402.6133 | 515.8294 | 159.3146 | -280.2226 | -291.2 | -328.1547 | -601.4229 | -128.9572 | -100.2298 | 6.4438 | 8.2289 | 0 | 2.7483
2027 | 2237 | MW | 280.2437 | 357.8785 | 447.0521 | 141.613 | -280.2226 | -301.9852 | -340.3086 | -601.4229 | -134.1155 | -103.9421 | 6.4438 | 8.2289 | 0 | 1.3741
2027 | 2238 | MW | 245.2132 | 313.1436 | 389.7378 | 123.9114 | -292.4062 | -280.4149 | -316.0008 | -627.5717 | -144.4321 | -96.5176 | 6.4438 | 8.2289 | 0 | 2.7483
2027 | 2239 | MW | 217.1888 | 277.3558 | 343.8863 | 109.7501 | -328.957 | -323.5556 | -364.6164 | -706.0182 | -165.0653 | -111.3665 | 6.4438 | 8.2289 | 16.8341 | 2.7483
2027 | 2240 | MW | 182.1584 | 232.621 | 298.0348 | 95.5888 | -389.875 | -366.6964 | -413.2319 | -836.7623 | -185.6984 | -126.2154 | 8.5918 | 10.9719 | 16.8341 | 2.7483
2027 | 2241 | MW | 175.1523 | 223.674 | 275.109 | 92.0485 | -426.4258 | -409.8371 | -461.8474 | -915.2087 | -201.1733 | -141.0642 | 8.5918 | 10.9719 | 33.6683 | 2.7483
2027 | 2242 | MW | 189.1645 | 241.568 | 309.4976 | 95.5888 | -462.9765 | -442.1927 | -498.309 | -993.6552 | -211.4899 | -152.2009 | 10.7397 | 13.7149 | 33.6683 | 2.7483
2027 | 2243 | MW | 231.201 | 295.2497 | 378.2749 | 113.2904 | -487.3437 | -463.763 | -522.6168 | -1045.9528 | -221.8064 | -159.6253 | 8.5918 | 10.9719 | 50.5024 | 2.7483
2027 | 2244 | MW | 287.2497 | 366.8254 | 469.9779 | 145.1533 | -499.5273 | -463.763 | -522.6168 | -1072.1017 | -232.123 | -159.6253 | 10.7397 | 13.7149 | 50.5024 | 2.7483
2027 | 2245 | MW | 322.2802 | 411.5602 | 515.8294 | 162.855 | -523.8945 | -474.5482 | -534.7707 | -1124.3993 | -237.2813 | -163.3375 | 10.7397 | 13.7149 | 50.5024 | 2.7483
2027 | 2246 | MW | 350.3046 | 447.3481 | 573.1438 | 180.5566 | -523.8945 | -474.5482 | -534.7707 | -1124.3993 | -242.4396 | -163.3375 | 8.5918 | 10.9719 | 50.5024 | 2.7483
2027 | 2247 | MW | 140.1218 | 178.9392 | 229.2575 | 74.3468 | -536.0781 | -474.5482 | -534.7707 | -1150.5481 | -242.4396 | -163.3375 | 8.5918 | 10.9719 | 50.5024 | 1.3741
2027 | 2248 | MW | 154.134 | 196.8331 | 252.1833 | 77.8872 | -536.0781 | -485.3334 | -546.9245 | -1150.5481 | -242.4396 | -167.0497 | 6.4438 | 8.2289 | 0 | 1.3741
2027 | 2249 | MW | 168.1462 | 214.7271 | 275.109 | 84.9678 | -523.8945 | -485.3334 | -546.9245 | -1124.3993 | -247.5979 | -167.0497 | -4.2959 | -5.486 | -16.8341 | -4.1224
2027 | 2250 | MW | 182.1584 | 232.621 | 298.0348 | 88.5081 | -499.5273 | -474.5482 | -534.7707 | -1072.1017 | -242.4396 | -163.3375 | -4.2959 | -5.486 | -16.8341 | -4.1224
2027 | 2251 | MW | 175.1523 | 223.674 | 286.5719 | 92.0485 | -511.7109 | -485.3334 | -546.9245 | -1098.2505 | -242.4396 | -167.0497 | -4.2959 | -5.486 | -16.8341 | -4.1224
2027 | 2252 | MW | 602.5239 | 769.4387 | 974.3444 | 304.468 | -523.8945 | -517.689 | -583.3862 | -1124.3993 | -247.5979 | -178.1864 | -4.2959 | -5.486 | -16.8341 | -4.1224
2027 | 2253 | MW | 602.5239 | 769.4387 | 974.3444 | 300.9276 | -511.7109 | -528.4742 | -595.54 | -1098.2505 | -242.4396 | -181.8986 | -4.2959 | -5.486 | -16.8341 | -4.1224
2027 | 2254 | MW | 574.4995 | 733.6508 | 939.9558 | 290.3067 | -462.9765 | -485.3334 | -546.9245 | -993.6552 | -216.6482 | -167.0497 | 8.5918 | 10.9719 | 0 | 0
2027 | 2255 | MW | 553.4812 | 706.8099 | 905.5672 | 279.6857 | -402.0586 | -420.6223 | -474.0013 | -862.9111 | -185.6984 | -144.7764 | 12.8877 | 16.4579 | 16.8341 | 1.3741
2027 | 2256 | MW | 518.4508 | 662.0751 | 836.7899 | 258.4437 | -341.1406 | -366.6964 | -413.2319 | -732.167 | -154.7487 | -126.2154 | 10.7397 | 13.7149 | 16.8341 | 1.3741
2027 | 2257 | MW | 462.402 | 590.4994 | 745.0869 | 230.1211 | -328.957 | -334.3408 | -376.7702 | -706.0182 | -149.5904 | -115.0787 | 8.5918 | 10.9719 | 0 | 2.7483
2027 | 2258 | MW | 399.3472 | 509.9768 | 653.3839 | 198.2582 | -292.4062 | -312.7704 | -352.4625 | -627.5717 | -139.2738 | -107.6543 | 8.5918 | 10.9719 | 0 | 2.7483
2027 | 2259 | MW | 350.3046 | 447.3481 | 561.6809 | 173.4759 | -292.4062 | -301.9852 | -340.3086 | -627.5717 | -134.1155 | -103.9421 | 6.4438 | 8.2289 | 0 | 2.7483
2027 | 2260 | MW | 308.268 | 393.6663 | 492.9036 | 148.6937 | -292.4062 | -301.9852 | -340.3086 | -627.5717 | -139.2738 | -103.9421 | 6.4438 | 8.2289 | 0 | 1.3741
2027 | 2261 | MW | 266.2315 | 339.9845 | 435.5893 | 134.5324 | -316.7734 | -312.7704 | -352.4625 | -679.8693 | -144.4321 | -107.6543 | 6.4438 | 8.2289 | 0 | 1.3741
2027 | 2262 | MW | 231.201 | 295.2497 | 366.812 | 116.8307 | -353.3242 | -334.3408 | -376.7702 | -758.3158 | -170.2236 | -115.0787 | 6.4438 | 8.2289 | 0 | 1.3741
2027 | 2263 | MW | 189.1645 | 241.568 | 309.4976 | 99.1291 | -438.6093 | -420.6223 | -474.0013 | -941.3576 | -211.4899 | -144.7764 | 6.4438 | 8.2289 | 0 | 1.3741
2027 | 2264 | MW | 175.1523 | 223.674 | 286.5719 | 95.5888 | -548.2617 | -517.689 | -583.3862 | -1176.6969 | -257.9145 | -178.1864 | 6.4438 | 8.2289 | 0 | 2.7483
2027 | 2265 | MW | 168.1462 | 214.7271 | 275.109 | 88.5081 | -633.5468 | -593.1853 | -668.4633 | -1359.7387 | -294.0225 | -204.1719 | 8.5918 | 10.9719 | 33.6683 | 2.7483
2027 | 2266 | MW | 154.134 | 196.8331 | 252.1833 | 77.8872 | -694.4648 | -647.1112 | -729.2327 | -1490.4828 | -319.8139 | -222.733 | 8.5918 | 10.9719 | 33.6683 | 2.7483
2027 | 2267 | MW | 154.134 | 196.8331 | 252.1833 | 81.4275 | -743.1992 | -690.252 | -777.8482 | -1595.0781 | -335.2888 | -237.5819 | 8.5918 | 10.9719 | 33.6683 | 2.7483
2027 | 2268 | MW | 189.1645 | 241.568 | 309.4976 | 102.6694 | -767.5664 | -711.8223 | -802.156 | -1647.3757 | -340.4471 | -245.0063 | 8.5918 | 10.9719 | 33.6683 | 2.7483
2027 | 2269 | MW | 210.1827 | 268.4088 | 343.8863 | 109.7501 | -779.7499 | -722.6075 | -814.3099 | -1673.5245 | -350.7637 | -248.7185 | 8.5918 | 10.9719 | 33.6683 | 2.7483
2027 | 2270 | MW | 231.201 | 295.2497 | 378.2749 | 120.3711 | -791.9335 | -733.3927 | -826.4637 | -1699.6734 | -350.7637 | -252.4307 | 8.5918 | 10.9719 | 33.6683 | 2.7483
2027 | 2271 | MW | 287.2497 | 366.8254 | 469.9779 | 145.1533 | -791.9335 | -733.3927 | -826.4637 | -1699.6734 | -350.7637 | -252.4307 | 8.5918 | 10.9719 | 33.6683 | 1.3741
2027 | 2272 | MW | 154.134 | 196.8331 | 252.1833 | 81.4275 | -767.5664 | -711.8223 | -802.156 | -1647.3757 | -350.7637 | -245.0063 | 6.4438 | 8.2289 | 0 | 1.3741
2027 | 2273 | MW | 196.1706 | 250.5149 | 320.9605 | 99.1291 | -731.0156 | -690.252 | -777.8482 | -1568.9293 | -340.4471 | -237.5819 | -4.2959 | -5.486 | -16.8341 | -4.1224
2027 | 2274 | MW | 224.1949 | 286.3028 | 366.812 | 116.8307 | -670.0976 | -636.326 | -717.0788 | -1438.1852 | -314.6557 | -219.0208 | -4.2959 | -5.486 | -16.8341 | -4.1224
2027 | 2275 | MW | 245.2132 | 313.1436 | 389.7378 | 123.9114 | -621.3632 | -593.1853 | -668.4633 | -1333.5899 | -294.0225 | -204.1719 | -4.2959 | -5.486 | -16.8341 | -4.1224
2027 | 2276 | MW | 245.2132 | 313.1436 | 389.7378 | 123.9114 | -609.1796 | -593.1853 | -668.4633 | -1307.441 | -283.7059 | -204.1719 | -6.4438 | -8.2289 | -16.8341 | -4.1224
2027 | 2277 | MW | 693.6031 | 885.7492 | 1134.8247 | 343.4115 | -572.6289 | -571.6149 | -644.1556 | -1228.9946 | -268.2311 | -196.7475 | -6.4438 | -8.2289 | -16.8341 | -5.4965
2027 | 2278 | MW | 693.6031 | 885.7492 | 1134.8247 | 346.9519 | -511.7109 | -517.689 | -583.3862 | -1098.2505 | -237.2813 | -178.1864 | 8.5918 | 10.9719 | 16.8341 | 0
2027 | 2279 | MW | 658.5726 | 841.0144 | 1077.5103 | 325.7099 | -438.6093 | -452.9778 | -510.4629 | -941.3576 | -201.1733 | -155.9131 | 12.8877 | 16.4579 | 16.8341 | 1.3741
2027 | 2280 | MW | 609.53 | 778.3856 | 997.2702 | 300.9276 | -377.6914 | -388.2667 | -437.5396 | -810.6135 | -170.2236 | -133.6398 | 10.7397 | 13.7149 | 16.8341 | 1.3741
2027 | 2281 | MW | 553.4812 | 706.8099 | 905.5672 | 272.605 | -328.957 | -345.126 | -388.9241 | -706.0182 | -149.5904 | -118.7909 | 8.5918 | 10.9719 | 0 | 2.7483
2027 | 2282 | MW | 483.4203 | 617.3403 | 790.9384 | 240.7421 | -304.5898 | -323.5556 | -364.6164 | -653.7205 | -139.2738 | -111.3665 | 8.5918 | 10.9719 | 0 | 2.7483
2027 | 2283 | MW | 413.3594 | 527.8707 | 676.3097 | 205.3389 | -304.5898 | -312.7704 | -352.4625 | -653.7205 | -134.1155 | -107.6543 | 6.4438 | 8.2289 | 0 | 2.7483
2027 | 2284 | MW | 350.3046 | 447.3481 | 561.6809 | 169.9356 | -304.5898 | -312.7704 | -352.4625 | -653.7205 | -139.2738 | -107.6543 | 6.4438 | 8.2289 | 0 | 2.7483
2027 | 2285 | MW | 294.2558 | 375.7724 | 481.4408 | 145.1533 | -316.7734 | -334.3408 | -376.7702 | -679.8693 | -144.4321 | -115.0787 | 6.4438 | 8.2289 | 0 | 1.3741
2027 | 2286 | MW | 245.2132 | 313.1436 | 401.2006 | 120.3711 | -365.5078 | -345.126 | -388.9241 | -784.4646 | -175.3818 | -118.7909 | 6.4438 | 8.2289 | 0 | 1.3741
2027 | 2287 | MW | 196.1706 | 250.5149 | 320.9605 | 99.1291 | -450.7929 | -431.4075 | -486.1551 | -967.5064 | -211.4899 | -148.4887 | 6.4438 | 8.2289 | 0 | 2.7483
2027 | 2288 | MW | 175.1523 | 223.674 | 275.109 | 92.0485 | -560.4453 | -528.4742 | -595.54 | -1202.8458 | -257.9145 | -181.8986 | 6.4438 | 8.2289 | 0 | 2.7483
2027 | 2289 | MW | 147.1279 | 187.8862 | 229.2575 | 81.4275 | -657.914 | -614.7556 | -692.7711 | -1412.0363 | -299.1808 | -211.5963 | 8.5918 | 10.9719 | 33.6683 | 2.7483
2027 | 2290 | MW | 133.1157 | 169.9923 | 206.3318 | 70.8065 | -718.832 | -668.6816 | -753.5405 | -1542.7804 | -324.9722 | -230.1574 | 8.5918 | 10.9719 | 33.6683 | 2.7483
2027 | 2291 | MW | 140.1218 | 178.9392 | 217.7946 | 74.3468 | -779.7499 | -711.8223 | -802.156 | -1673.5245 | -350.7637 | -245.0063 | 8.5918 | 10.9719 | 33.6683 | 2.7483
2027 | 2292 | MW | 175.1523 | 223.674 | 286.5719 | 92.0485 | -804.1171 | -744.1779 | -838.6176 | -1725.8222 | -361.0803 | -256.1429 | 8.5918 | 10.9719 | 33.6683 | 2.7483
2027 | 2293 | MW | 196.1706 | 250.5149 | 320.9605 | 102.6694 | -828.4843 | -754.9631 | -850.7715 | -1778.1198 | -371.3968 | -259.8552 | 8.5918 | 10.9719 | 33.6683 | 2.7483
2027 | 2294 | MW | 224.1949 | 286.3028 | 366.812 | 113.2904 | -840.6679 | -765.7483 | -862.9254 | -1804.2686 | -376.5551 | -263.5674 | 8.5918 | 10.9719 | 33.6683 | 2.7483
2027 | 2295 | MW | 280.2437 | 357.8785 | 458.515 | 138.0727 | -852.8515 | -765.7483 | -862.9254 | -1830.4175 | -376.5551 | -263.5674 | 8.5918 | 10.9719 | 33.6683 | 1.3741
2027 | 2296 | MW | 154.134 | 196.8331 | 252.1833 | 77.8872 | -828.4843 | -744.1779 | -838.6176 | -1778.1198 | -371.3968 | -256.1429 | 6.4438 | 8.2289 | 0 | 1.3741
2027 | 2297 | MW | 189.1645 | 241.568 | 309.4976 | 95.5888 | -791.9335 | -722.6075 | -814.3099 | -1699.6734 | -361.0803 | -248.7185 | -4.2959 | -5.486 | -16.8341 | -4.1224
2027 | 2298 | MW | 224.1949 | 286.3028 | 366.812 | 113.2904 | -706.6484 | -657.8964 | -741.3866 | -1516.6316 | -330.1305 | -226.4452 | -4.2959 | -5.486 | -16.8341 | -4.1224
2027 | 2299 | MW | 238.2071 | 304.1967 | 389.7378 | 123.9114 | -645.7304 | -614.7556 | -692.7711 | -1385.8875 | -299.1808 | -211.5963 | -4.2959 | -5.486 | -16.8341 | -4.1224
2027 | 2300 | MW | 238.2071 | 304.1967 | 389.7378 | 123.9114 | -621.3632 | -614.7556 | -692.7711 | -1333.5899 | -283.7059 | -211.5963 | -4.2959 | -5.486 | -16.8341 | -4.1224
2027 | 2301 | MW | 686.597 | 876.8022 | 1123.3618 | 343.4115 | -584.8125 | -593.1853 | -668.4633 | -1255.1434 | -268.2311 | -204.1719 | -6.4438 | -8.2289 | -16.8341 | -5.4965
2027 | 2302 | MW | 686.597 | 876.8022 | 1123.3618 | 343.4115 | -523.8945 | -528.4742 | -595.54 | -1124.3993 | -237.2813 | -181.8986 | 8.5918 | 10.9719 | 16.8341 | 0
2027 | 2303 | MW | 651.5665 | 832.0674 | 1066.0474 | 325.7099 | -450.7929 | -463.763 | -522.6168 | -967.5064 | -201.1733 | -159.6253 | 12.8877 | 16.4579 | 16.8341 | 1.3741
2027 | 2304 | MW | 595.5178 | 760.4917 | 974.3444 | 297.3873 | -377.6914 | -399.0519 | -449.6935 | -810.6135 | -170.2236 | -137.352 | 10.7397 | 13.7149 | 16.8341 | 1.3741
2027 | 2305 | MW | 539.469 | 688.916 | 871.1785 | 269.0647 | -328.957 | -355.9112 | -401.078 | -706.0182 | -149.5904 | -122.5031 | 8.5918 | 10.9719 | 16.8341 | 2.7483
2027 | 2306 | MW | 462.402 | 590.4994 | 756.5498 | 233.6615 | -304.5898 | -334.3408 | -376.7702 | -653.7205 | -139.2738 | -115.0787 | 6.4438 | 8.2289 | 16.8341 | 2.7483
2027 | 2307 | MW | 392.3411 | 501.0298 | 630.4582 | 194.7179 | -304.5898 | -323.5556 | -364.6164 | -653.7205 | -134.1155 | -111.3665 | 6.4438 | 8.2289 | 0 | 2.7483
2027 | 2308 | MW | 322.2802 | 411.5602 | 527.2923 | 162.855 | -304.5898 | -323.5556 | -364.6164 | -653.7205 | -139.2738 | -111.3665 | 6.4438 | 8.2289 | 0 | 1.3741
2027 | 2309 | MW | 273.2376 | 348.9315 | 435.5893 | 134.5324 | -328.957 | -334.3408 | -376.7702 | -706.0182 | -149.5904 | -115.0787 | 4.2959 | 5.486 | 0 | 1.3741
2027 | 2310 | MW | 217.1888 | 277.3558 | 355.3491 | 109.7501 | -377.6914 | -345.126 | -388.9241 | -810.6135 | -175.3818 | -118.7909 | 4.2959 | 5.486 | 0 | 1.3741
2027 | 2311 | MW | 175.1523 | 223.674 | 286.5719 | 88.5081 | -462.9765 | -442.1927 | -498.309 | -993.6552 | -216.6482 | -152.2009 | 6.4438 | 8.2289 | 16.8341 | 2.7483
2027 | 2312 | MW | 161.1401 | 205.7801 | 252.1833 | 88.5081 | -584.8125 | -539.2593 | -607.6939 | -1255.1434 | -263.0728 | -185.6108 | 6.4438 | 8.2289 | 16.8341 | 2.7483
2027 | 2313 | MW | 140.1218 | 178.9392 | 217.7946 | 81.4275 | -682.2812 | -625.5408 | -704.925 | -1464.334 | -299.1808 | -215.3086 | 8.5918 | 10.9719 | 33.6683 | 2.7483
2027 | 2314 | MW | 126.1096 | 161.0453 | 206.3318 | 70.8065 | -767.5664 | -690.252 | -777.8482 | -1647.3757 | -330.1305 | -237.5819 | 8.5918 | 10.9719 | 33.6683 | 2.7483
2027 | 2315 | MW | 140.1218 | 178.9392 | 217.7946 | 74.3468 | -828.4843 | -733.3927 | -826.4637 | -1778.1198 | -350.7637 | -252.4307 | 6.4438 | 8.2289 | 33.6683 | 2.7483
2027 | 2316 | MW | 168.1462 | 214.7271 | 275.109 | 88.5081 | -877.2187 | -765.7483 | -862.9254 | -1882.7151 | -366.2386 | -263.5674 | 6.4438 | 8.2289 | 33.6683 | 2.7483
2027 | 2317 | MW | 189.1645 | 241.568 | 309.4976 | 99.1291 | -889.4023 | -776.5335 | -875.0793 | -1908.8639 | -376.5551 | -267.2796 | 6.4438 | 8.2289 | 33.6683 | 2.7483
2027 | 2318 | MW | 217.1888 | 277.3558 | 355.3491 | 113.2904 | -913.7695 | -787.3186 | -887.2331 | -1961.1616 | -381.7134 | -270.9918 | 6.4438 | 8.2289 | 33.6683 | 2.7483
2027 | 2319 | MW | 273.2376 | 348.9315 | 447.0521 | 138.0727 | -913.7695 | -798.1038 | -899.387 | -1961.1616 | -381.7134 | -274.704 | 6.4438 | 8.2289 | 33.6683 | 1.3741
2027 | 2320 | MW | 154.134 | 196.8331 | 252.1833 | 81.4275 | -889.4023 | -787.3186 | -887.2331 | -1908.8639 | -376.5551 | -270.9918 | 4.2959 | 5.486 | 0 | 1.3741
2027 | 2321 | MW | 196.1706 | 250.5149 | 320.9605 | 99.1291 | -840.6679 | -754.9631 | -850.7715 | -1804.2686 | -361.0803 | -259.8552 | -4.2959 | -5.486 | -16.8341 | -4.1224
2027 | 2322 | MW | 231.201 | 295.2497 | 366.812 | 116.8307 | -743.1992 | -690.252 | -777.8482 | -1595.0781 | -324.9722 | -237.5819 | -4.2959 | -5.486 | -16.8341 | -4.1224
2027 | 2323 | MW | 245.2132 | 313.1436 | 401.2006 | 127.4517 | -670.0976 | -636.326 | -717.0788 | -1438.1852 | -294.0225 | -219.0208 | -6.4438 | -8.2289 | -16.8341 | -4.1224
2027 | 2324 | MW | 245.2132 | 313.1436 | 401.2006 | 123.9114 | -633.5468 | -625.5408 | -704.925 | -1359.7387 | -283.7059 | -215.3086 | -6.4438 | -8.2289 | -16.8341 | -4.1224
2027 | 2325 | MW | 679.5909 | 867.8553 | 1111.8989 | 343.4115 | -596.9961 | -603.9705 | -680.6172 | -1281.2922 | -268.2311 | -207.8841 | -6.4438 | -8.2289 | -16.8341 | -5.4965
2027 | 2326 | MW | 679.5909 | 867.8553 | 1100.436 | 343.4115 | -523.8945 | -539.2593 | -607.6939 | -1124.3993 | -237.2813 | -185.6108 | 6.4438 | 8.2289 | 0 | 0
2027 | 2327 | MW | 644.5604 | 823.1204 | 1043.1217 | 322.1696 | -450.7929 | -463.763 | -522.6168 | -967.5064 | -201.1733 | -159.6253 | 10.7397 | 13.7149 | 16.8341 | 1.3741
2027 | 2328 | MW | 588.5117 | 751.5448 | 962.8815 | 297.3873 | -377.6914 | -399.0519 | -449.6935 | -810.6135 | -170.2236 | -137.352 | 10.7397 | 13.7149 | 16.8341 | 1.3741
2027 | 2329 | MW | 532.4629 | 679.9691 | 859.7157 | 265.5244 | -341.1406 | -355.9112 | -401.078 | -732.167 | -149.5904 | -122.5031 | 8.5918 | 10.9719 | 0 | 2.7483
2027 | 2330 | MW | 455.3959 | 581.5525 | 745.0869 | 230.1211 | -316.7734 | -334.3408 | -376.7702 | -679.8693 | -144.4321 | -115.0787 | 6.4438 | 8.2289 | 0 | 2.7483
2027 | 2331 | MW | 378.3289 | 483.1359 | 618.9953 | 191.1776 | -304.5898 | -323.5556 | -364.6164 | -653.7205 | -139.2738 | -111.3665 | 6.4438 | 8.2289 | 0 | 2.7483
2027 | 2332 | MW | 315.2741 | 402.6133 | 515.8294 | 155.7743 | -316.7734 | -323.5556 | -364.6164 | -679.8693 | -139.2738 | -111.3665 | 6.4438 | 8.2289 | 0 | 1.3741
2027 | 2333 | MW | 259.2254 | 331.0376 | 424.1264 | 127.4517 | -328.957 | -345.126 | -388.9241 | -706.0182 | -149.5904 | -118.7909 | 6.4438 | 8.2289 | 0 | 1.3741
2027 | 2334 | MW | 210.1827 | 268.4088 | 343.8863 | 106.2098 | -377.6914 | -355.9112 | -401.078 | -810.6135 | -180.5401 | -122.5031 | 6.4438 | 8.2289 | 0 | 1.3741
2027 | 2335 | MW | 168.1462 | 214.7271 | 275.109 | 84.9678 | -462.9765 | -442.1927 | -498.309 | -993.6552 | -216.6482 | -152.2009 | 6.4438 | 8.2289 | 0 | 2.7483
2027 | 2336 | MW | 154.134 | 196.8331 | 252.1833 | 84.9678 | -596.9961 | -539.2593 | -607.6939 | -1281.2922 | -268.2311 | -185.6108 | 8.5918 | 10.9719 | 16.8341 | 2.7483
2027 | 2337 | MW | 133.1157 | 169.9923 | 217.7946 | 77.8872 | -694.4648 | -625.5408 | -704.925 | -1490.4828 | -314.6557 | -215.3086 | 8.5918 | 10.9719 | 33.6683 | 2.7483
2027 | 2338 | MW | 126.1096 | 161.0453 | 206.3318 | 70.8065 | -779.7499 | -690.252 | -777.8482 | -1673.5245 | -345.6054 | -237.5819 | 8.5918 | 10.9719 | 33.6683 | 2.7483
2027 | 2339 | MW | 133.1157 | 169.9923 | 217.7946 | 70.8065 | -828.4843 | -744.1779 | -838.6176 | -1778.1198 | -371.3968 | -256.1429 | 8.5918 | 10.9719 | 33.6683 | 2.7483
2027 | 2340 | MW | 175.1523 | 223.674 | 286.5719 | 88.5081 | -865.0351 | -776.5335 | -875.0793 | -1856.5663 | -386.8717 | -267.2796 | 8.5918 | 10.9719 | 33.6683 | 2.7483
2027 | 2341 | MW | 196.1706 | 250.5149 | 320.9605 | 102.6694 | -889.4023 | -787.3186 | -887.2331 | -1908.8639 | -392.03 | -270.9918 | 8.5918 | 10.9719 | 33.6683 | 2.7483
2027 | 2342 | MW | 217.1888 | 277.3558 | 355.3491 | 113.2904 | -901.5859 | -798.1038 | -899.387 | -1935.0128 | -397.1883 | -274.704 | 8.5918 | 10.9719 | 33.6683 | 2.7483
2027 | 2343 | MW | 273.2376 | 348.9315 | 458.515 | 134.5324 | -913.7695 | -808.889 | -911.5409 | -1961.1616 | -402.3466 | -278.4162 | 8.5918 | 10.9719 | 33.6683 | 1.3741
2027 | 2344 | MW | 161.1401 | 205.7801 | 252.1833 | 81.4275 | -901.5859 | -787.3186 | -887.2331 | -1935.0128 | -397.1883 | -270.9918 | 4.2959 | 5.486 | 0 | 1.3741
2027 | 2345 | MW | 196.1706 | 250.5149 | 320.9605 | 99.1291 | -865.0351 | -765.7483 | -862.9254 | -1856.5663 | -386.8717 | -263.5674 | -4.2959 | -5.486 | -16.8341 | -2.7483
2027 | 2346 | MW | 231.201 | 295.2497 | 378.2749 | 116.8307 | -791.9335 | -690.252 | -777.8482 | -1699.6734 | -350.7637 | -237.5819 | -4.2959 | -5.486 | -16.8341 | -4.1224
2027 | 2347 | MW | 245.2132 | 313.1436 | 401.2006 | 127.4517 | -706.6484 | -636.326 | -717.0788 | -1516.6316 | -309.4974 | -219.0208 | -4.2959 | -5.486 | -16.8341 | -4.1224
2027 | 2348 | MW | 245.2132 | 313.1436 | 401.2006 | 123.9114 | -657.914 | -625.5408 | -704.925 | -1412.0363 | -288.8642 | -215.3086 | -4.2959 | -5.486 | -16.8341 | -4.1224
2027 | 2349 | MW | 679.5909 | 867.8553 | 1111.8989 | 336.3309 | -609.1796 | -593.1853 | -668.4633 | -1307.441 | -273.3893 | -204.1719 | -6.4438 | -8.2289 | -16.8341 | -5.4965
2027 | 2350 | MW | 679.5909 | 867.8553 | 1111.8989 | 336.3309 | -536.0781 | -539.2593 | -607.6939 | -1150.5481 | -242.4396 | -185.6108 | 8.5918 | 10.9719 | 16.8341 | 0
2027 | 2351 | MW | 637.5543 | 814.1735 | 1043.1217 | 318.6293 | -450.7929 | -463.763 | -522.6168 | -967.5064 | -206.3316 | -159.6253 | 10.7397 | 13.7149 | 16.8341 | 1.3741
2027 | 2352 | MW | 581.5056 | 742.5978 | 951.4187 | 290.3067 | -377.6914 | -399.0519 | -449.6935 | -810.6135 | -170.2236 | -137.352 | 10.7397 | 13.7149 | 16.8341 | 1.3741
2027 | 2353 | MW | 525.4569 | 671.0221 | 859.7157 | 261.9841 | -328.957 | -355.9112 | -401.078 | -706.0182 | -149.5904 | -122.5031 | 8.5918 | 10.9719 | 16.8341 | 2.7483
2027 | 2354 | MW | 455.3959 | 581.5525 | 745.0869 | 226.5808 | -304.5898 | -334.3408 | -376.7702 | -653.7205 | -139.2738 | -115.0787 | 6.4438 | 8.2289 | 0 | 2.7483
2027 | 2355 | MW | 378.3289 | 483.1359 | 618.9953 | 187.6372 | -304.5898 | -323.5556 | -364.6164 | -653.7205 | -139.2738 | -111.3665 | 6.4438 | 8.2289 | 0 | 2.7483
2027 | 2356 | MW | 315.2741 | 402.6133 | 504.3665 | 155.7743 | -304.5898 | -323.5556 | -364.6164 | -653.7205 | -139.2738 | -111.3665 | 6.4438 | 8.2289 | 0 | 1.3741
2027 | 2357 | MW | 259.2254 | 331.0376 | 424.1264 | 127.4517 | -328.957 | -334.3408 | -376.7702 | -706.0182 | -149.5904 | -115.0787 | 6.4438 | 8.2289 | 0 | 1.3741
2027 | 2358 | MW | 210.1827 | 268.4088 | 343.8863 | 102.6694 | -365.5078 | -345.126 | -388.9241 | -784.4646 | -175.3818 | -118.7909 | 6.4438 | 8.2289 | 0 | 1.3741
2027 | 2359 | MW | 161.1401 | 205.7801 | 275.109 | 81.4275 | -462.9765 | -431.4075 | -486.1551 | -993.6552 | -216.6482 | -148.4887 | 6.4438 | 8.2289 | 0 | 2.7483
2027 | 2360 | MW | 154.134 | 196.8331 | 240.7204 | 81.4275 | -596.9961 | -539.2593 | -607.6939 | -1281.2922 | -268.2311 | -185.6108 | 6.4438 | 8.2289 | 0 | 2.7483
2027 | 2361 | MW | 133.1157 | 169.9923 | 206.3318 | 74.3468 | -706.6484 | -614.7556 | -692.7711 | -1516.6316 | -314.6557 | -211.5963 | 8.5918 | 10.9719 | 33.6683 | 2.7483
2027 | 2362 | MW | 119.1036 | 152.0983 | 194.8689 | 67.2662 | -791.9335 | -668.6816 | -753.5405 | -1699.6734 | -350.7637 | -230.1574 | 8.5918 | 10.9719 | 33.6683 | 2.7483
2027 | 2363 | MW | 133.1157 | 169.9923 | 217.7946 | 70.8065 | -865.0351 | -711.8223 | -802.156 | -1856.5663 | -371.3968 | -245.0063 | 8.5918 | 10.9719 | 50.5024 | 2.7483
2027 | 2364 | MW | 168.1462 | 214.7271 | 275.109 | 88.5081 | -901.5859 | -733.3927 | -826.4637 | -1935.0128 | -381.7134 | -252.4307 | 8.5918 | 10.9719 | 50.5024 | 2.7483
2027 | 2365 | MW | 189.1645 | 241.568 | 309.4976 | 99.1291 | -913.7695 | -744.1779 | -838.6176 | -1961.1616 | -392.03 | -256.1429 | 8.5918 | 10.9719 | 50.5024 | 2.7483
2027 | 2366 | MW | 217.1888 | 277.3558 | 355.3491 | 113.2904 | -925.9531 | -744.1779 | -838.6176 | -1987.3104 | -397.1883 | -256.1429 | 8.5918 | 10.9719 | 50.5024 | 2.7483
2027 | 2367 | MW | 273.2376 | 348.9315 | 447.0521 | 134.5324 | -925.9531 | -754.9631 | -850.7715 | -1987.3104 | -402.3466 | -259.8552 | 8.5918 | 10.9719 | 50.5024 | 1.3741
2027 | 2368 | MW | 154.134 | 196.8331 | 252.1833 | 81.4275 | -901.5859 | -733.3927 | -826.4637 | -1935.0128 | -392.03 | -252.4307 | 4.2959 | 5.486 | 0 | 1.3741
2027 | 2369 | MW | 196.1706 | 250.5149 | 320.9605 | 99.1291 | -840.6679 | -711.8223 | -802.156 | -1804.2686 | -376.5551 | -245.0063 | -4.2959 | -5.486 | -16.8341 | -4.1224
2027 | 2370 | MW | 231.201 | 295.2497 | 378.2749 | 116.8307 | -743.1992 | -647.1112 | -729.2327 | -1595.0781 | -340.4471 | -222.733 | -4.2959 | -5.486 | -16.8341 | -4.1224
2027 | 2371 | MW | 245.2132 | 313.1436 | 401.2006 | 127.4517 | -670.0976 | -603.9705 | -680.6172 | -1438.1852 | -304.3391 | -207.8841 | -4.2959 | -5.486 | -16.8341 | -4.1224
2027 | 2372 | MW | 245.2132 | 313.1436 | 401.2006 | 127.4517 | -621.3632 | -603.9705 | -680.6172 | -1333.5899 | -288.8642 | -207.8841 | -4.2959 | -5.486 | -16.8341 | -4.1224
2027 | 2373 | MW | 679.5909 | 867.8553 | 1111.8989 | 336.3309 | -584.8125 | -582.4001 | -656.3094 | -1255.1434 | -273.3893 | -200.4597 | -6.4438 | -8.2289 | -16.8341 | -5.4965
2027 | 2374 | MW | 679.5909 | 867.8553 | 1111.8989 | 336.3309 | -523.8945 | -528.4742 | -595.54 | -1124.3993 | -242.4396 | -181.8986 | 6.4438 | 8.2289 | 0 | 0
2027 | 2375 | MW | 637.5543 | 814.1735 | 1043.1217 | 318.6293 | -450.7929 | -452.9778 | -510.4629 | -967.5064 | -206.3316 | -155.9131 | 10.7397 | 13.7149 | 16.8341 | 1.3741
2027 | 2376 | MW | 588.5117 | 751.5448 | 951.4187 | 293.847 | -377.6914 | -399.0519 | -449.6935 | -810.6135 | -175.3818 | -137.352 | 10.7397 | 13.7149 | 16.8341 | 1.3741
2027 | 2377 | MW | 525.4569 | 671.0221 | 859.7157 | 265.5244 | -316.7734 | -345.126 | -388.9241 | -679.8693 | -144.4321 | -118.7909 | 8.5918 | 10.9719 | 16.8341 | 2.7483
2027 | 2378 | MW | 455.3959 | 581.5525 | 733.624 | 230.1211 | -292.4062 | -323.5556 | -364.6164 | -627.5717 | -134.1155 | -111.3665 | 8.5918 | 10.9719 | 0 | 2.7483
2027 | 2379 | MW | 378.3289 | 483.1359 | 607.5324 | 191.1776 | -292.4062 | -312.7704 | -352.4625 | -627.5717 | -128.9572 | -107.6543 | 6.4438 | 8.2289 | 0 | 2.7483
2027 | 2380 | MW | 315.2741 | 402.6133 | 515.8294 | 159.3146 | -292.4062 | -312.7704 | -352.4625 | -627.5717 | -134.1155 | -107.6543 | 6.4438 | 8.2289 | 0 | 2.7483
2027 | 2381 | MW | 266.2315 | 339.9845 | 435.5893 | 130.992 | -304.5898 | -312.7704 | -352.4625 | -653.7205 | -134.1155 | -107.6543 | 6.4438 | 8.2289 | 0 | 2.7483
2027 | 2382 | MW | 231.201 | 295.2497 | 378.2749 | 113.2904 | -316.7734 | -301.9852 | -340.3086 | -679.8693 | -149.5904 | -103.9421 | 6.4438 | 8.2289 | 0 | 1.3741
2027 | 2383 | MW | 203.1767 | 259.4619 | 332.4234 | 102.6694 | -365.5078 | -355.9112 | -401.078 | -784.4646 | -175.3818 | -122.5031 | 6.4438 | 8.2289 | 0 | 2.7483
2027 | 2384 | MW | 189.1645 | 241.568 | 298.0348 | 95.5888 | -438.6093 | -409.8371 | -461.8474 | -941.3576 | -206.3316 | -141.0642 | 6.4438 | 8.2289 | 16.8341 | 2.7483
2027 | 2385 | MW | 168.1462 | 214.7271 | 275.109 | 88.5081 | -499.5273 | -463.763 | -522.6168 | -1072.1017 | -226.9647 | -159.6253 | 8.5918 | 10.9719 | 33.6683 | 2.7483
2027 | 2386 | MW | 182.1584 | 232.621 | 286.5719 | 95.5888 | -536.0781 | -496.1186 | -559.0784 | -1150.5481 | -242.4396 | -170.762 | 8.5918 | 10.9719 | 50.5024 | 2.7483
2027 | 2387 | MW | 217.1888 | 277.3558 | 343.8863 | 113.2904 | -572.6289 | -517.689 | -583.3862 | -1228.9946 | -257.9145 | -178.1864 | 8.5918 | 10.9719 | 50.5024 | 2.7483
2027 | 2388 | MW | 273.2376 | 348.9315 | 435.5893 | 141.613 | -584.8125 | -517.689 | -583.3862 | -1255.1434 | -257.9145 | -178.1864 | 8.5918 | 10.9719 | 50.5024 | 4.1224
2027 | 2389 | MW | 308.268 | 393.6663 | 504.3665 | 155.7743 | -584.8125 | -528.4742 | -595.54 | -1255.1434 | -257.9145 | -181.8986 | 8.5918 | 10.9719 | 50.5024 | 4.1224
2027 | 2390 | MW | 343.2985 | 438.4011 | 561.6809 | 169.9356 | -584.8125 | -517.689 | -583.3862 | -1255.1434 | -257.9145 | -178.1864 | 8.5918 | 10.9719 | 50.5024 | 4.1224
2027 | 2391 | MW | 147.1279 | 187.8862 | 229.2575 | 74.3468 | -572.6289 | -517.689 | -583.3862 | -1228.9946 | -257.9145 | -178.1864 | 8.5918 | 10.9719 | 50.5024 | 1.3741
2027 | 2392 | MW | 154.134 | 196.8331 | 252.1833 | 81.4275 | -560.4453 | -517.689 | -583.3862 | -1202.8458 | -252.7562 | -178.1864 | 6.4438 | 8.2289 | 0 | 1.3741
2027 | 2393 | MW | 175.1523 | 223.674 | 286.5719 | 88.5081 | -548.2617 | -517.689 | -583.3862 | -1176.6969 | -252.7562 | -178.1864 | -4.2959 | -5.486 | -16.8341 | -4.1224
2027 | 2394 | MW | 182.1584 | 232.621 | 286.5719 | 92.0485 | -511.7109 | -496.1186 | -559.0784 | -1098.2505 | -242.4396 | -170.762 | -4.2959 | -5.486 | -16.8341 | -4.1224
2027 | 2395 | MW | 182.1584 | 232.621 | 298.0348 | 95.5888 | -511.7109 | -485.3334 | -546.9245 | -1098.2505 | -242.4396 | -167.0497 | -4.2959 | -5.486 | -16.8341 | -4.1224
2027 | 2396 | MW | 602.5239 | 769.4387 | 974.3444 | 304.468 | -523.8945 | -528.4742 | -595.54 | -1124.3993 | -242.4396 | -181.8986 | -4.2959 | -5.486 | -16.8341 | -4.1224
2027 | 2397 | MW | 609.53 | 778.3856 | 985.8073 | 308.0083 | -511.7109 | -528.4742 | -595.54 | -1098.2505 | -242.4396 | -181.8986 | -4.2959 | -5.486 | -16.8341 | -4.1224
2027 | 2398 | MW | 588.5117 | 751.5448 | 951.4187 | 297.3873 | -462.9765 | -485.3334 | -546.9245 | -993.6552 | -216.6482 | -167.0497 | 8.5918 | 10.9719 | 0 | 0
2027 | 2399 | MW | 574.4995 | 733.6508 | 928.4929 | 290.3067 | -414.2422 | -431.4075 | -486.1551 | -889.0599 | -190.8567 | -148.4887 | 12.8877 | 16.4579 | 16.8341 | 1.3741
2027 | 2400 | MW | 532.4629 | 679.9691 | 859.7157 | 265.5244 | -341.1406 | -366.6964 | -413.2319 | -732.167 | -159.907 | -126.2154 | 10.7397 | 13.7149 | 16.8341 | 1.3741
2027 | 2401 | MW | 476.4142 | 608.3934 | 768.0127 | 237.2018 | -292.4062 | -323.5556 | -364.6164 | -627.5717 | -139.2738 | -111.3665 | 8.5918 | 10.9719 | 16.8341 | 2.7483
2027 | 2402 | MW | 413.3594 | 527.8707 | 676.3097 | 205.3389 | -292.4062 | -312.7704 | -352.4625 | -627.5717 | -134.1155 | -107.6543 | 8.5918 | 10.9719 | 0 | 2.7483
2027 | 2403 | MW | 364.3168 | 465.242 | 584.6066 | 180.5566 | -280.2226 | -301.9852 | -340.3086 | -601.4229 | -128.9572 | -103.9421 | 6.4438 | 8.2289 | 0 | 2.7483
2027 | 2404 | MW | 315.2741 | 402.6133 | 515.8294 | 155.7743 | -280.2226 | -301.9852 | -340.3086 | -601.4229 | -128.9572 | -103.9421 | 6.4438 | 8.2289 | 0 | 2.7483
2027 | 2405 | MW | 280.2437 | 357.8785 | 458.515 | 138.0727 | -292.4062 | -301.9852 | -340.3086 | -627.5717 | -134.1155 | -103.9421 | 6.4438 | 8.2289 | 0 | 1.3741
2027 | 2406 | MW | 252.2193 | 322.0906 | 412.6635 | 120.3711 | -304.5898 | -291.2 | -328.1547 | -653.7205 | -149.5904 | -100.2298 | 6.4438 | 8.2289 | 0 | 1.3741
2027 | 2407 | MW | 224.1949 | 286.3028 | 366.812 | 109.7501 | -341.1406 | -334.3408 | -376.7702 | -732.167 | -170.2236 | -115.0787 | 6.4438 | 8.2289 | 16.8341 | 2.7483
2027 | 2408 | MW | 196.1706 | 250.5149 | 320.9605 | 99.1291 | -389.875 | -377.4815 | -425.3857 | -836.7623 | -190.8567 | -129.9276 | 6.4438 | 8.2289 | 16.8341 | 2.7483
2027 | 2409 | MW | 196.1706 | 250.5149 | 309.4976 | 99.1291 | -426.4258 | -420.6223 | -474.0013 | -915.2087 | -206.3316 | -144.7764 | 8.5918 | 10.9719 | 33.6683 | 2.7483
2027 | 2410 | MW | 203.1767 | 259.4619 | 320.9605 | 102.6694 | -450.7929 | -442.1927 | -498.309 | -967.5064 | -221.8064 | -152.2009 | 8.5918 | 10.9719 | 33.6683 | 2.7483
2027 | 2411 | MW | 231.201 | 295.2497 | 366.812 | 120.3711 | -475.1601 | -463.763 | -522.6168 | -1019.804 | -232.123 | -159.6253 | 8.5918 | 10.9719 | 33.6683 | 2.7483
2027 | 2412 | MW | 294.2558 | 375.7724 | 469.9779 | 148.6937 | -499.5273 | -474.5482 | -534.7707 | -1072.1017 | -232.123 | -163.3375 | 8.5918 | 10.9719 | 33.6683 | 2.7483
2027 | 2413 | MW | 322.2802 | 411.5602 | 515.8294 | 169.9356 | -523.8945 | -485.3334 | -546.9245 | -1124.3993 | -237.2813 | -167.0497 | 8.5918 | 10.9719 | 33.6683 | 2.7483
2027 | 2414 | MW | 350.3046 | 447.3481 | 573.1438 | 177.0163 | -536.0781 | -485.3334 | -546.9245 | -1150.5481 | -242.4396 | -167.0497 | 8.5918 | 10.9719 | 33.6683 | 2.7483
2027 | 2415 | MW | 140.1218 | 178.9392 | 229.2575 | 70.8065 | -548.2617 | -496.1186 | -559.0784 | -1176.6969 | -247.5979 | -170.762 | 8.5918 | 10.9719 | 33.6683 | 1.3741
2027 | 2416 | MW | 154.134 | 196.8331 | 252.1833 | 81.4275 | -548.2617 | -496.1186 | -559.0784 | -1176.6969 | -252.7562 | -170.762 | 6.4438 | 8.2289 | 0 | 1.3741
2027 | 2417 | MW | 175.1523 | 223.674 | 275.109 | 92.0485 | -548.2617 | -506.9038 | -571.2323 | -1176.6969 | -257.9145 | -174.4742 | -4.2959 | -5.486 | -16.8341 | -2.7483
2027 | 2418 | MW | 182.1584 | 232.621 | 298.0348 | 92.0485 | -523.8945 | -496.1186 | -559.0784 | -1124.3993 | -252.7562 | -170.762 | -4.2959 | -5.486 | -16.8341 | -4.1224
2027 | 2419 | MW | 182.1584 | 232.621 | 298.0348 | 95.5888 | -523.8945 | -485.3334 | -546.9245 | -1124.3993 | -247.5979 | -167.0497 | -4.2959 | -5.486 | -16.8341 | -4.1224
2027 | 2420 | MW | 616.536 | 787.3326 | 1008.733 | 311.5486 | -536.0781 | -528.4742 | -595.54 | -1150.5481 | -252.7562 | -181.8986 | -4.2959 | -5.486 | -16.8341 | -4.1224
2027 | 2421 | MW | 609.53 | 778.3856 | 997.2702 | 308.0083 | -511.7109 | -528.4742 | -595.54 | -1098.2505 | -242.4396 | -181.8986 | -4.2959 | -5.486 | -16.8341 | -4.1224
2027 | 2422 | MW | 595.5178 | 760.4917 | 962.8815 | 297.3873 | -462.9765 | -485.3334 | -546.9245 | -993.6552 | -216.6482 | -167.0497 | 8.5918 | 10.9719 | 16.8341 | 0
2027 | 2423 | MW | 574.4995 | 733.6508 | 928.4929 | 286.7663 | -402.0586 | -420.6223 | -474.0013 | -862.9111 | -185.6984 | -144.7764 | 10.7397 | 13.7149 | 16.8341 | 1.3741
2027 | 2424 | MW | 532.4629 | 679.9691 | 871.1785 | 269.0647 | -341.1406 | -366.6964 | -413.2319 | -732.167 | -159.907 | -126.2154 | 10.7397 | 13.7149 | 16.8341 | 1.3741
2027 | 2425 | MW | 476.4142 | 608.3934 | 779.4755 | 240.7421 | -328.957 | -345.126 | -388.9241 | -706.0182 | -149.5904 | -118.7909 | 8.5918 | 10.9719 | 0 | 2.7483
2027 | 2426 | MW | 413.3594 | 527.8707 | 664.8468 | 208.8792 | -304.5898 | -323.5556 | -364.6164 | -653.7205 | -139.2738 | -111.3665 | 8.5918 | 10.9719 | 0 | 2.7483
2027 | 2427 | MW | 357.3107 | 456.295 | 584.6066 | 180.5566 | -292.4062 | -312.7704 | -352.4625 | -627.5717 | -134.1155 | -107.6543 | 6.4438 | 8.2289 | 0 | 2.7483
2027 | 2428 | MW | 315.2741 | 402.6133 | 504.3665 | 159.3146 | -304.5898 | -312.7704 | -352.4625 | -653.7205 | -139.2738 | -107.6543 | 6.4438 | 8.2289 | 0 | 1.3741
2027 | 2429 | MW | 273.2376 | 348.9315 | 435.5893 | 138.0727 | -316.7734 | -323.5556 | -364.6164 | -679.8693 | -149.5904 | -111.3665 | 6.4438 | 8.2289 | 0 | 1.3741
2027 | 2430 | MW | 231.201 | 295.2497 | 378.2749 | 116.8307 | -365.5078 | -334.3408 | -376.7702 | -784.4646 | -175.3818 | -115.0787 | 6.4438 | 8.2289 | 0 | 1.3741
2027 | 2431 | MW | 196.1706 | 250.5149 | 320.9605 | 99.1291 | -450.7929 | -420.6223 | -474.0013 | -967.5064 | -211.4899 | -144.7764 | 6.4438 | 8.2289 | 0 | 1.3741
2027 | 2432 | MW | 182.1584 | 232.621 | 298.0348 | 95.5888 | -548.2617 | -517.689 | -583.3862 | -1176.6969 | -252.7562 | -178.1864 | 8.5918 | 10.9719 | 0 | 2.7483
2027 | 2433 | MW | 161.1401 | 205.7801 | 263.6461 | 88.5081 | -621.3632 | -582.4001 | -656.3094 | -1333.5899 | -283.7059 | -200.4597 | 8.5918 | 10.9719 | 33.6683 | 2.7483
2027 | 2434 | MW | 154.134 | 196.8331 | 252.1833 | 81.4275 | -694.4648 | -625.5408 | -704.925 | -1490.4828 | -314.6557 | -215.3086 | 8.5918 | 10.9719 | 33.6683 | 2.7483
2027 | 2435 | MW | 154.134 | 196.8331 | 252.1833 | 81.4275 | -755.3828 | -679.4668 | -765.6943 | -1621.2269 | -340.4471 | -233.8696 | 8.5918 | 10.9719 | 33.6683 | 2.7483
2027 | 2436 | MW | 189.1645 | 241.568 | 309.4976 | 99.1291 | -779.7499 | -690.252 | -777.8482 | -1673.5245 | -361.0803 | -237.5819 | 8.5918 | 10.9719 | 33.6683 | 4.1224
2027 | 2437 | MW | 210.1827 | 268.4088 | 343.8863 | 109.7501 | -804.1171 | -701.0371 | -790.0021 | -1725.8222 | -371.3968 | -241.2941 | 8.5918 | 10.9719 | 33.6683 | 4.1224
2027 | 2438 | MW | 238.2071 | 304.1967 | 378.2749 | 123.9114 | -828.4843 | -701.0371 | -790.0021 | -1778.1198 | -366.2386 | -241.2941 | 8.5918 | 10.9719 | 33.6683 | 4.1224
2027 | 2439 | MW | 287.2497 | 366.8254 | 469.9779 | 145.1533 | -852.8515 | -701.0371 | -790.0021 | -1830.4175 | -366.2386 | -241.2941 | 8.5918 | 10.9719 | 33.6683 | 1.3741
2027 | 2440 | MW | 154.134 | 196.8331 | 252.1833 | 81.4275 | -852.8515 | -701.0371 | -790.0021 | -1830.4175 | -361.0803 | -241.2941 | 6.4438 | 8.2289 | 0 | 1.3741
2027 | 2441 | MW | 196.1706 | 250.5149 | 320.9605 | 99.1291 | -828.4843 | -690.252 | -777.8482 | -1778.1198 | -355.922 | -237.5819 | -4.2959 | -5.486 | -16.8341 | -4.1224
2027 | 2442 | MW | 231.201 | 295.2497 | 366.812 | 116.8307 | -755.3828 | -636.326 | -717.0788 | -1621.2269 | -335.2888 | -219.0208 | -4.2959 | -5.486 | -16.8341 | -4.1224
2027 | 2443 | MW | 245.2132 | 313.1436 | 401.2006 | 127.4517 | -670.0976 | -571.6149 | -644.1556 | -1438.1852 | -304.3391 | -196.7475 | -4.2959 | -5.486 | -16.8341 | -4.1224
2027 | 2444 | MW | 245.2132 | 313.1436 | 389.7378 | 127.4517 | -633.5468 | -593.1853 | -668.4633 | -1359.7387 | -283.7059 | -204.1719 | -4.2959 | -5.486 | -16.8341 | -4.1224
2027 | 2445 | MW | 686.597 | 876.8022 | 1123.3618 | 343.4115 | -584.8125 | -571.6149 | -644.1556 | -1255.1434 | -268.2311 | -196.7475 | -6.4438 | -8.2289 | -16.8341 | -5.4965
2027 | 2446 | MW | 686.597 | 876.8022 | 1123.3618 | 343.4115 | -511.7109 | -517.689 | -583.3862 | -1098.2505 | -237.2813 | -178.1864 | 8.5918 | 10.9719 | 16.8341 | 0
2027 | 2447 | MW | 658.5726 | 841.0144 | 1077.5103 | 329.2502 | -438.6093 | -452.9778 | -510.4629 | -941.3576 | -201.1733 | -155.9131 | 12.8877 | 16.4579 | 16.8341 | 1.3741
2027 | 2448 | MW | 609.53 | 778.3856 | 997.2702 | 304.468 | -377.6914 | -388.2667 | -437.5396 | -810.6135 | -170.2236 | -133.6398 | 10.7397 | 13.7149 | 16.8341 | 1.3741
2027 | 2449 | MW | 553.4812 | 706.8099 | 905.5672 | 276.1454 | -328.957 | -345.126 | -388.9241 | -706.0182 | -149.5904 | -118.7909 | 8.5918 | 10.9719 | 16.8341 | 2.7483
2027 | 2450 | MW | 490.4264 | 626.2873 | 790.9384 | 244.2824 | -304.5898 | -323.5556 | -364.6164 | -653.7205 | -139.2738 | -111.3665 | 6.4438 | 8.2289 | 0 | 2.7483
2027 | 2451 | MW | 413.3594 | 527.8707 | 676.3097 | 205.3389 | -304.5898 | -312.7704 | -352.4625 | -653.7205 | -134.1155 | -107.6543 | 6.4438 | 8.2289 | 0 | 1.3741
2027 | 2452 | MW | 350.3046 | 447.3481 | 573.1438 | 173.4759 | -304.5898 | -312.7704 | -352.4625 | -653.7205 | -139.2738 | -107.6543 | 4.2959 | 5.486 | 0 | 1.3741
2027 | 2453 | MW | 294.2558 | 375.7724 | 481.4408 | 145.1533 | -328.957 | -323.5556 | -364.6164 | -706.0182 | -149.5904 | -111.3665 | 4.2959 | 5.486 | 0 | 1.3741
2027 | 2454 | MW | 245.2132 | 313.1436 | 401.2006 | 120.3711 | -365.5078 | -334.3408 | -376.7702 | -784.4646 | -175.3818 | -115.0787 | 4.2959 | 5.486 | 0 | 1.3741
2027 | 2455 | MW | 196.1706 | 250.5149 | 320.9605 | 99.1291 | -450.7929 | -420.6223 | -474.0013 | -967.5064 | -211.4899 | -144.7764 | 4.2959 | 5.486 | 16.8341 | 1.3741
2027 | 2456 | MW | 175.1523 | 223.674 | 275.109 | 95.5888 | -548.2617 | -517.689 | -583.3862 | -1176.6969 | -252.7562 | -178.1864 | 4.2959 | 5.486 | 16.8341 | 2.7483
2027 | 2457 | MW | 147.1279 | 187.8862 | 229.2575 | 84.9678 | -621.3632 | -582.4001 | -656.3094 | -1333.5899 | -283.7059 | -200.4597 | 6.4438 | 8.2289 | 33.6683 | 2.7483
2027 | 2458 | MW | 140.1218 | 178.9392 | 217.7946 | 77.8872 | -694.4648 | -625.5408 | -704.925 | -1490.4828 | -304.3391 | -215.3086 | 6.4438 | 8.2289 | 33.6683 | 2.7483
2027 | 2459 | MW | 140.1218 | 178.9392 | 229.2575 | 77.8872 | -755.3828 | -657.8964 | -741.3866 | -1621.2269 | -319.8139 | -226.4452 | 8.5918 | 10.9719 | 33.6683 | 2.7483
2027 | 2460 | MW | 175.1523 | 223.674 | 286.5719 | 92.0485 | -779.7499 | -668.6816 | -753.5405 | -1673.5245 | -324.9722 | -230.1574 | 8.5918 | 10.9719 | 33.6683 | 2.7483
2027 | 2461 | MW | 203.1767 | 259.4619 | 320.9605 | 102.6694 | -791.9335 | -679.4668 | -765.6943 | -1699.6734 | -330.1305 | -233.8696 | 8.5918 | 10.9719 | 33.6683 | 2.7483
2027 | 2462 | MW | 224.1949 | 286.3028 | 366.812 | 116.8307 | -804.1171 | -690.252 | -777.8482 | -1725.8222 | -335.2888 | -237.5819 | 8.5918 | 10.9719 | 33.6683 | 2.7483
2027 | 2463 | MW | 280.2437 | 357.8785 | 458.515 | 138.0727 | -816.3007 | -690.252 | -777.8482 | -1751.971 | -335.2888 | -237.5819 | 8.5918 | 10.9719 | 33.6683 | 1.3741
2027 | 2464 | MW | 154.134 | 196.8331 | 252.1833 | 77.8872 | -816.3007 | -679.4668 | -765.6943 | -1751.971 | -335.2888 | -233.8696 | 4.2959 | 5.486 | 0 | 1.3741
2027 | 2465 | MW | 196.1706 | 250.5149 | 320.9605 | 99.1291 | -804.1171 | -668.6816 | -753.5405 | -1725.8222 | -335.2888 | -230.1574 | -6.4438 | -8.2289 | -16.8341 | -4.1224
2027 | 2466 | MW | 231.201 | 295.2497 | 366.812 | 116.8307 | -731.0156 | -614.7556 | -692.7711 | -1568.9293 | -319.8139 | -211.5963 | -6.4438 | -8.2289 | -16.8341 | -4.1224
2027 | 2467 | MW | 245.2132 | 313.1436 | 401.2006 | 127.4517 | -657.914 | -560.8297 | -632.0017 | -1412.0363 | -294.0225 | -193.0353 | -6.4438 | -8.2289 | -16.8341 | -4.1224
2027 | 2468 | MW | 245.2132 | 313.1436 | 401.2006 | 123.9114 | -621.3632 | -593.1853 | -668.4633 | -1333.5899 | -278.5476 | -204.1719 | -6.4438 | -8.2289 | -16.8341 | -5.4965
2027 | 2469 | MW | 686.597 | 876.8022 | 1123.3618 | 339.8712 | -584.8125 | -571.6149 | -644.1556 | -1255.1434 | -268.2311 | -196.7475 | -6.4438 | -8.2289 | -16.8341 | -5.4965
2027 | 2470 | MW | 686.597 | 876.8022 | 1123.3618 | 343.4115 | -511.7109 | -517.689 | -583.3862 | -1098.2505 | -237.2813 | -178.1864 | 6.4438 | 8.2289 | 16.8341 | 0
2027 | 2471 | MW | 644.5604 | 823.1204 | 1054.5845 | 325.7099 | -438.6093 | -452.9778 | -510.4629 | -941.3576 | -201.1733 | -155.9131 | 8.5918 | 10.9719 | 16.8341 | 1.3741
2027 | 2472 | MW | 595.5178 | 760.4917 | 974.3444 | 297.3873 | -377.6914 | -388.2667 | -437.5396 | -810.6135 | -170.2236 | -133.6398 | 8.5918 | 10.9719 | 16.8341 | 1.3741
2027 | 2473 | MW | 532.4629 | 679.9691 | 871.1785 | 269.0647 | -328.957 | -355.9112 | -401.078 | -706.0182 | -149.5904 | -122.5031 | 8.5918 | 10.9719 | 0 | 2.7483
2027 | 2474 | MW | 462.402 | 590.4994 | 756.5498 | 233.6615 | -304.5898 | -334.3408 | -376.7702 | -653.7205 | -139.2738 | -115.0787 | 6.4438 | 8.2289 | 0 | 2.7483
2027 | 2475 | MW | 392.3411 | 501.0298 | 630.4582 | 194.7179 | -304.5898 | -323.5556 | -364.6164 | -653.7205 | -134.1155 | -111.3665 | 6.4438 | 8.2289 | 0 | 2.7483
2027 | 2476 | MW | 322.2802 | 411.5602 | 527.2923 | 162.855 | -304.5898 | -323.5556 | -364.6164 | -653.7205 | -139.2738 | -111.3665 | 6.4438 | 8.2289 | 0 | 1.3741
2027 | 2477 | MW | 266.2315 | 339.9845 | 435.5893 | 130.992 | -328.957 | -334.3408 | -376.7702 | -706.0182 | -144.4321 | -115.0787 | 6.4438 | 8.2289 | 0 | 1.3741
2027 | 2478 | MW | 217.1888 | 277.3558 | 355.3491 | 109.7501 | -365.5078 | -345.126 | -388.9241 | -784.4646 | -170.2236 | -118.7909 | 6.4438 | 8.2289 | 0 | 1.3741
2027 | 2479 | MW | 175.1523 | 223.674 | 286.5719 | 88.5081 | -450.7929 | -431.4075 | -486.1551 | -967.5064 | -206.3316 | -148.4887 | 6.4438 | 8.2289 | 0 | 2.7483
2027 | 2480 | MW | 154.134 | 196.8331 | 252.1833 | 88.5081 | -548.2617 | -517.689 | -583.3862 | -1176.6969 | -252.7562 | -178.1864 | 6.4438 | 8.2289 | 0 | 2.7483
2027 | 2481 | MW | 133.1157 | 169.9923 | 206.3318 | 77.8872 | -633.5468 | -582.4001 | -656.3094 | -1359.7387 | -283.7059 | -200.4597 | 6.4438 | 8.2289 | 33.6683 | 2.7483
2027 | 2482 | MW | 126.1096 | 161.0453 | 206.3318 | 70.8065 | -682.2812 | -625.5408 | -704.925 | -1464.334 | -299.1808 | -215.3086 | 8.5918 | 10.9719 | 33.6683 | 2.7483
2027 | 2483 | MW | 133.1157 | 169.9923 | 217.7946 | 74.3468 | -731.0156 | -668.6816 | -753.5405 | -1568.9293 | -314.6557 | -230.1574 | 8.5918 | 10.9719 | 33.6683 | 2.7483
2027 | 2484 | MW | 168.1462 | 214.7271 | 275.109 | 88.5081 | -767.5664 | -690.252 | -777.8482 | -1647.3757 | -319.8139 | -237.5819 | 8.5918 | 10.9719 | 33.6683 | 2.7483
2027 | 2485 | MW | 196.1706 | 250.5149 | 309.4976 | 102.6694 | -779.7499 | -701.0371 | -790.0021 | -1673.5245 | -319.8139 | -241.2941 | 8.5918 | 10.9719 | 33.6683 | 2.7483
2027 | 2486 | MW | 217.1888 | 277.3558 | 355.3491 | 113.2904 | -791.9335 | -711.8223 | -802.156 | -1699.6734 | -324.9722 | -245.0063 | 8.5918 | 10.9719 | 33.6683 | 2.7483
2027 | 2487 | MW | 273.2376 | 348.9315 | 447.0521 | 134.5324 | -791.9335 | -722.6075 | -814.3099 | -1699.6734 | -330.1305 | -248.7185 | 8.5918 | 10.9719 | 33.6683 | 1.3741
2027 | 2488 | MW | 154.134 | 196.8331 | 252.1833 | 81.4275 | -779.7499 | -722.6075 | -814.3099 | -1673.5245 | -335.2888 | -248.7185 | 6.4438 | 8.2289 | 0 | 1.3741
2027 | 2489 | MW | 196.1706 | 250.5149 | 320.9605 | 99.1291 | -743.1992 | -711.8223 | -802.156 | -1595.0781 | -335.2888 | -245.0063 | -6.4438 | -8.2289 | -16.8341 | -4.1224
2027 | 2490 | MW | 231.201 | 295.2497 | 366.812 | 116.8307 | -682.2812 | -657.8964 | -741.3866 | -1464.334 | -314.6557 | -226.4452 | -6.4438 | -8.2289 | -16.8341 | -4.1224
2027 | 2491 | MW | 245.2132 | 313.1436 | 401.2006 | 127.4517 | -633.5468 | -582.4001 | -656.3094 | -1359.7387 | -288.8642 | -200.4597 | -6.4438 | -8.2289 | -16.8341 | -4.1224
2027 | 2492 | MW | 245.2132 | 313.1436 | 401.2006 | 123.9114 | -609.1796 | -603.9705 | -680.6172 | -1307.441 | -278.5476 | -207.8841 | -6.4438 | -8.2289 | -16.8341 | -4.1224
2027 | 2493 | MW | 679.5909 | 867.8553 | 1111.8989 | 339.8712 | -572.6289 | -571.6149 | -644.1556 | -1228.9946 | -263.0728 | -196.7475 | -6.4438 | -8.2289 | -16.8341 | -5.4965
2027 | 2494 | MW | 679.5909 | 867.8553 | 1111.8989 | 339.8712 | -511.7109 | -517.689 | -583.3862 | -1098.2505 | -232.123 | -178.1864 | 8.5918 | 10.9719 | 16.8341 | 0
2027 | 2495 | MW | 644.5604 | 823.1204 | 1043.1217 | 322.1696 | -438.6093 | -452.9778 | -510.4629 | -941.3576 | -201.1733 | -155.9131 | 12.8877 | 16.4579 | 16.8341 | 1.3741
2027 | 2496 | MW | 588.5117 | 751.5448 | 962.8815 | 293.847 | -377.6914 | -388.2667 | -437.5396 | -810.6135 | -170.2236 | -133.6398 | 10.7397 | 13.7149 | 0 | 1.3741
2027 | 2497 | MW | 532.4629 | 679.9691 | 859.7157 | 265.5244 | -328.957 | -345.126 | -388.9241 | -706.0182 | -149.5904 | -118.7909 | 6.4438 | 8.2289 | 0 | 2.7483
2027 | 2498 | MW | 455.3959 | 581.5525 | 745.0869 | 230.1211 | -304.5898 | -323.5556 | -364.6164 | -653.7205 | -139.2738 | -111.3665 | 6.4438 | 8.2289 | 0 | 2.7483
2027 | 2499 | MW | 378.3289 | 483.1359 | 618.9953 | 191.1776 | -292.4062 | -312.7704 | -352.4625 | -627.5717 | -134.1155 | -107.6543 | 4.2959 | 5.486 | 0 | 2.7483
2027 | 2500 | MW | 315.2741 | 402.6133 | 515.8294 | 155.7743 | -304.5898 | -312.7704 | -352.4625 | -653.7205 | -139.2738 | -107.6543 | 4.2959 | 5.486 | 0 | 1.3741
2027 | 2501 | MW | 259.2254 | 331.0376 | 424.1264 | 127.4517 | -316.7734 | -334.3408 | -376.7702 | -679.8693 | -144.4321 | -115.0787 | 4.2959 | 5.486 | 0 | 1.3741
2027 | 2502 | MW | 210.1827 | 268.4088 | 343.8863 | 106.2098 | -365.5078 | -334.3408 | -376.7702 | -784.4646 | -175.3818 | -115.0787 | 4.2959 | 5.486 | 0 | 1.3741
2027 | 2503 | MW | 168.1462 | 214.7271 | 275.109 | 84.9678 | -450.7929 | -420.6223 | -474.0013 | -967.5064 | -211.4899 | -144.7764 | 4.2959 | 5.486 | 0 | 1.3741
2027 | 2504 | MW | 154.134 | 196.8331 | 252.1833 | 84.9678 | -548.2617 | -517.689 | -583.3862 | -1176.6969 | -252.7562 | -178.1864 | 6.4438 | 8.2289 | 0 | 1.3741
2027 | 2505 | MW | 133.1157 | 169.9923 | 206.3318 | 77.8872 | -621.3632 | -582.4001 | -656.3094 | -1333.5899 | -278.5476 | -200.4597 | 6.4438 | 8.2289 | 33.6683 | 2.7483
2027 | 2506 | MW | 126.1096 | 161.0453 | 206.3318 | 70.8065 | -670.0976 | -636.326 | -717.0788 | -1438.1852 | -299.1808 | -219.0208 | 6.4438 | 8.2289 | 33.6683 | 2.7483
2027 | 2507 | MW | 133.1157 | 169.9923 | 217.7946 | 74.3468 | -718.832 | -668.6816 | -753.5405 | -1542.7804 | -314.6557 | -230.1574 | 6.4438 | 8.2289 | 33.6683 | 2.7483
2027 | 2508 | MW | 168.1462 | 214.7271 | 275.109 | 88.5081 | -743.1992 | -690.252 | -777.8482 | -1595.0781 | -324.9722 | -237.5819 | 6.4438 | 8.2289 | 33.6683 | 2.7483
2027 | 2509 | MW | 196.1706 | 250.5149 | 309.4976 | 99.1291 | -755.3828 | -711.8223 | -802.156 | -1621.2269 | -324.9722 | -245.0063 | 6.4438 | 8.2289 | 33.6683 | 2.7483
2027 | 2510 | MW | 217.1888 | 277.3558 | 355.3491 | 113.2904 | -755.3828 | -722.6075 | -814.3099 | -1621.2269 | -324.9722 | -248.7185 | 6.4438 | 8.2289 | 33.6683 | 2.7483
2027 | 2511 | MW | 273.2376 | 348.9315 | 447.0521 | 138.0727 | -767.5664 | -722.6075 | -814.3099 | -1647.3757 | -324.9722 | -248.7185 | 6.4438 | 8.2289 | 33.6683 | 1.3741
2027 | 2512 | MW | 161.1401 | 205.7801 | 252.1833 | 81.4275 | -755.3828 | -722.6075 | -814.3099 | -1621.2269 | -324.9722 | -248.7185 | 4.2959 | 5.486 | 0 | 1.3741
2027 | 2513 | MW | 196.1706 | 250.5149 | 320.9605 | 99.1291 | -731.0156 | -711.8223 | -802.156 | -1568.9293 | -324.9722 | -245.0063 | -6.4438 | -8.2289 | -16.8341 | -4.1224
2027 | 2514 | MW | 231.201 | 295.2497 | 378.2749 | 120.3711 | -682.2812 | -657.8964 | -741.3866 | -1464.334 | -304.3391 | -226.4452 | -6.4438 | -8.2289 | -16.8341 | -4.1224
2027 | 2515 | MW | 252.2193 | 322.0906 | 401.2006 | 127.4517 | -621.3632 | -593.1853 | -668.4633 | -1333.5899 | -283.7059 | -204.1719 | -8.5918 | -10.9719 | -16.8341 | -4.1224
2027 | 2516 | MW | 245.2132 | 313.1436 | 401.2006 | 123.9114 | -609.1796 | -603.9705 | -680.6172 | -1307.441 | -278.5476 | -207.8841 | -8.5918 | -10.9719 | -16.8341 | -5.4965
2027 | 2517 | MW | 679.5909 | 867.8553 | 1111.8989 | 343.4115 | -572.6289 | -582.4001 | -656.3094 | -1228.9946 | -263.0728 | -200.4597 | -8.5918 | -10.9719 | -16.8341 | -5.4965
2027 | 2518 | MW | 679.5909 | 867.8553 | 1100.436 | 339.8712 | -499.5273 | -528.4742 | -595.54 | -1072.1017 | -232.123 | -181.8986 | 6.4438 | 8.2289 | 16.8341 | 0
2027 | 2519 | MW | 644.5604 | 823.1204 | 1043.1217 | 322.1696 | -426.4258 | -452.9778 | -510.4629 | -915.2087 | -196.015 | -155.9131 | 8.5918 | 10.9719 | 16.8341 | 1.3741
2027 | 2520 | MW | 588.5117 | 751.5448 | 962.8815 | 293.847 | -365.5078 | -388.2667 | -437.5396 | -784.4646 | -165.0653 | -133.6398 | 8.5918 | 10.9719 | 0 | 1.3741
2027 | 2521 | MW | 532.4629 | 679.9691 | 859.7157 | 265.5244 | -316.7734 | -355.9112 | -401.078 | -679.8693 | -144.4321 | -122.5031 | 8.5918 | 10.9719 | 0 | 2.7483
2027 | 2522 | MW | 455.3959 | 581.5525 | 745.0869 | 230.1211 | -304.5898 | -334.3408 | -376.7702 | -653.7205 | -134.1155 | -115.0787 | 6.4438 | 8.2289 | 0 | 2.7483
2027 | 2523 | MW | 378.3289 | 483.1359 | 618.9953 | 191.1776 | -292.4062 | -323.5556 | -364.6164 | -627.5717 | -134.1155 | -111.3665 | 6.4438 | 8.2289 | 0 | 2.7483
2027 | 2524 | MW | 315.2741 | 402.6133 | 504.3665 | 155.7743 | -292.4062 | -323.5556 | -364.6164 | -627.5717 | -134.1155 | -111.3665 | 4.2959 | 5.486 | 0 | 1.3741
2027 | 2525 | MW | 259.2254 | 331.0376 | 424.1264 | 127.4517 | -316.7734 | -334.3408 | -376.7702 | -679.8693 | -144.4321 | -115.0787 | 4.2959 | 5.486 | 0 | 1.3741
2027 | 2526 | MW | 210.1827 | 268.4088 | 343.8863 | 106.2098 | -353.3242 | -345.126 | -388.9241 | -758.3158 | -170.2236 | -118.7909 | 4.2959 | 5.486 | 0 | 1.3741
2027 | 2527 | MW | 168.1462 | 214.7271 | 263.6461 | 84.9678 | -438.6093 | -431.4075 | -486.1551 | -941.3576 | -206.3316 | -148.4887 | 4.2959 | 5.486 | 0 | 1.3741
2027 | 2528 | MW | 154.134 | 196.8331 | 240.7204 | 84.9678 | -536.0781 | -517.689 | -583.3862 | -1150.5481 | -247.5979 | -178.1864 | 6.4438 | 8.2289 | 0 | 1.3741
2027 | 2529 | MW | 133.1157 | 169.9923 | 206.3318 | 77.8872 | -609.1796 | -603.9705 | -680.6172 | -1307.441 | -283.7059 | -207.8841 | 6.4438 | 8.2289 | 33.6683 | 2.7483
2027 | 2530 | MW | 126.1096 | 161.0453 | 194.8689 | 70.8065 | -670.0976 | -647.1112 | -729.2327 | -1438.1852 | -299.1808 | -222.733 | 6.4438 | 8.2289 | 33.6683 | 2.7483
2027 | 2531 | MW | 133.1157 | 169.9923 | 217.7946 | 74.3468 | -718.832 | -690.252 | -777.8482 | -1542.7804 | -319.8139 | -237.5819 | 6.4438 | 8.2289 | 33.6683 | 2.7483
2027 | 2532 | MW | 168.1462 | 214.7271 | 275.109 | 88.5081 | -743.1992 | -701.0371 | -790.0021 | -1595.0781 | -330.1305 | -241.2941 | 6.4438 | 8.2289 | 33.6683 | 2.7483
2027 | 2533 | MW | 196.1706 | 250.5149 | 309.4976 | 99.1291 | -755.3828 | -711.8223 | -802.156 | -1621.2269 | -330.1305 | -245.0063 | 6.4438 | 8.2289 | 33.6683 | 2.7483
2027 | 2534 | MW | 217.1888 | 277.3558 | 355.3491 | 109.7501 | -767.5664 | -722.6075 | -814.3099 | -1647.3757 | -335.2888 | -248.7185 | 6.4438 | 8.2289 | 50.5024 | 2.7483
2027 | 2535 | MW | 273.2376 | 348.9315 | 447.0521 | 134.5324 | -779.7499 | -733.3927 | -826.4637 | -1673.5245 | -340.4471 | -252.4307 | 6.4438 | 8.2289 | 50.5024 | 1.3741
2027 | 2536 | MW | 161.1401 | 205.7801 | 252.1833 | 81.4275 | -767.5664 | -722.6075 | -814.3099 | -1647.3757 | -340.4471 | -248.7185 | 4.2959 | 5.486 | 0 | 1.3741
2027 | 2537 | MW | 203.1767 | 259.4619 | 320.9605 | 102.6694 | -743.1992 | -711.8223 | -802.156 | -1595.0781 | -340.4471 | -245.0063 | -6.4438 | -8.2289 | -33.6683 | -4.1224
2027 | 2538 | MW | 231.201 | 295.2497 | 378.2749 | 120.3711 | -682.2812 | -657.8964 | -741.3866 | -1464.334 | -319.8139 | -226.4452 | -6.4438 | -8.2289 | -33.6683 | -4.1224
2027 | 2539 | MW | 252.2193 | 322.0906 | 401.2006 | 127.4517 | -621.3632 | -593.1853 | -668.4633 | -1333.5899 | -288.8642 | -204.1719 | -6.4438 | -8.2289 | -33.6683 | -5.4965
2027 | 2540 | MW | 252.2193 | 322.0906 | 401.2006 | 127.4517 | -609.1796 | -603.9705 | -680.6172 | -1307.441 | -278.5476 | -207.8841 | -8.5918 | -10.9719 | -33.6683 | -5.4965
2027 | 2541 | MW | 679.5909 | 867.8553 | 1111.8989 | 336.3309 | -572.6289 | -582.4001 | -656.3094 | -1228.9946 | -263.0728 | -200.4597 | -8.5918 | -10.9719 | -33.6683 | -5.4965
2027 | 2542 | MW | 679.5909 | 867.8553 | 1111.8989 | 336.3309 | -511.7109 | -528.4742 | -595.54 | -1098.2505 | -232.123 | -181.8986 | 6.4438 | 8.2289 | 16.8341 | 0
2027 | 2543 | MW | 637.5543 | 814.1735 | 1043.1217 | 318.6293 | -438.6093 | -463.763 | -522.6168 | -941.3576 | -201.1733 | -159.6253 | 10.7397 | 13.7149 | 16.8341 | 1.3741
2027 | 2544 | MW | 588.5117 | 751.5448 | 962.8815 | 293.847 | -365.5078 | -399.0519 | -449.6935 | -784.4646 | -170.2236 | -137.352 | 10.7397 | 13.7149 | 0 | 1.3741
2027 | 2545 | MW | 525.4569 | 671.0221 | 859.7157 | 261.9841 | -304.5898 | -345.126 | -388.9241 | -653.7205 | -139.2738 | -118.7909 | 8.5918 | 10.9719 | 16.8341 | 2.7483
2027 | 2546 | MW | 455.3959 | 581.5525 | 733.624 | 226.5808 | -280.2226 | -323.5556 | -364.6164 | -601.4229 | -128.9572 | -111.3665 | 8.5918 | 10.9719 | 16.8341 | 2.7483
2027 | 2547 | MW | 378.3289 | 483.1359 | 607.5324 | 187.6372 | -280.2226 | -312.7704 | -352.4625 | -601.4229 | -123.7989 | -107.6543 | 6.4438 | 8.2289 | 0 | 2.7483
2027 | 2548 | MW | 315.2741 | 402.6133 | 515.8294 | 155.7743 | -280.2226 | -312.7704 | -352.4625 | -601.4229 | -128.9572 | -107.6543 | 6.4438 | 8.2289 | 0 | 1.3741
2027 | 2549 | MW | 266.2315 | 339.9845 | 435.5893 | 130.992 | -292.4062 | -312.7704 | -352.4625 | -627.5717 | -128.9572 | -107.6543 | 6.4438 | 8.2289 | 0 | 1.3741
2027 | 2550 | MW | 231.201 | 295.2497 | 378.2749 | 113.2904 | -304.5898 | -301.9852 | -340.3086 | -653.7205 | -149.5904 | -103.9421 | 6.4438 | 8.2289 | 0 | 1.3741
2027 | 2551 | MW | 196.1706 | 250.5149 | 320.9605 | 99.1291 | -353.3242 | -355.9112 | -401.078 | -758.3158 | -170.2236 | -122.5031 | 6.4438 | 8.2289 | 16.8341 | 2.7483
2027 | 2552 | MW | 182.1584 | 232.621 | 298.0348 | 92.0485 | -414.2422 | -420.6223 | -474.0013 | -889.0599 | -196.015 | -144.7764 | 6.4438 | 8.2289 | 16.8341 | 2.7483
2027 | 2553 | MW | 168.1462 | 214.7271 | 275.109 | 84.9678 | -475.1601 | -474.5482 | -534.7707 | -1019.804 | -216.6482 | -163.3375 | 6.4438 | 8.2289 | 33.6683 | 2.7483
2027 | 2554 | MW | 182.1584 | 232.621 | 298.0348 | 92.0485 | -511.7109 | -506.9038 | -571.2323 | -1098.2505 | -237.2813 | -174.4742 | 8.5918 | 10.9719 | 33.6683 | 2.7483
2027 | 2555 | MW | 224.1949 | 286.3028 | 366.812 | 113.2904 | -548.2617 | -539.2593 | -607.6939 | -1176.6969 | -252.7562 | -185.6108 | 8.5918 | 10.9719 | 33.6683 | 2.7483
2027 | 2556 | MW | 280.2437 | 357.8785 | 458.515 | 138.0727 | -560.4453 | -550.0445 | -619.8478 | -1202.8458 | -263.0728 | -189.323 | 8.5918 | 10.9719 | 33.6683 | 2.7483
2027 | 2557 | MW | 308.268 | 393.6663 | 504.3665 | 152.234 | -584.8125 | -571.6149 | -644.1556 | -1255.1434 | -268.2311 | -196.7475 | 8.5918 | 10.9719 | 50.5024 | 2.7483
2027 | 2558 | MW | 329.2863 | 420.5072 | 538.7551 | 166.3953 | -584.8125 | -582.4001 | -656.3094 | -1255.1434 | -273.3893 | -200.4597 | 8.5918 | 10.9719 | 50.5024 | 2.7483
2027 | 2559 | MW | 133.1157 | 169.9923 | 229.2575 | 63.7259 | -596.9961 | -582.4001 | -656.3094 | -1281.2922 | -273.3893 | -200.4597 | 8.5918 | 10.9719 | 33.6683 | 1.3741
2027 | 2560 | MW | 154.134 | 196.8331 | 252.1833 | 74.3468 | -596.9961 | -593.1853 | -668.4633 | -1281.2922 | -278.5476 | -204.1719 | 6.4438 | 8.2289 | 0 | 1.3741
2027 | 2561 | MW | 175.1523 | 223.674 | 286.5719 | 88.5081 | -584.8125 | -593.1853 | -668.4633 | -1255.1434 | -278.5476 | -204.1719 | -4.2959 | -5.486 | -16.8341 | -4.1224
2027 | 2562 | MW | 182.1584 | 232.621 | 298.0348 | 95.5888 | -560.4453 | -560.8297 | -632.0017 | -1202.8458 | -268.2311 | -193.0353 | -4.2959 | -5.486 | -16.8341 | -4.1224
2027 | 2563 | MW | 189.1645 | 241.568 | 298.0348 | 95.5888 | -536.0781 | -528.4742 | -595.54 | -1150.5481 | -252.7562 | -181.8986 | -4.2959 | -5.486 | -16.8341 | -4.1224
2027 | 2564 | MW | 616.536 | 787.3326 | 1008.733 | 308.0083 | -536.0781 | -560.8297 | -632.0017 | -1150.5481 | -252.7562 | -193.0353 | -4.2959 | -5.486 | -16.8341 | -4.1224
2027 | 2565 | MW | 609.53 | 778.3856 | 985.8073 | 304.468 | -523.8945 | -550.0445 | -619.8478 | -1124.3993 | -242.4396 | -189.323 | -6.4438 | -8.2289 | -16.8341 | -5.4965
2027 | 2566 | MW | 588.5117 | 751.5448 | 951.4187 | 297.3873 | -475.1601 | -506.9038 | -571.2323 | -1019.804 | -216.6482 | -174.4742 | 6.4438 | 8.2289 | 0 | 0
2027 | 2567 | MW | 560.4873 | 715.7569 | 905.5672 | 283.226 | -402.0586 | -442.1927 | -498.309 | -862.9111 | -185.6984 | -152.2009 | 10.7397 | 13.7149 | 16.8341 | 1.3741
2027 | 2568 | MW | 525.4569 | 671.0221 | 848.2528 | 261.9841 | -341.1406 | -377.4815 | -425.3857 | -732.167 | -154.7487 | -129.9276 | 10.7397 | 13.7149 | 16.8341 | 1.3741
2027 | 2569 | MW | 469.4081 | 599.4464 | 756.5498 | 233.6615 | -304.5898 | -334.3408 | -376.7702 | -653.7205 | -139.2738 | -115.0787 | 8.5918 | 10.9719 | 0 | 2.7483
2027 | 2570 | MW | 406.3533 | 518.9238 | 664.8468 | 205.3389 | -280.2226 | -312.7704 | -352.4625 | -601.4229 | -128.9572 | -107.6543 | 8.5918 | 10.9719 | 0 | 2.7483
2027 | 2571 | MW | 357.3107 | 456.295 | 584.6066 | 180.5566 | -280.2226 | -301.9852 | -340.3086 | -601.4229 | -123.7989 | -103.9421 | 6.4438 | 8.2289 | 0 | 2.7483
2027 | 2572 | MW | 315.2741 | 402.6133 | 504.3665 | 155.7743 | -280.2226 | -301.9852 | -340.3086 | -601.4229 | -128.9572 | -103.9421 | 6.4438 | 8.2289 | 0 | 1.3741
2027 | 2573 | MW | 280.2437 | 357.8785 | 447.0521 | 141.613 | -280.2226 | -312.7704 | -352.4625 | -601.4229 | -128.9572 | -107.6543 | 6.4438 | 8.2289 | 0 | 1.3741
2027 | 2574 | MW | 252.2193 | 322.0906 | 401.2006 | 127.4517 | -292.4062 | -291.2 | -328.1547 | -627.5717 | -144.4321 | -100.2298 | 6.4438 | 8.2289 | 0 | 1.3741
2027 | 2575 | MW | 224.1949 | 286.3028 | 366.812 | 113.2904 | -341.1406 | -334.3408 | -376.7702 | -732.167 | -165.0653 | -115.0787 | 6.4438 | 8.2289 | 16.8341 | 2.7483
2027 | 2576 | MW | 203.1767 | 259.4619 | 332.4234 | 102.6694 | -389.875 | -377.4815 | -425.3857 | -836.7623 | -185.6984 | -129.9276 | 6.4438 | 8.2289 | 16.8341 | 2.7483
2027 | 2577 | MW | 189.1645 | 241.568 | 309.4976 | 92.0485 | -438.6093 | -420.6223 | -474.0013 | -941.3576 | -206.3316 | -144.7764 | 8.5918 | 10.9719 | 33.6683 | 2.7483
2027 | 2578 | MW | 203.1767 | 259.4619 | 332.4234 | 99.1291 | -462.9765 | -463.763 | -522.6168 | -993.6552 | -221.8064 | -159.6253 | 8.5918 | 10.9719 | 33.6683 | 2.7483
2027 | 2579 | MW | 231.201 | 295.2497 | 366.812 | 113.2904 | -499.5273 | -485.3334 | -546.9245 | -1072.1017 | -237.2813 | -167.0497 | 8.5918 | 10.9719 | 33.6683 | 2.7483
2027 | 2580 | MW | 280.2437 | 357.8785 | 447.0521 | 145.1533 | -511.7109 | -506.9038 | -571.2323 | -1098.2505 | -242.4396 | -174.4742 | 8.5918 | 10.9719 | 33.6683 | 2.7483
2027 | 2581 | MW | 315.2741 | 402.6133 | 515.8294 | 162.855 | -523.8945 | -517.689 | -583.3862 | -1124.3993 | -252.7562 | -178.1864 | 8.5918 | 10.9719 | 33.6683 | 2.7483
2027 | 2582 | MW | 350.3046 | 447.3481 | 561.6809 | 180.5566 | -523.8945 | -528.4742 | -595.54 | -1124.3993 | -252.7562 | -181.8986 | 8.5918 | 10.9719 | 33.6683 | 2.7483
2027 | 2583 | MW | 140.1218 | 178.9392 | 229.2575 | 70.8065 | -536.0781 | -539.2593 | -607.6939 | -1150.5481 | -257.9145 | -185.6108 | 8.5918 | 10.9719 | 33.6683 | 1.3741
2027 | 2584 | MW | 161.1401 | 205.7801 | 263.6461 | 77.8872 | -536.0781 | -550.0445 | -619.8478 | -1150.5481 | -263.0728 | -189.323 | 6.4438 | 8.2289 | 0 | 1.3741
2027 | 2585 | MW | 175.1523 | 223.674 | 286.5719 | 88.5081 | -536.0781 | -560.8297 | -632.0017 | -1150.5481 | -263.0728 | -193.0353 | -4.2959 | -5.486 | -16.8341 | -4.1224
2027 | 2586 | MW | 182.1584 | 232.621 | 298.0348 | 92.0485 | -511.7109 | -550.0445 | -619.8478 | -1098.2505 | -257.9145 | -189.323 | -4.2959 | -5.486 | -16.8341 | -4.1224
2027 | 2587 | MW | 189.1645 | 241.568 | 309.4976 | 95.5888 | -523.8945 | -539.2593 | -607.6939 | -1124.3993 | -252.7562 | -185.6108 | -4.2959 | -5.486 | -16.8341 | -4.1224
2027 | 2588 | MW | 616.536 | 787.3326 | 997.2702 | 311.5486 | -536.0781 | -571.6149 | -644.1556 | -1150.5481 | -252.7562 | -196.7475 | -4.2959 | -5.486 | -16.8341 | -4.1224
2027 | 2589 | MW | 616.536 | 787.3326 | 1008.733 | 311.5486 | -523.8945 | -560.8297 | -632.0017 | -1124.3993 | -247.5979 | -193.0353 | -4.2959 | -5.486 | -16.8341 | -5.4965
2027 | 2590 | MW | 595.5178 | 760.4917 | 962.8815 | 297.3873 | -475.1601 | -506.9038 | -571.2323 | -1019.804 | -221.8064 | -174.4742 | 8.5918 | 10.9719 | 16.8341 | 0
2027 | 2591 | MW | 560.4873 | 715.7569 | 917.03 | 283.226 | -402.0586 | -442.1927 | -498.309 | -862.9111 | -185.6984 | -152.2009 | 12.8877 | 16.4579 | 16.8341 | 1.3741
2027 | 2592 | MW | 518.4508 | 662.0751 | 848.2528 | 258.4437 | -341.1406 | -377.4815 | -425.3857 | -732.167 | -154.7487 | -129.9276 | 10.7397 | 13.7149 | 16.8341 | 1.3741
2027 | 2593 | MW | 462.402 | 590.4994 | 756.5498 | 230.1211 | -328.957 | -355.9112 | -401.078 | -706.0182 | -149.5904 | -122.5031 | 8.5918 | 10.9719 | 0 | 2.7483
2027 | 2594 | MW | 406.3533 | 518.9238 | 664.8468 | 201.7985 | -304.5898 | -323.5556 | -364.6164 | -653.7205 | -139.2738 | -111.3665 | 6.4438 | 8.2289 | 0 | 2.7483
2027 | 2595 | MW | 350.3046 | 447.3481 | 573.1438 | 173.4759 | -292.4062 | -312.7704 | -352.4625 | -627.5717 | -134.1155 | -107.6543 | 6.4438 | 8.2289 | 0 | 2.7483
2027 | 2596 | MW | 308.268 | 393.6663 | 504.3665 | 152.234 | -292.4062 | -312.7704 | -352.4625 | -627.5717 | -134.1155 | -107.6543 | 4.2959 | 5.486 | 0 | 1.3741
2027 | 2597 | MW | 266.2315 | 339.9845 | 435.5893 | 134.5324 | -316.7734 | -323.5556 | -364.6164 | -679.8693 | -144.4321 | -111.3665 | 4.2959 | 5.486 | 0 | 1.3741
2027 | 2598 | MW | 231.201 | 295.2497 | 378.2749 | 116.8307 | -353.3242 | -345.126 | -388.9241 | -758.3158 | -170.2236 | -118.7909 | 4.2959 | 5.486 | 0 | 1.3741
2027 | 2599 | MW | 196.1706 | 250.5149 | 320.9605 | 99.1291 | -450.7929 | -431.4075 | -486.1551 | -967.5064 | -211.4899 | -148.4887 | 4.2959 | 5.486 | 0 | 2.7483
2027 | 2600 | MW | 189.1645 | 241.568 | 309.4976 | 95.5888 | -548.2617 | -539.2593 | -607.6939 | -1176.6969 | -257.9145 | -185.6108 | 6.4438 | 8.2289 | 0 | 2.7483
2027 | 2601 | MW | 168.1462 | 214.7271 | 275.109 | 88.5081 | -633.5468 | -614.7556 | -692.7711 | -1359.7387 | -294.0225 | -211.5963 | 6.4438 | 8.2289 | 33.6683 | 2.7483
2027 | 2602 | MW | 154.134 | 196.8331 | 252.1833 | 81.4275 | -706.6484 | -679.4668 | -765.6943 | -1516.6316 | -319.8139 | -233.8696 | 6.4438 | 8.2289 | 33.6683 | 2.7483
2027 | 2603 | MW | 154.134 | 196.8331 | 252.1833 | 84.9678 | -755.3828 | -744.1779 | -838.6176 | -1621.2269 | -345.6054 | -256.1429 | 6.4438 | 8.2289 | 33.6683 | 2.7483
2027 | 2604 | MW | 196.1706 | 250.5149 | 309.4976 | 99.1291 | -779.7499 | -776.5335 | -875.0793 | -1673.5245 | -355.922 | -267.2796 | 6.4438 | 8.2289 | 33.6683 | 2.7483
2027 | 2605 | MW | 210.1827 | 268.4088 | 343.8863 | 109.7501 | -804.1171 | -808.889 | -911.5409 | -1725.8222 | -366.2386 | -278.4162 | 6.4438 | 8.2289 | 33.6683 | 2.7483
2027 | 2606 | MW | 238.2071 | 304.1967 | 389.7378 | 116.8307 | -828.4843 | -841.2446 | -948.0025 | -1778.1198 | -366.2386 | -289.5529 | 6.4438 | 8.2289 | 33.6683 | 2.7483
2027 | 2607 | MW | 287.2497 | 366.8254 | 481.4408 | 141.613 | -828.4843 | -852.0298 | -960.1564 | -1778.1198 | -366.2386 | -293.2651 | 6.4438 | 8.2289 | 33.6683 | 1.3741
2027 | 2608 | MW | 154.134 | 196.8331 | 252.1833 | 77.8872 | -804.1171 | -852.0298 | -960.1564 | -1725.8222 | -361.0803 | -293.2651 | 4.2959 | 5.486 | 0 | 1.3741
2027 | 2609 | MW | 196.1706 | 250.5149 | 320.9605 | 99.1291 | -779.7499 | -830.4594 | -935.8486 | -1673.5245 | -355.922 | -285.8407 | -8.5918 | -10.9719 | -16.8341 | -4.1224
2027 | 2610 | MW | 231.201 | 295.2497 | 366.812 | 116.8307 | -706.6484 | -765.7483 | -862.9254 | -1516.6316 | -335.2888 | -263.5674 | -8.5918 | -10.9719 | -16.8341 | -4.1224
2027 | 2611 | MW | 245.2132 | 313.1436 | 401.2006 | 123.9114 | -645.7304 | -668.6816 | -753.5405 | -1385.8875 | -304.3391 | -230.1574 | -8.5918 | -10.9719 | -16.8341 | -4.1224
2027 | 2612 | MW | 245.2132 | 313.1436 | 401.2006 | 123.9114 | -633.5468 | -657.8964 | -741.3866 | -1359.7387 | -288.8642 | -226.4452 | -10.7397 | -13.7149 | -16.8341 | -5.4965
2027 | 2613 | MW | 693.6031 | 885.7492 | 1134.8247 | 346.9519 | -584.8125 | -614.7556 | -692.7711 | -1255.1434 | -273.3893 | -211.5963 | -10.7397 | -13.7149 | -33.6683 | -5.4965
2027 | 2614 | MW | 693.6031 | 885.7492 | 1134.8247 | 346.9519 | -511.7109 | -550.0445 | -619.8478 | -1098.2505 | -237.2813 | -189.323 | 6.4438 | 8.2289 | 16.8341 | 0
2027 | 2615 | MW | 658.5726 | 841.0144 | 1077.5103 | 329.2502 | -438.6093 | -474.5482 | -534.7707 | -941.3576 | -201.1733 | -163.3375 | 10.7397 | 13.7149 | 16.8341 | 1.3741
2027 | 2616 | MW | 609.53 | 778.3856 | 997.2702 | 304.468 | -377.6914 | -409.8371 | -461.8474 | -810.6135 | -170.2236 | -141.0642 | 10.7397 | 13.7149 | 0 | 1.3741
2027 | 2617 | MW | 553.4812 | 706.8099 | 905.5672 | 276.1454 | -328.957 | -355.9112 | -401.078 | -706.0182 | -149.5904 | -122.5031 | 8.5918 | 10.9719 | 0 | 2.7483
2027 | 2618 | MW | 483.4203 | 617.3403 | 790.9384 | 244.2824 | -304.5898 | -334.3408 | -376.7702 | -653.7205 | -139.2738 | -115.0787 | 6.4438 | 8.2289 | 0 | 2.7483
2027 | 2619 | MW | 413.3594 | 527.8707 | 676.3097 | 205.3389 | -292.4062 | -323.5556 | -364.6164 | -627.5717 | -134.1155 | -111.3665 | 6.4438 | 8.2289 | 0 | 1.3741
2027 | 2620 | MW | 350.3046 | 447.3481 | 561.6809 | 169.9356 | -304.5898 | -323.5556 | -364.6164 | -653.7205 | -134.1155 | -111.3665 | 4.2959 | 5.486 | 0 | 1.3741
2027 | 2621 | MW | 294.2558 | 375.7724 | 481.4408 | 145.1533 | -316.7734 | -334.3408 | -376.7702 | -679.8693 | -144.4321 | -115.0787 | 4.2959 | 5.486 | 0 | 1.3741
2027 | 2622 | MW | 238.2071 | 304.1967 | 389.7378 | 120.3711 | -353.3242 | -345.126 | -388.9241 | -758.3158 | -170.2236 | -118.7909 | 4.2959 | 5.486 | 0 | 1.3741
2027 | 2623 | MW | 189.1645 | 241.568 | 309.4976 | 95.5888 | -450.7929 | -442.1927 | -498.309 | -967.5064 | -211.4899 | -152.2009 | 4.2959 | 5.486 | 0 | 1.3741
2027 | 2624 | MW | 168.1462 | 214.7271 | 275.109 | 92.0485 | -548.2617 | -539.2593 | -607.6939 | -1176.6969 | -252.7562 | -185.6108 | 6.4438 | 8.2289 | 0 | 2.7483
2027 | 2625 | MW | 147.1279 | 187.8862 | 229.2575 | 81.4275 | -645.7304 | -614.7556 | -692.7711 | -1385.8875 | -288.8642 | -211.5963 | 6.4438 | 8.2289 | 33.6683 | 2.7483
2027 | 2626 | MW | 133.1157 | 169.9923 | 217.7946 | 74.3468 | -706.6484 | -690.252 | -777.8482 | -1516.6316 | -314.6557 | -237.5819 | 6.4438 | 8.2289 | 33.6683 | 2.7483
2027 | 2627 | MW | 140.1218 | 178.9392 | 229.2575 | 77.8872 | -767.5664 | -754.9631 | -850.7715 | -1647.3757 | -340.4471 | -259.8552 | 6.4438 | 8.2289 | 33.6683 | 2.7483
2027 | 2628 | MW | 175.1523 | 223.674 | 286.5719 | 92.0485 | -804.1171 | -798.1038 | -899.387 | -1725.8222 | -350.7637 | -274.704 | 6.4438 | 8.2289 | 33.6683 | 2.7483
2027 | 2629 | MW | 196.1706 | 250.5149 | 320.9605 | 102.6694 | -816.3007 | -830.4594 | -935.8486 | -1751.971 | -355.922 | -285.8407 | 6.4438 | 8.2289 | 33.6683 | 2.7483
2027 | 2630 | MW | 217.1888 | 277.3558 | 355.3491 | 113.2904 | -840.6679 | -852.0298 | -960.1564 | -1804.2686 | -361.0803 | -293.2651 | 6.4438 | 8.2289 | 33.6683 | 2.7483
2027 | 2631 | MW | 273.2376 | 348.9315 | 447.0521 | 138.0727 | -840.6679 | -852.0298 | -960.1564 | -1804.2686 | -361.0803 | -293.2651 | 6.4438 | 8.2289 | 33.6683 | 1.3741
2027 | 2632 | MW | 154.134 | 196.8331 | 252.1833 | 77.8872 | -816.3007 | -830.4594 | -935.8486 | -1751.971 | -361.0803 | -285.8407 | 4.2959 | 5.486 | 0 | 1.3741
2027 | 2633 | MW | 196.1706 | 250.5149 | 320.9605 | 95.5888 | -791.9335 | -798.1038 | -899.387 | -1699.6734 | -355.922 | -274.704 | -6.4438 | -8.2289 | -16.8341 | -4.1224
2027 | 2634 | MW | 224.1949 | 286.3028 | 366.812 | 113.2904 | -718.832 | -722.6075 | -814.3099 | -1542.7804 | -330.1305 | -248.7185 | -6.4438 | -8.2289 | -16.8341 | -4.1224
2027 | 2635 | MW | 245.2132 | 313.1436 | 401.2006 | 123.9114 | -657.914 | -647.1112 | -729.2327 | -1412.0363 | -304.3391 | -222.733 | -6.4438 | -8.2289 | -16.8341 | -4.1224
2027 | 2636 | MW | 245.2132 | 313.1436 | 401.2006 | 123.9114 | -633.5468 | -647.1112 | -729.2327 | -1359.7387 | -288.8642 | -222.733 | -6.4438 | -8.2289 | -16.8341 | -5.4965
2027 | 2637 | MW | 679.5909 | 867.8553 | 1111.8989 | 339.8712 | -584.8125 | -614.7556 | -692.7711 | -1255.1434 | -268.2311 | -211.5963 | -8.5918 | -10.9719 | -33.6683 | -5.4965
2027 | 2638 | MW | 679.5909 | 867.8553 | 1111.8989 | 339.8712 | -511.7109 | -550.0445 | -619.8478 | -1098.2505 | -237.2813 | -189.323 | 6.4438 | 8.2289 | 16.8341 | 0
2027 | 2639 | MW | 644.5604 | 823.1204 | 1054.5845 | 322.1696 | -438.6093 | -474.5482 | -534.7707 | -941.3576 | -201.1733 | -163.3375 | 10.7397 | 13.7149 | 16.8341 | 1.3741
2027 | 2640 | MW | 595.5178 | 760.4917 | 962.8815 | 297.3873 | -377.6914 | -409.8371 | -461.8474 | -810.6135 | -170.2236 | -141.0642 | 8.5918 | 10.9719 | 0 | 1.3741
2027 | 2641 | MW | 532.4629 | 679.9691 | 871.1785 | 269.0647 | -328.957 | -355.9112 | -401.078 | -706.0182 | -149.5904 | -122.5031 | 8.5918 | 10.9719 | 16.8341 | 2.7483
2027 | 2642 | MW | 462.402 | 590.4994 | 745.0869 | 230.1211 | -304.5898 | -334.3408 | -376.7702 | -653.7205 | -139.2738 | -115.0787 | 6.4438 | 8.2289 | 16.8341 | 2.7483
2027 | 2643 | MW | 385.335 | 492.0829 | 630.4582 | 194.7179 | -292.4062 | -323.5556 | -364.6164 | -627.5717 | -134.1155 | -111.3665 | 6.4438 | 8.2289 | 16.8341 | 1.3741
2027 | 2644 | MW | 322.2802 | 411.5602 | 527.2923 | 159.3146 | -304.5898 | -334.3408 | -376.7702 | -653.7205 | -139.2738 | -115.0787 | 6.4438 | 8.2289 | 16.8341 | 1.3741
2027 | 2645 | MW | 273.2376 | 348.9315 | 447.0521 | 130.992 | -316.7734 | -334.3408 | -376.7702 | -679.8693 | -144.4321 | -115.0787 | 4.2959 | 5.486 | 16.8341 | 1.3741
2027 | 2646 | MW | 224.1949 | 286.3028 | 366.812 | 109.7501 | -353.3242 | -345.126 | -388.9241 | -758.3158 | -170.2236 | -118.7909 | 4.2959 | 5.486 | 16.8341 | 1.3741
2027 | 2647 | MW | 175.1523 | 223.674 | 286.5719 | 88.5081 | -450.7929 | -442.1927 | -498.309 | -967.5064 | -206.3316 | -152.2009 | 4.2959 | 5.486 | 16.8341 | 1.3741
2027 | 2648 | MW | 161.1401 | 205.7801 | 252.1833 | 84.9678 | -548.2617 | -539.2593 | -607.6939 | -1176.6969 | -252.7562 | -185.6108 | 6.4438 | 8.2289 | 16.8341 | 1.3741
2027 | 2649 | MW | 140.1218 | 178.9392 | 217.7946 | 81.4275 | -645.7304 | -625.5408 | -704.925 | -1385.8875 | -288.8642 | -215.3086 | 6.4438 | 8.2289 | 16.8341 | 2.7483
2027 | 2650 | MW | 126.1096 | 161.0453 | 206.3318 | 70.8065 | -706.6484 | -679.4668 | -765.6943 | -1516.6316 | -319.8139 | -233.8696 | 6.4438 | 8.2289 | 16.8341 | 2.7483
2027 | 2651 | MW | 133.1157 | 169.9923 | 217.7946 | 74.3468 | -755.3828 | -722.6075 | -814.3099 | -1621.2269 | -345.6054 | -248.7185 | 8.5918 | 10.9719 | 16.8341 | 2.7483
2027 | 2652 | MW | 168.1462 | 214.7271 | 275.109 | 88.5081 | -779.7499 | -744.1779 | -838.6176 | -1673.5245 | -361.0803 | -256.1429 | 8.5918 | 10.9719 | 16.8341 | 2.7483
2027 | 2653 | MW | 196.1706 | 250.5149 | 320.9605 | 99.1291 | -791.9335 | -754.9631 | -850.7715 | -1699.6734 | -371.3968 | -259.8552 | 8.5918 | 10.9719 | 16.8341 | 2.7483
2027 | 2654 | MW | 217.1888 | 277.3558 | 355.3491 | 113.2904 | -804.1171 | -765.7483 | -862.9254 | -1725.8222 | -376.5551 | -263.5674 | 8.5918 | 10.9719 | 16.8341 | 2.7483
2027 | 2655 | MW | 280.2437 | 357.8785 | 458.515 | 138.0727 | -804.1171 | -765.7483 | -862.9254 | -1725.8222 | -381.7134 | -263.5674 | 8.5918 | 10.9719 | 16.8341 | 1.3741
2027 | 2656 | MW | 154.134 | 196.8331 | 252.1833 | 81.4275 | -779.7499 | -744.1779 | -838.6176 | -1673.5245 | -381.7134 | -256.1429 | 4.2959 | 5.486 | 0 | 1.3741
2027 | 2657 | MW | 196.1706 | 250.5149 | 320.9605 | 99.1291 | -743.1992 | -722.6075 | -814.3099 | -1595.0781 | -366.2386 | -248.7185 | -6.4438 | -8.2289 | -16.8341 | -5.4965
2027 | 2658 | MW | 231.201 | 295.2497 | 366.812 | 120.3711 | -682.2812 | -668.6816 | -753.5405 | -1464.334 | -340.4471 | -230.1574 | -6.4438 | -8.2289 | -16.8341 | -5.4965
2027 | 2659 | MW | 245.2132 | 313.1436 | 401.2006 | 127.4517 | -633.5468 | -603.9705 | -680.6172 | -1359.7387 | -309.4974 | -207.8841 | -6.4438 | -8.2289 | -16.8341 | -5.4965
2027 | 2660 | MW | 245.2132 | 313.1436 | 401.2006 | 127.4517 | -621.3632 | -614.7556 | -692.7711 | -1333.5899 | -294.0225 | -211.5963 | -6.4438 | -8.2289 | -33.6683 | -5.4965
2027 | 2661 | MW | 679.5909 | 867.8553 | 1111.8989 | 339.8712 | -584.8125 | -603.9705 | -680.6172 | -1255.1434 | -273.3893 | -207.8841 | -6.4438 | -8.2289 | -33.6683 | -5.4965
2027 | 2662 | MW | 679.5909 | 867.8553 | 1111.8989 | 339.8712 | -523.8945 | -539.2593 | -607.6939 | -1124.3993 | -242.4396 | -185.6108 | 6.4438 | 8.2289 | 16.8341 | 0
2027 | 2663 | MW | 637.5543 | 814.1735 | 1043.1217 | 322.1696 | -438.6093 | -463.763 | -522.6168 | -941.3576 | -206.3316 | -159.6253 | 10.7397 | 13.7149 | 16.8341 | 1.3741
2027 | 2664 | MW | 588.5117 | 751.5448 | 962.8815 | 293.847 | -377.6914 | -399.0519 | -449.6935 | -810.6135 | -170.2236 | -137.352 | 8.5918 | 10.9719 | 16.8341 | 1.3741
2027 | 2665 | MW | 532.4629 | 679.9691 | 871.1785 | 265.5244 | -328.957 | -366.6964 | -413.2319 | -706.0182 | -149.5904 | -126.2154 | 6.4438 | 8.2289 | 0 | 2.7483
2027 | 2666 | MW | 462.402 | 590.4994 | 745.0869 | 230.1211 | -316.7734 | -345.126 | -388.9241 | -679.8693 | -139.2738 | -118.7909 | 6.4438 | 8.2289 | 0 | 1.3741
2027 | 2667 | MW | 385.335 | 492.0829 | 630.4582 | 191.1776 | -304.5898 | -334.3408 | -376.7702 | -653.7205 | -139.2738 | -115.0787 | 4.2959 | 5.486 | 0 | 1.3741
2027 | 2668 | MW | 315.2741 | 402.6133 | 515.8294 | 155.7743 | -304.5898 | -334.3408 | -376.7702 | -653.7205 | -139.2738 | -115.0787 | 4.2959 | 5.486 | 0 | 1.3741
2027 | 2669 | MW | 259.2254 | 331.0376 | 424.1264 | 127.4517 | -328.957 | -334.3408 | -376.7702 | -706.0182 | -149.5904 | -115.0787 | 4.2959 | 5.486 | 0 | 1.3741
2027 | 2670 | MW | 210.1827 | 268.4088 | 343.8863 | 106.2098 | -365.5078 | -345.126 | -388.9241 | -784.4646 | -175.3818 | -118.7909 | 4.2959 | 5.486 | 0 | 1.3741
2027 | 2671 | MW | 168.1462 | 214.7271 | 275.109 | 84.9678 | -450.7929 | -442.1927 | -498.309 | -967.5064 | -211.4899 | -152.2009 | 4.2959 | 5.486 | 0 | 1.3741
2027 | 2672 | MW | 161.1401 | 205.7801 | 252.1833 | 84.9678 | -560.4453 | -539.2593 | -607.6939 | -1202.8458 | -263.0728 | -185.6108 | 6.4438 | 8.2289 | 0 | 1.3741
2027 | 2673 | MW | 133.1157 | 169.9923 | 217.7946 | 77.8872 | -645.7304 | -614.7556 | -692.7711 | -1385.8875 | -294.0225 | -211.5963 | 6.4438 | 8.2289 | 33.6683 | 2.7483
2027 | 2674 | MW | 126.1096 | 161.0453 | 206.3318 | 70.8065 | -706.6484 | -668.6816 | -753.5405 | -1516.6316 | -319.8139 | -230.1574 | 6.4438 | 8.2289 | 33.6683 | 2.7483
2027 | 2675 | MW | 133.1157 | 169.9923 | 217.7946 | 74.3468 | -755.3828 | -711.8223 | -802.156 | -1621.2269 | -340.4471 | -245.0063 | 6.4438 | 8.2289 | 33.6683 | 2.7483
2027 | 2676 | MW | 168.1462 | 214.7271 | 275.109 | 88.5081 | -779.7499 | -733.3927 | -826.4637 | -1673.5245 | -345.6054 | -252.4307 | 6.4438 | 8.2289 | 33.6683 | 2.7483
2027 | 2677 | MW | 196.1706 | 250.5149 | 320.9605 | 99.1291 | -791.9335 | -744.1779 | -838.6176 | -1699.6734 | -350.7637 | -256.1429 | 6.4438 | 8.2289 | 50.5024 | 2.7483
2027 | 2678 | MW | 217.1888 | 277.3558 | 355.3491 | 113.2904 | -804.1171 | -754.9631 | -850.7715 | -1725.8222 | -355.922 | -259.8552 | 6.4438 | 8.2289 | 50.5024 | 2.7483
2027 | 2679 | MW | 273.2376 | 348.9315 | 447.0521 | 134.5324 | -804.1171 | -765.7483 | -862.9254 | -1725.8222 | -350.7637 | -263.5674 | 6.4438 | 8.2289 | 50.5024 | 0
2027 | 2680 | MW | 161.1401 | 205.7801 | 252.1833 | 81.4275 | -779.7499 | -754.9631 | -850.7715 | -1673.5245 | -350.7637 | -259.8552 | 4.2959 | 5.486 | 0 | 0
2027 | 2681 | MW | 196.1706 | 250.5149 | 320.9605 | 99.1291 | -755.3828 | -733.3927 | -826.4637 | -1621.2269 | -350.7637 | -252.4307 | -8.5918 | -10.9719 | -33.6683 | -5.4965
2027 | 2682 | MW | 231.201 | 295.2497 | 378.2749 | 116.8307 | -694.4648 | -679.4668 | -765.6943 | -1490.4828 | -330.1305 | -233.8696 | -8.5918 | -10.9719 | -33.6683 | -6.8707
2027 | 2683 | MW | 252.2193 | 322.0906 | 401.2006 | 127.4517 | -633.5468 | -603.9705 | -680.6172 | -1359.7387 | -299.1808 | -207.8841 | -8.5918 | -10.9719 | -33.6683 | -6.8707
2027 | 2684 | MW | 252.2193 | 322.0906 | 401.2006 | 127.4517 | -621.3632 | -614.7556 | -692.7711 | -1333.5899 | -283.7059 | -211.5963 | -8.5918 | -10.9719 | -33.6683 | -6.8707
2027 | 2685 | MW | 679.5909 | 867.8553 | 1111.8989 | 339.8712 | -584.8125 | -593.1853 | -668.4633 | -1255.1434 | -273.3893 | -204.1719 | -10.7397 | -13.7149 | -33.6683 | -6.8707
2027 | 2686 | MW | 679.5909 | 867.8553 | 1100.436 | 339.8712 | -523.8945 | -528.4742 | -595.54 | -1124.3993 | -237.2813 | -181.8986 | 4.2959 | 5.486 | 16.8341 | -1.3741
2027 | 2687 | MW | 637.5543 | 814.1735 | 1043.1217 | 322.1696 | -438.6093 | -463.763 | -522.6168 | -941.3576 | -206.3316 | -159.6253 | 8.5918 | 10.9719 | 16.8341 | 0
2027 | 2688 | MW | 588.5117 | 751.5448 | 962.8815 | 293.847 | -377.6914 | -399.0519 | -449.6935 | -810.6135 | -175.3818 | -137.352 | 8.5918 | 10.9719 | 0 | 0
2027 | 2689 | MW | 525.4569 | 671.0221 | 859.7157 | 265.5244 | -328.957 | -355.9112 | -401.078 | -706.0182 | -154.7487 | -122.5031 | 8.5918 | 10.9719 | 0 | 2.7483
2027 | 2690 | MW | 455.3959 | 581.5525 | 745.0869 | 226.5808 | -316.7734 | -334.3408 | -376.7702 | -679.8693 | -144.4321 | -115.0787 | 6.4438 | 8.2289 | 0 | 2.7483
2027 | 2691 | MW | 378.3289 | 483.1359 | 618.9953 | 187.6372 | -304.5898 | -323.5556 | -364.6164 | -653.7205 | -139.2738 | -111.3665 | 6.4438 | 8.2289 | 0 | 2.7483
2027 | 2692 | MW | 308.268 | 393.6663 | 504.3665 | 152.234 | -304.5898 | -323.5556 | -364.6164 | -653.7205 | -139.2738 | -111.3665 | 4.2959 | 5.486 | 0 | 1.3741
2027 | 2693 | MW | 259.2254 | 331.0376 | 424.1264 | 127.4517 | -328.957 | -334.3408 | -376.7702 | -706.0182 | -149.5904 | -115.0787 | 4.2959 | 5.486 | 0 | 1.3741
2027 | 2694 | MW | 210.1827 | 268.4088 | 332.4234 | 102.6694 | -365.5078 | -345.126 | -388.9241 | -784.4646 | -175.3818 | -118.7909 | 4.2959 | 5.486 | 0 | 1.3741
2027 | 2695 | MW | 161.1401 | 205.7801 | 263.6461 | 81.4275 | -450.7929 | -431.4075 | -486.1551 | -967.5064 | -211.4899 | -148.4887 | 4.2959 | 5.486 | 0 | 2.7483
2027 | 2696 | MW | 154.134 | 196.8331 | 240.7204 | 81.4275 | -560.4453 | -539.2593 | -607.6939 | -1202.8458 | -257.9145 | -185.6108 | 6.4438 | 8.2289 | 0 | 2.7483
2027 | 2697 | MW | 133.1157 | 169.9923 | 206.3318 | 77.8872 | -645.7304 | -614.7556 | -692.7711 | -1385.8875 | -294.0225 | -211.5963 | 6.4438 | 8.2289 | 33.6683 | 2.7483
2027 | 2698 | MW | 126.1096 | 161.0453 | 194.8689 | 67.2662 | -706.6484 | -668.6816 | -753.5405 | -1516.6316 | -314.6557 | -230.1574 | 6.4438 | 8.2289 | 33.6683 | 2.7483
2027 | 2699 | MW | 133.1157 | 169.9923 | 217.7946 | 74.3468 | -755.3828 | -711.8223 | -802.156 | -1621.2269 | -335.2888 | -245.0063 | 8.5918 | 10.9719 | 33.6683 | 2.7483
2027 | 2700 | MW | 168.1462 | 214.7271 | 275.109 | 88.5081 | -767.5664 | -733.3927 | -826.4637 | -1647.3757 | -340.4471 | -252.4307 | 8.5918 | 10.9719 | 33.6683 | 2.7483
2027 | 2701 | MW | 189.1645 | 241.568 | 309.4976 | 99.1291 | -779.7499 | -744.1779 | -838.6176 | -1673.5245 | -340.4471 | -256.1429 | 8.5918 | 10.9719 | 50.5024 | 2.7483
2027 | 2702 | MW | 217.1888 | 277.3558 | 355.3491 | 113.2904 | -779.7499 | -754.9631 | -850.7715 | -1673.5245 | -345.6054 | -259.8552 | 8.5918 | 10.9719 | 50.5024 | 2.7483
2027 | 2703 | MW | 273.2376 | 348.9315 | 447.0521 | 138.0727 | -779.7499 | -744.1779 | -838.6176 | -1673.5245 | -345.6054 | -256.1429 | 8.5918 | 10.9719 | 50.5024 | 1.3741
2027 | 2704 | MW | 161.1401 | 205.7801 | 263.6461 | 81.4275 | -755.3828 | -733.3927 | -826.4637 | -1621.2269 | -340.4471 | -252.4307 | 4.2959 | 5.486 | 0 | 1.3741
2027 | 2705 | MW | 203.1767 | 259.4619 | 332.4234 | 99.1291 | -731.0156 | -711.8223 | -802.156 | -1568.9293 | -340.4471 | -245.0063 | -6.4438 | -8.2289 | -16.8341 | -4.1224
2027 | 2706 | MW | 231.201 | 295.2497 | 378.2749 | 120.3711 | -670.0976 | -657.8964 | -741.3866 | -1438.1852 | -319.8139 | -226.4452 | -6.4438 | -8.2289 | -16.8341 | -4.1224
2027 | 2707 | MW | 252.2193 | 322.0906 | 412.6635 | 127.4517 | -621.3632 | -593.1853 | -668.4633 | -1333.5899 | -294.0225 | -204.1719 | -6.4438 | -8.2289 | -16.8341 | -4.1224
2027 | 2708 | MW | 252.2193 | 322.0906 | 412.6635 | 127.4517 | -609.1796 | -603.9705 | -680.6172 | -1307.441 | -283.7059 | -207.8841 | -6.4438 | -8.2289 | -16.8341 | -4.1224
2027 | 2709 | MW | 679.5909 | 867.8553 | 1111.8989 | 339.8712 | -572.6289 | -582.4001 | -656.3094 | -1228.9946 | -268.2311 | -200.4597 | -8.5918 | -10.9719 | -16.8341 | -5.4965
2027 | 2710 | MW | 679.5909 | 867.8553 | 1100.436 | 343.4115 | -511.7109 | -528.4742 | -595.54 | -1098.2505 | -237.2813 | -181.8986 | 6.4438 | 8.2289 | 0 | 0
2027 | 2711 | MW | 637.5543 | 814.1735 | 1043.1217 | 322.1696 | -438.6093 | -463.763 | -522.6168 | -941.3576 | -201.1733 | -159.6253 | 10.7397 | 13.7149 | 16.8341 | 1.3741
2027 | 2712 | MW | 588.5117 | 751.5448 | 951.4187 | 293.847 | -377.6914 | -399.0519 | -449.6935 | -810.6135 | -170.2236 | -137.352 | 8.5918 | 10.9719 | 16.8341 | 1.3741
2027 | 2713 | MW | 525.4569 | 671.0221 | 859.7157 | 265.5244 | -304.5898 | -345.126 | -388.9241 | -653.7205 | -139.2738 | -118.7909 | 8.5918 | 10.9719 | 0 | 2.7483
2027 | 2714 | MW | 455.3959 | 581.5525 | 733.624 | 230.1211 | -292.4062 | -323.5556 | -364.6164 | -627.5717 | -134.1155 | -111.3665 | 8.5918 | 10.9719 | 0 | 2.7483
2027 | 2715 | MW | 378.3289 | 483.1359 | 607.5324 | 187.6372 | -280.2226 | -312.7704 | -352.4625 | -601.4229 | -128.9572 | -107.6543 | 6.4438 | 8.2289 | 0 | 2.7483
2027 | 2716 | MW | 315.2741 | 402.6133 | 515.8294 | 155.7743 | -292.4062 | -312.7704 | -352.4625 | -627.5717 | -128.9572 | -107.6543 | 6.4438 | 8.2289 | 0 | 1.3741
2027 | 2717 | MW | 266.2315 | 339.9845 | 435.5893 | 130.992 | -292.4062 | -312.7704 | -352.4625 | -627.5717 | -134.1155 | -107.6543 | 6.4438 | 8.2289 | 0 | 1.3741
2027 | 2718 | MW | 224.1949 | 286.3028 | 366.812 | 109.7501 | -304.5898 | -301.9852 | -340.3086 | -653.7205 | -149.5904 | -103.9421 | 6.4438 | 8.2289 | 0 | 1.3741
2027 | 2719 | MW | 203.1767 | 259.4619 | 332.4234 | 99.1291 | -365.5078 | -366.6964 | -413.2319 | -784.4646 | -175.3818 | -126.2154 | 6.4438 | 8.2289 | 0 | 2.7483
2027 | 2720 | MW | 182.1584 | 232.621 | 298.0348 | 92.0485 | -438.6093 | -420.6223 | -474.0013 | -941.3576 | -206.3316 | -144.7764 | 6.4438 | 8.2289 | 16.8341 | 2.7483
2027 | 2721 | MW | 175.1523 | 223.674 | 286.5719 | 84.9678 | -487.3437 | -474.5482 | -534.7707 | -1045.9528 | -226.9647 | -163.3375 | 8.5918 | 10.9719 | 33.6683 | 2.7483
2027 | 2722 | MW | 189.1645 | 241.568 | 309.4976 | 95.5888 | -523.8945 | -517.689 | -583.3862 | -1124.3993 | -242.4396 | -178.1864 | 8.5918 | 10.9719 | 33.6683 | 2.7483
2027 | 2723 | MW | 231.201 | 295.2497 | 378.2749 | 116.8307 | -548.2617 | -539.2593 | -607.6939 | -1176.6969 | -247.5979 | -185.6108 | 8.5918 | 10.9719 | 50.5024 | 2.7483
2027 | 2724 | MW | 280.2437 | 357.8785 | 447.0521 | 141.613 | -560.4453 | -560.8297 | -632.0017 | -1202.8458 | -247.5979 | -193.0353 | 8.5918 | 10.9719 | 50.5024 | 2.7483
2027 | 2725 | MW | 308.268 | 393.6663 | 504.3665 | 159.3146 | -572.6289 | -571.6149 | -644.1556 | -1228.9946 | -247.5979 | -196.7475 | 8.5918 | 10.9719 | 50.5024 | 2.7483
2027 | 2726 | MW | 343.2985 | 438.4011 | 561.6809 | 169.9356 | -572.6289 | -593.1853 | -668.4633 | -1228.9946 | -247.5979 | -204.1719 | 8.5918 | 10.9719 | 50.5024 | 2.7483
2027 | 2727 | MW | 147.1279 | 187.8862 | 240.7204 | 74.3468 | -560.4453 | -603.9705 | -680.6172 | -1202.8458 | -242.4396 | -207.8841 | 8.5918 | 10.9719 | 50.5024 | 1.3741
2027 | 2728 | MW | 161.1401 | 205.7801 | 263.6461 | 84.9678 | -560.4453 | -603.9705 | -680.6172 | -1202.8458 | -237.2813 | -207.8841 | 6.4438 | 8.2289 | 0 | 1.3741
2027 | 2729 | MW | 175.1523 | 223.674 | 286.5719 | 92.0485 | -548.2617 | -603.9705 | -680.6172 | -1176.6969 | -237.2813 | -207.8841 | -4.2959 | -5.486 | -16.8341 | -4.1224
2027 | 2730 | MW | 182.1584 | 232.621 | 298.0348 | 92.0485 | -523.8945 | -560.8297 | -632.0017 | -1124.3993 | -232.123 | -193.0353 | -4.2959 | -5.486 | -16.8341 | -4.1224
2027 | 2731 | MW | 189.1645 | 241.568 | 298.0348 | 95.5888 | -511.7109 | -528.4742 | -595.54 | -1098.2505 | -237.2813 | -181.8986 | -4.2959 | -5.486 | -16.8341 | -4.1224
2027 | 2732 | MW | 609.53 | 778.3856 | 985.8073 | 308.0083 | -523.8945 | -550.0445 | -619.8478 | -1124.3993 | -242.4396 | -189.323 | -4.2959 | -5.486 | -16.8341 | -4.1224
2027 | 2733 | MW | 609.53 | 778.3856 | 997.2702 | 304.468 | -511.7109 | -539.2593 | -607.6939 | -1098.2505 | -242.4396 | -185.6108 | -4.2959 | -5.486 | -16.8341 | -4.1224
2027 | 2734 | MW | 588.5117 | 751.5448 | 962.8815 | 293.847 | -462.9765 | -496.1186 | -559.0784 | -993.6552 | -216.6482 | -170.762 | 6.4438 | 8.2289 | 0 | 0
2027 | 2735 | MW | 567.4934 | 724.7039 | 928.4929 | 279.6857 | -414.2422 | -431.4075 | -486.1551 | -889.0599 | -190.8567 | -148.4887 | 10.7397 | 13.7149 | 16.8341 | 1.3741
2027 | 2736 | MW | 532.4629 | 679.9691 | 871.1785 | 261.9841 | -341.1406 | -366.6964 | -413.2319 | -732.167 | -159.907 | -126.2154 | 10.7397 | 13.7149 | 16.8341 | 1.3741
2027 | 2737 | MW | 483.4203 | 617.3403 | 790.9384 | 237.2018 | -304.5898 | -334.3408 | -376.7702 | -653.7205 | -144.4321 | -115.0787 | 8.5918 | 10.9719 | 0 | 2.7483
2027 | 2738 | MW | 420.3655 | 536.8177 | 687.7725 | 205.3389 | -292.4062 | -312.7704 | -352.4625 | -627.5717 | -134.1155 | -107.6543 | 8.5918 | 10.9719 | 0 | 2.7483
2027 | 2739 | MW | 364.3168 | 465.242 | 607.5324 | 177.0163 | -280.2226 | -301.9852 | -340.3086 | -601.4229 | -128.9572 | -103.9421 | 6.4438 | 8.2289 | 0 | 2.7483
2027 | 2740 | MW | 322.2802 | 411.5602 | 527.2923 | 159.3146 | -280.2226 | -301.9852 | -340.3086 | -601.4229 | -128.9572 | -103.9421 | 6.4438 | 8.2289 | 0 | 2.7483
2027 | 2741 | MW | 287.2497 | 366.8254 | 469.9779 | 141.613 | -292.4062 | -291.2 | -328.1547 | -627.5717 | -134.1155 | -100.2298 | 6.4438 | 8.2289 | 0 | 1.3741
2027 | 2742 | MW | 259.2254 | 331.0376 | 424.1264 | 127.4517 | -292.4062 | -280.4149 | -316.0008 | -627.5717 | -144.4321 | -96.5176 | 6.4438 | 8.2289 | 0 | 1.3741
2027 | 2743 | MW | 231.201 | 295.2497 | 378.2749 | 109.7501 | -341.1406 | -323.5556 | -364.6164 | -732.167 | -165.0653 | -111.3665 | 6.4438 | 8.2289 | 16.8341 | 2.7483
2027 | 2744 | MW | 196.1706 | 250.5149 | 320.9605 | 99.1291 | -389.875 | -366.6964 | -413.2319 | -836.7623 | -185.6984 | -126.2154 | 6.4438 | 8.2289 | 16.8341 | 2.7483
2027 | 2745 | MW | 182.1584 | 232.621 | 298.0348 | 92.0485 | -438.6093 | -409.8371 | -461.8474 | -941.3576 | -201.1733 | -141.0642 | 6.4438 | 8.2289 | 33.6683 | 2.7483
2027 | 2746 | MW | 196.1706 | 250.5149 | 320.9605 | 99.1291 | -462.9765 | -442.1927 | -498.309 | -993.6552 | -206.3316 | -152.2009 | 8.5918 | 10.9719 | 33.6683 | 2.7483
2027 | 2747 | MW | 231.201 | 295.2497 | 378.2749 | 116.8307 | -487.3437 | -474.5482 | -534.7707 | -1045.9528 | -211.4899 | -163.3375 | 8.5918 | 10.9719 | 33.6683 | 2.7483
2027 | 2748 | MW | 280.2437 | 357.8785 | 469.9779 | 138.0727 | -499.5273 | -496.1186 | -559.0784 | -1072.1017 | -216.6482 | -170.762 | 8.5918 | 10.9719 | 33.6683 | 2.7483
2027 | 2749 | MW | 315.2741 | 402.6133 | 515.8294 | 155.7743 | -511.7109 | -506.9038 | -571.2323 | -1098.2505 | -216.6482 | -174.4742 | 8.5918 | 10.9719 | 33.6683 | 2.7483
2027 | 2750 | MW | 336.2924 | 429.4541 | 550.218 | 166.3953 | -523.8945 | -517.689 | -583.3862 | -1124.3993 | -216.6482 | -178.1864 | 8.5918 | 10.9719 | 33.6683 | 2.7483
2027 | 2751 | MW | 133.1157 | 169.9923 | 217.7946 | 70.8065 | -523.8945 | -528.4742 | -595.54 | -1124.3993 | -221.8064 | -181.8986 | 8.5918 | 10.9719 | 33.6683 | 1.3741
2027 | 2752 | MW | 154.134 | 196.8331 | 252.1833 | 81.4275 | -523.8945 | -528.4742 | -595.54 | -1124.3993 | -226.9647 | -181.8986 | 6.4438 | 8.2289 | 0 | 1.3741
2027 | 2753 | MW | 175.1523 | 223.674 | 286.5719 | 92.0485 | -536.0781 | -539.2593 | -607.6939 | -1150.5481 | -232.123 | -185.6108 | -4.2959 | -5.486 | -16.8341 | -4.1224
2027 | 2754 | MW | 182.1584 | 232.621 | 298.0348 | 95.5888 | -523.8945 | -517.689 | -583.3862 | -1124.3993 | -232.123 | -178.1864 | -4.2959 | -5.486 | -16.8341 | -4.1224
2027 | 2755 | MW | 182.1584 | 232.621 | 298.0348 | 92.0485 | -523.8945 | -506.9038 | -571.2323 | -1124.3993 | -237.2813 | -174.4742 | -4.2959 | -5.486 | -16.8341 | -4.1224
2027 | 2756 | MW | 616.536 | 787.3326 | 1008.733 | 311.5486 | -536.0781 | -539.2593 | -607.6939 | -1150.5481 | -242.4396 | -185.6108 | -4.2959 | -5.486 | -16.8341 | -4.1224
2027 | 2757 | MW | 616.536 | 787.3326 | 997.2702 | 311.5486 | -511.7109 | -539.2593 | -607.6939 | -1098.2505 | -237.2813 | -185.6108 | -6.4438 | -8.2289 | -16.8341 | -4.1224
2027 | 2758 | MW | 602.5239 | 769.4387 | 974.3444 | 304.468 | -462.9765 | -485.3334 | -546.9245 | -993.6552 | -211.4899 | -167.0497 | 8.5918 | 10.9719 | 16.8341 | 0
2027 | 2759 | MW | 581.5056 | 742.5978 | 939.9558 | 290.3067 | -402.0586 | -431.4075 | -486.1551 | -862.9111 | -185.6984 | -148.4887 | 10.7397 | 13.7149 | 16.8341 | 1.3741
2027 | 2760 | MW | 539.469 | 688.916 | 871.1785 | 269.0647 | -341.1406 | -366.6964 | -413.2319 | -732.167 | -154.7487 | -126.2154 | 10.7397 | 13.7149 | 16.8341 | 1.3741
2027 | 2761 | MW | 483.4203 | 617.3403 | 779.4755 | 240.7421 | -328.957 | -345.126 | -388.9241 | -706.0182 | -149.5904 | -118.7909 | 6.4438 | 8.2289 | 0 | 2.7483
2027 | 2762 | MW | 420.3655 | 536.8177 | 676.3097 | 208.8792 | -304.5898 | -323.5556 | -364.6164 | -653.7205 | -139.2738 | -111.3665 | 6.4438 | 8.2289 | 0 | 2.7483
2027 | 2763 | MW | 364.3168 | 465.242 | 596.0695 | 180.5566 | -292.4062 | -312.7704 | -352.4625 | -627.5717 | -134.1155 | -107.6543 | 4.2959 | 5.486 | 0 | 1.3741
2027 | 2764 | MW | 322.2802 | 411.5602 | 515.8294 | 159.3146 | -292.4062 | -312.7704 | -352.4625 | -627.5717 | -134.1155 | -107.6543 | 4.2959 | 5.486 | 0 | 1.3741
2027 | 2765 | MW | 280.2437 | 357.8785 | 447.0521 | 138.0727 | -316.7734 | -312.7704 | -352.4625 | -679.8693 | -144.4321 | -107.6543 | 4.2959 | 5.486 | 0 | 1.3741
2027 | 2766 | MW | 238.2071 | 304.1967 | 389.7378 | 120.3711 | -353.3242 | -334.3408 | -376.7702 | -758.3158 | -170.2236 | -115.0787 | 4.2959 | 5.486 | 0 | 1.3741
2027 | 2767 | MW | 203.1767 | 259.4619 | 320.9605 | 106.2098 | -450.7929 | -431.4075 | -486.1551 | -967.5064 | -211.4899 | -148.4887 | 4.2959 | 5.486 | 0 | 2.7483
2027 | 2768 | MW | 189.1645 | 241.568 | 298.0348 | 106.2098 | -560.4453 | -539.2593 | -607.6939 | -1202.8458 | -247.5979 | -185.6108 | 6.4438 | 8.2289 | 0 | 2.7483
2027 | 2769 | MW | 175.1523 | 223.674 | 275.109 | 99.1291 | -645.7304 | -614.7556 | -692.7711 | -1385.8875 | -273.3893 | -211.5963 | 6.4438 | 8.2289 | 33.6683 | 2.7483
2027 | 2770 | MW | 161.1401 | 205.7801 | 252.1833 | 88.5081 | -718.832 | -668.6816 | -753.5405 | -1542.7804 | -288.8642 | -230.1574 | 6.4438 | 8.2289 | 33.6683 | 2.7483
2027 | 2771 | MW | 161.1401 | 205.7801 | 263.6461 | 84.9678 | -779.7499 | -722.6075 | -814.3099 | -1673.5245 | -304.3391 | -248.7185 | 6.4438 | 8.2289 | 33.6683 | 2.7483
2027 | 2772 | MW | 196.1706 | 250.5149 | 320.9605 | 99.1291 | -816.3007 | -744.1779 | -838.6176 | -1751.971 | -309.4974 | -256.1429 | 6.4438 | 8.2289 | 33.6683 | 2.7483
2027 | 2773 | MW | 217.1888 | 277.3558 | 355.3491 | 109.7501 | -828.4843 | -765.7483 | -862.9254 | -1778.1198 | -309.4974 | -263.5674 | 6.4438 | 8.2289 | 33.6683 | 2.7483
2027 | 2774 | MW | 238.2071 | 304.1967 | 389.7378 | 120.3711 | -828.4843 | -776.5335 | -875.0793 | -1778.1198 | -309.4974 | -267.2796 | 6.4438 | 8.2289 | 33.6683 | 2.7483
2027 | 2775 | MW | 287.2497 | 366.8254 | 469.9779 | 145.1533 | -828.4843 | -765.7483 | -862.9254 | -1778.1198 | -314.6557 | -263.5674 | 6.4438 | 8.2289 | 33.6683 | 1.3741
2027 | 2776 | MW | 154.134 | 196.8331 | 252.1833 | 77.8872 | -816.3007 | -754.9631 | -850.7715 | -1751.971 | -314.6557 | -259.8552 | 4.2959 | 5.486 | 0 | 1.3741
2027 | 2777 | MW | 196.1706 | 250.5149 | 320.9605 | 99.1291 | -791.9335 | -733.3927 | -826.4637 | -1699.6734 | -314.6557 | -252.4307 | -8.5918 | -10.9719 | -16.8341 | -4.1224
2027 | 2778 | MW | 224.1949 | 286.3028 | 366.812 | 116.8307 | -731.0156 | -668.6816 | -753.5405 | -1568.9293 | -299.1808 | -230.1574 | -8.5918 | -10.9719 | -16.8341 | -4.1224
2027 | 2779 | MW | 245.2132 | 313.1436 | 401.2006 | 127.4517 | -670.0976 | -603.9705 | -680.6172 | -1438.1852 | -283.7059 | -207.8841 | -8.5918 | -10.9719 | -16.8341 | -4.1224
2027 | 2780 | MW | 245.2132 | 313.1436 | 401.2006 | 123.9114 | -645.7304 | -614.7556 | -692.7711 | -1385.8875 | -273.3893 | -211.5963 | -10.7397 | -13.7149 | -16.8341 | -4.1224
2027 | 2781 | MW | 693.6031 | 885.7492 | 1134.8247 | 343.4115 | -584.8125 | -593.1853 | -668.4633 | -1255.1434 | -263.0728 | -204.1719 | -10.7397 | -13.7149 | -16.8341 | -5.4965
2027 | 2782 | MW | 693.6031 | 885.7492 | 1134.8247 | 343.4115 | -511.7109 | -528.4742 | -595.54 | -1098.2505 | -232.123 | -181.8986 | 6.4438 | 8.2289 | 16.8341 | 0
2027 | 2783 | MW | 658.5726 | 841.0144 | 1077.5103 | 325.7099 | -438.6093 | -452.9778 | -510.4629 | -941.3576 | -196.015 | -155.9131 | 10.7397 | 13.7149 | 16.8341 | 1.3741
2027 | 2784 | MW | 609.53 | 778.3856 | 997.2702 | 300.9276 | -365.5078 | -388.2667 | -437.5396 | -784.4646 | -165.0653 | -133.6398 | 8.5918 | 10.9719 | 0 | 1.3741
2027 | 2785 | MW | 553.4812 | 706.8099 | 905.5672 | 276.1454 | -328.957 | -345.126 | -388.9241 | -706.0182 | -149.5904 | -118.7909 | 8.5918 | 10.9719 | 16.8341 | 2.7483
2027 | 2786 | MW | 483.4203 | 617.3403 | 790.9384 | 240.7421 | -304.5898 | -334.3408 | -376.7702 | -653.7205 | -139.2738 | -115.0787 | 6.4438 | 8.2289 | 16.8341 | 2.7483
2027 | 2787 | MW | 413.3594 | 527.8707 | 676.3097 | 205.3389 | -292.4062 | -323.5556 | -364.6164 | -627.5717 | -134.1155 | -111.3665 | 6.4438 | 8.2289 | 16.8341 | 1.3741
2027 | 2788 | MW | 350.3046 | 447.3481 | 573.1438 | 169.9356 | -304.5898 | -323.5556 | -364.6164 | -653.7205 | -139.2738 | -111.3665 | 4.2959 | 5.486 | 16.8341 | 1.3741
2027 | 2789 | MW | 294.2558 | 375.7724 | 481.4408 | 141.613 | -316.7734 | -323.5556 | -364.6164 | -679.8693 | -144.4321 | -111.3665 | 4.2959 | 5.486 | 16.8341 | 1.3741
2027 | 2790 | MW | 245.2132 | 313.1436 | 401.2006 | 116.8307 | -353.3242 | -345.126 | -388.9241 | -758.3158 | -170.2236 | -118.7909 | 4.2959 | 5.486 | 16.8341 | 1.3741
2027 | 2791 | MW | 196.1706 | 250.5149 | 320.9605 | 99.1291 | -450.7929 | -442.1927 | -498.309 | -967.5064 | -211.4899 | -152.2009 | 4.2959 | 5.486 | 16.8341 | 1.3741
2027 | 2792 | MW | 175.1523 | 223.674 | 275.109 | 92.0485 | -560.4453 | -539.2593 | -607.6939 | -1202.8458 | -247.5979 | -185.6108 | 4.2959 | 5.486 | 16.8341 | 2.7483
2027 | 2793 | MW | 147.1279 | 187.8862 | 240.7204 | 84.9678 | -657.914 | -614.7556 | -692.7711 | -1412.0363 | -278.5476 | -211.5963 | 6.4438 | 8.2289 | 16.8341 | 2.7483
2027 | 2794 | MW | 140.1218 | 178.9392 | 217.7946 | 74.3468 | -731.0156 | -668.6816 | -753.5405 | -1568.9293 | -299.1808 | -230.1574 | 6.4438 | 8.2289 | 33.6683 | 2.7483
2027 | 2795 | MW | 147.1279 | 187.8862 | 229.2575 | 77.8872 | -779.7499 | -711.8223 | -802.156 | -1673.5245 | -314.6557 | -245.0063 | 6.4438 | 8.2289 | 33.6683 | 2.7483
2027 | 2796 | MW | 182.1584 | 232.621 | 298.0348 | 92.0485 | -804.1171 | -722.6075 | -814.3099 | -1725.8222 | -319.8139 | -248.7185 | 8.5918 | 10.9719 | 33.6683 | 2.7483
2027 | 2797 | MW | 203.1767 | 259.4619 | 332.4234 | 102.6694 | -816.3007 | -733.3927 | -826.4637 | -1751.971 | -324.9722 | -252.4307 | 8.5918 | 10.9719 | 33.6683 | 2.7483
2027 | 2798 | MW | 224.1949 | 286.3028 | 366.812 | 113.2904 | -816.3007 | -744.1779 | -838.6176 | -1751.971 | -324.9722 | -256.1429 | 8.5918 | 10.9719 | 33.6683 | 2.7483
2027 | 2799 | MW | 280.2437 | 357.8785 | 458.515 | 138.0727 | -816.3007 | -744.1779 | -838.6176 | -1751.971 | -324.9722 | -256.1429 | 8.5918 | 10.9719 | 33.6683 | 1.3741
2027 | 2800 | MW | 154.134 | 196.8331 | 252.1833 | 77.8872 | -791.9335 | -722.6075 | -814.3099 | -1699.6734 | -324.9722 | -248.7185 | 4.2959 | 5.486 | 16.8341 | 1.3741
2027 | 2801 | MW | 196.1706 | 250.5149 | 320.9605 | 99.1291 | -767.5664 | -701.0371 | -790.0021 | -1647.3757 | -324.9722 | -241.2941 | -8.5918 | -10.9719 | -33.6683 | -4.1224
2027 | 2802 | MW | 231.201 | 295.2497 | 366.812 | 116.8307 | -706.6484 | -647.1112 | -729.2327 | -1516.6316 | -309.4974 | -222.733 | -8.5918 | -10.9719 | -33.6683 | -4.1224
2027 | 2803 | MW | 245.2132 | 313.1436 | 401.2006 | 127.4517 | -633.5468 | -593.1853 | -668.4633 | -1359.7387 | -283.7059 | -204.1719 | -8.5918 | -10.9719 | -33.6683 | -4.1224
2027 | 2804 | MW | 245.2132 | 313.1436 | 401.2006 | 123.9114 | -621.3632 | -603.9705 | -680.6172 | -1333.5899 | -278.5476 | -207.8841 | -10.7397 | -13.7149 | -33.6683 | -5.4965
2027 | 2805 | MW | 686.597 | 876.8022 | 1123.3618 | 339.8712 | -572.6289 | -593.1853 | -668.4633 | -1228.9946 | -263.0728 | -204.1719 | -10.7397 | -13.7149 | -33.6683 | -5.4965
2027 | 2806 | MW | 686.597 | 876.8022 | 1123.3618 | 343.4115 | -511.7109 | -528.4742 | -595.54 | -1098.2505 | -232.123 | -181.8986 | 6.4438 | 8.2289 | 16.8341 | 0
2027 | 2807 | MW | 651.5665 | 832.0674 | 1066.0474 | 322.1696 | -438.6093 | -463.763 | -522.6168 | -941.3576 | -196.015 | -159.6253 | 10.7397 | 13.7149 | 16.8341 | 1.3741
2027 | 2808 | MW | 595.5178 | 760.4917 | 974.3444 | 297.3873 | -365.5078 | -399.0519 | -449.6935 | -784.4646 | -170.2236 | -137.352 | 8.5918 | 10.9719 | 16.8341 | 1.3741
2027 | 2809 | MW | 539.469 | 688.916 | 871.1785 | 269.0647 | -328.957 | -355.9112 | -401.078 | -706.0182 | -149.5904 | -122.5031 | 8.5918 | 10.9719 | 0 | 2.7483
2027 | 2810 | MW | 462.402 | 590.4994 | 756.5498 | 230.1211 | -304.5898 | -334.3408 | -376.7702 | -653.7205 | -139.2738 | -115.0787 | 6.4438 | 8.2289 | 0 | 1.3741
2027 | 2811 | MW | 392.3411 | 501.0298 | 630.4582 | 194.7179 | -292.4062 | -323.5556 | -364.6164 | -627.5717 | -134.1155 | -111.3665 | 6.4438 | 8.2289 | 0 | 1.3741
2027 | 2812 | MW | 322.2802 | 411.5602 | 527.2923 | 159.3146 | -304.5898 | -323.5556 | -364.6164 | -653.7205 | -139.2738 | -111.3665 | 4.2959 | 5.486 | 0 | 1.3741
2027 | 2813 | MW | 266.2315 | 339.9845 | 435.5893 | 130.992 | -316.7734 | -323.5556 | -364.6164 | -679.8693 | -144.4321 | -111.3665 | 4.2959 | 5.486 | 0 | 1.3741
2027 | 2814 | MW | 217.1888 | 277.3558 | 355.3491 | 109.7501 | -353.3242 | -345.126 | -388.9241 | -758.3158 | -170.2236 | -118.7909 | 4.2959 | 5.486 | 0 | 1.3741
2027 | 2815 | MW | 175.1523 | 223.674 | 286.5719 | 88.5081 | -450.7929 | -442.1927 | -498.309 | -967.5064 | -211.4899 | -152.2009 | 4.2959 | 5.486 | 0 | 1.3741
2027 | 2816 | MW | 161.1401 | 205.7801 | 252.1833 | 88.5081 | -560.4453 | -539.2593 | -607.6939 | -1202.8458 | -252.7562 | -185.6108 | 6.4438 | 8.2289 | 0 | 1.3741
2027 | 2817 | MW | 140.1218 | 178.9392 | 217.7946 | 77.8872 | -645.7304 | -614.7556 | -692.7711 | -1385.8875 | -283.7059 | -211.5963 | 6.4438 | 8.2289 | 33.6683 | 2.7483
2027 | 2818 | MW | 126.1096 | 161.0453 | 206.3318 | 70.8065 | -706.6484 | -668.6816 | -753.5405 | -1516.6316 | -304.3391 | -230.1574 | 6.4438 | 8.2289 | 33.6683 | 2.7483
2027 | 2819 | MW | 133.1157 | 169.9923 | 217.7946 | 74.3468 | -755.3828 | -711.8223 | -802.156 | -1621.2269 | -330.1305 | -245.0063 | 6.4438 | 8.2289 | 33.6683 | 2.7483
2027 | 2820 | MW | 168.1462 | 214.7271 | 275.109 | 88.5081 | -791.9335 | -733.3927 | -826.4637 | -1699.6734 | -340.4471 | -252.4307 | 6.4438 | 8.2289 | 33.6683 | 2.7483
2027 | 2821 | MW | 196.1706 | 250.5149 | 309.4976 | 99.1291 | -804.1171 | -744.1779 | -838.6176 | -1725.8222 | -345.6054 | -256.1429 | 6.4438 | 8.2289 | 50.5024 | 2.7483
2027 | 2822 | MW | 217.1888 | 277.3558 | 355.3491 | 109.7501 | -828.4843 | -765.7483 | -862.9254 | -1778.1198 | -355.922 | -263.5674 | 6.4438 | 8.2289 | 50.5024 | 2.7483
2027 | 2823 | MW | 273.2376 | 348.9315 | 447.0521 | 134.5324 | -828.4843 | -754.9631 | -850.7715 | -1778.1198 | -361.0803 | -259.8552 | 6.4438 | 8.2289 | 50.5024 | 0
2027 | 2824 | MW | 154.134 | 196.8331 | 252.1833 | 81.4275 | -816.3007 | -754.9631 | -850.7715 | -1751.971 | -355.922 | -259.8552 | 4.2959 | 5.486 | 0 | 0
2027 | 2825 | MW | 196.1706 | 250.5149 | 320.9605 | 99.1291 | -791.9335 | -733.3927 | -826.4637 | -1699.6734 | -350.7637 | -252.4307 | -8.5918 | -10.9719 | -33.6683 | -5.4965
2027 | 2826 | MW | 231.201 | 295.2497 | 378.2749 | 120.3711 | -718.832 | -679.4668 | -765.6943 | -1542.7804 | -324.9722 | -233.8696 | -8.5918 | -10.9719 | -33.6683 | -6.8707
2027 | 2827 | MW | 245.2132 | 313.1436 | 401.2006 | 127.4517 | -645.7304 | -614.7556 | -692.7711 | -1385.8875 | -299.1808 | -211.5963 | -10.7397 | -13.7149 | -33.6683 | -6.8707
2027 | 2828 | MW | 245.2132 | 313.1436 | 401.2006 | 127.4517 | -621.3632 | -625.5408 | -704.925 | -1333.5899 | -283.7059 | -215.3086 | -10.7397 | -13.7149 | -33.6683 | -6.8707
2027 | 2829 | MW | 679.5909 | 867.8553 | 1111.8989 | 336.3309 | -584.8125 | -593.1853 | -668.4633 | -1255.1434 | -268.2311 | -204.1719 | -10.7397 | -13.7149 | -33.6683 | -6.8707
2027 | 2830 | MW | 679.5909 | 867.8553 | 1111.8989 | 336.3309 | -511.7109 | -539.2593 | -607.6939 | -1098.2505 | -232.123 | -185.6108 | 6.4438 | 8.2289 | 16.8341 | -1.3741
2027 | 2831 | MW | 637.5543 | 814.1735 | 1043.1217 | 318.6293 | -438.6093 | -463.763 | -522.6168 | -941.3576 | -201.1733 | -159.6253 | 10.7397 | 13.7149 | 16.8341 | 0
2027 | 2832 | MW | 588.5117 | 751.5448 | 962.8815 | 293.847 | -377.6914 | -399.0519 | -449.6935 | -810.6135 | -170.2236 | -137.352 | 10.7397 | 13.7149 | 0 | 0
2027 | 2833 | MW | 525.4569 | 671.0221 | 859.7157 | 261.9841 | -328.957 | -355.9112 | -401.078 | -706.0182 | -149.5904 | -122.5031 | 8.5918 | 10.9719 | 16.8341 | 2.7483
2027 | 2834 | MW | 455.3959 | 581.5525 | 745.0869 | 226.5808 | -304.5898 | -334.3408 | -376.7702 | -653.7205 | -139.2738 | -115.0787 | 6.4438 | 8.2289 | 16.8341 | 1.3741
2027 | 2835 | MW | 378.3289 | 483.1359 | 618.9953 | 187.6372 | -304.5898 | -323.5556 | -364.6164 | -653.7205 | -134.1155 | -111.3665 | 6.4438 | 8.2289 | 16.8341 | 1.3741
2027 | 2836 | MW | 308.268 | 393.6663 | 504.3665 | 152.234 | -304.5898 | -334.3408 | -376.7702 | -653.7205 | -139.2738 | -115.0787 | 4.2959 | 5.486 | 16.8341 | 1.3741
2027 | 2837 | MW | 259.2254 | 331.0376 | 424.1264 | 123.9114 | -316.7734 | -323.5556 | -364.6164 | -679.8693 | -144.4321 | -111.3665 | 4.2959 | 5.486 | 16.8341 | 1.3741
2027 | 2838 | MW | 210.1827 | 268.4088 | 343.8863 | 102.6694 | -353.3242 | -345.126 | -388.9241 | -758.3158 | -170.2236 | -118.7909 | 4.2959 | 5.486 | 16.8341 | 1.3741
2027 | 2839 | MW | 168.1462 | 214.7271 | 275.109 | 88.5081 | -450.7929 | -442.1927 | -498.309 | -967.5064 | -211.4899 | -152.2009 | 4.2959 | 5.486 | 16.8341 | 1.3741
2027 | 2840 | MW | 154.134 | 196.8331 | 252.1833 | 84.9678 | -560.4453 | -550.0445 | -619.8478 | -1202.8458 | -257.9145 | -189.323 | 6.4438 | 8.2289 | 16.8341 | 2.7483
2027 | 2841 | MW | 133.1157 | 169.9923 | 217.7946 | 77.8872 | -645.7304 | -625.5408 | -704.925 | -1385.8875 | -294.0225 | -215.3086 | 6.4438 | 8.2289 | 16.8341 | 2.7483
2027 | 2842 | MW | 126.1096 | 161.0453 | 206.3318 | 70.8065 | -718.832 | -679.4668 | -765.6943 | -1542.7804 | -324.9722 | -233.8696 | 6.4438 | 8.2289 | 16.8341 | 2.7483
2027 | 2843 | MW | 133.1157 | 169.9923 | 217.7946 | 74.3468 | -767.5664 | -733.3927 | -826.4637 | -1647.3757 | -345.6054 | -252.4307 | 6.4438 | 8.2289 | 16.8341 | 2.7483
2027 | 2844 | MW | 175.1523 | 223.674 | 275.109 | 92.0485 | -804.1171 | -754.9631 | -850.7715 | -1725.8222 | -361.0803 | -259.8552 | 6.4438 | 8.2289 | 16.8341 | 2.7483
2027 | 2845 | MW | 196.1706 | 250.5149 | 309.4976 | 102.6694 | -828.4843 | -776.5335 | -875.0793 | -1778.1198 | -366.2386 | -267.2796 | 6.4438 | 8.2289 | 16.8341 | 2.7483
2027 | 2846 | MW | 217.1888 | 277.3558 | 355.3491 | 113.2904 | -840.6679 | -798.1038 | -899.387 | -1804.2686 | -371.3968 | -274.704 | 6.4438 | 8.2289 | 16.8341 | 2.7483
2027 | 2847 | MW | 273.2376 | 348.9315 | 447.0521 | 138.0727 | -852.8515 | -808.889 | -911.5409 | -1830.4175 | -366.2386 | -278.4162 | 6.4438 | 8.2289 | 16.8341 | 0
2027 | 2848 | MW | 161.1401 | 205.7801 | 252.1833 | 81.4275 | -840.6679 | -798.1038 | -899.387 | -1804.2686 | -366.2386 | -274.704 | 4.2959 | 5.486 | 0 | 0
2027 | 2849 | MW | 196.1706 | 250.5149 | 320.9605 | 99.1291 | -816.3007 | -787.3186 | -887.2331 | -1751.971 | -361.0803 | -270.9918 | -6.4438 | -8.2289 | -16.8341 | -5.4965
2027 | 2850 | MW | 231.201 | 295.2497 | 378.2749 | 120.3711 | -743.1992 | -722.6075 | -814.3099 | -1595.0781 | -340.4471 | -248.7185 | -8.5918 | -10.9719 | -33.6683 | -5.4965
2027 | 2851 | MW | 245.2132 | 313.1436 | 401.2006 | 127.4517 | -670.0976 | -647.1112 | -729.2327 | -1438.1852 | -309.4974 | -222.733 | -8.5918 | -10.9719 | -33.6683 | -5.4965
2027 | 2852 | MW | 245.2132 | 313.1436 | 401.2006 | 127.4517 | -633.5468 | -647.1112 | -729.2327 | -1359.7387 | -288.8642 | -222.733 | -8.5918 | -10.9719 | -33.6683 | -5.4965
2027 | 2853 | MW | 679.5909 | 867.8553 | 1111.8989 | 339.8712 | -584.8125 | -614.7556 | -692.7711 | -1255.1434 | -268.2311 | -211.5963 | -8.5918 | -10.9719 | -33.6683 | -6.8707
2027 | 2854 | MW | 679.5909 | 867.8553 | 1111.8989 | 339.8712 | -523.8945 | -550.0445 | -619.8478 | -1124.3993 | -237.2813 | -189.323 | 6.4438 | 8.2289 | 16.8341 | 0
2027 | 2855 | MW | 637.5543 | 814.1735 | 1043.1217 | 322.1696 | -438.6093 | -463.763 | -522.6168 | -941.3576 | -201.1733 | -159.6253 | 10.7397 | 13.7149 | 16.8341 | 1.3741
2027 | 2856 | MW | 588.5117 | 751.5448 | 962.8815 | 293.847 | -377.6914 | -399.0519 | -449.6935 | -810.6135 | -170.2236 | -137.352 | 10.7397 | 13.7149 | 16.8341 | 1.3741
2027 | 2857 | MW | 525.4569 | 671.0221 | 859.7157 | 265.5244 | -328.957 | -355.9112 | -401.078 | -706.0182 | -149.5904 | -122.5031 | 8.5918 | 10.9719 | 0 | 2.7483
2027 | 2858 | MW | 455.3959 | 581.5525 | 733.624 | 230.1211 | -304.5898 | -334.3408 | -376.7702 | -653.7205 | -139.2738 | -115.0787 | 6.4438 | 8.2289 | 0 | 2.7483
2027 | 2859 | MW | 378.3289 | 483.1359 | 607.5324 | 191.1776 | -304.5898 | -323.5556 | -364.6164 | -653.7205 | -134.1155 | -111.3665 | 6.4438 | 8.2289 | 0 | 2.7483
2027 | 2860 | MW | 308.268 | 393.6663 | 504.3665 | 155.7743 | -304.5898 | -323.5556 | -364.6164 | -653.7205 | -139.2738 | -111.3665 | 4.2959 | 5.486 | 0 | 1.3741
2027 | 2861 | MW | 259.2254 | 331.0376 | 412.6635 | 127.4517 | -316.7734 | -323.5556 | -364.6164 | -679.8693 | -144.4321 | -111.3665 | 4.2959 | 5.486 | 0 | 1.3741
2027 | 2862 | MW | 210.1827 | 268.4088 | 332.4234 | 106.2098 | -353.3242 | -345.126 | -388.9241 | -758.3158 | -170.2236 | -118.7909 | 4.2959 | 5.486 | 0 | 1.3741
2027 | 2863 | MW | 168.1462 | 214.7271 | 275.109 | 84.9678 | -450.7929 | -442.1927 | -498.309 | -967.5064 | -211.4899 | -152.2009 | 4.2959 | 5.486 | 0 | 1.3741
2027 | 2864 | MW | 154.134 | 196.8331 | 252.1833 | 84.9678 | -560.4453 | -539.2593 | -607.6939 | -1202.8458 | -257.9145 | -185.6108 | 6.4438 | 8.2289 | 0 | 2.7483
2027 | 2865 | MW | 133.1157 | 169.9923 | 206.3318 | 74.3468 | -657.914 | -625.5408 | -704.925 | -1412.0363 | -294.0225 | -215.3086 | 6.4438 | 8.2289 | 33.6683 | 2.7483
2027 | 2866 | MW | 126.1096 | 161.0453 | 194.8689 | 67.2662 | -731.0156 | -690.252 | -777.8482 | -1568.9293 | -330.1305 | -237.5819 | 6.4438 | 8.2289 | 33.6683 | 2.7483
2027 | 2867 | MW | 133.1157 | 169.9923 | 217.7946 | 70.8065 | -804.1171 | -754.9631 | -850.7715 | -1725.8222 | -361.0803 | -259.8552 | 6.4438 | 8.2289 | 33.6683 | 4.1224
2027 | 2868 | MW | 175.1523 | 223.674 | 286.5719 | 88.5081 | -828.4843 | -787.3186 | -887.2331 | -1778.1198 | -371.3968 | -270.9918 | 6.4438 | 8.2289 | 33.6683 | 4.1224
2027 | 2869 | MW | 196.1706 | 250.5149 | 320.9605 | 99.1291 | -852.8515 | -819.6742 | -923.6948 | -1830.4175 | -376.5551 | -282.1285 | 6.4438 | 8.2289 | 33.6683 | 4.1224
2027 | 2870 | MW | 224.1949 | 286.3028 | 366.812 | 113.2904 | -865.0351 | -841.2446 | -948.0025 | -1856.5663 | -381.7134 | -289.5529 | 6.4438 | 8.2289 | 33.6683 | 4.1224
2027 | 2871 | MW | 273.2376 | 348.9315 | 447.0521 | 134.5324 | -877.2187 | -841.2446 | -948.0025 | -1882.7151 | -386.8717 | -289.5529 | 6.4438 | 8.2289 | 33.6683 | 1.3741
2027 | 2872 | MW | 161.1401 | 205.7801 | 263.6461 | 81.4275 | -852.8515 | -830.4594 | -935.8486 | -1830.4175 | -392.03 | -285.8407 | 4.2959 | 5.486 | 0 | 1.3741
2027 | 2873 | MW | 196.1706 | 250.5149 | 332.4234 | 99.1291 | -828.4843 | -808.889 | -911.5409 | -1778.1198 | -392.03 | -278.4162 | -6.4438 | -8.2289 | -16.8341 | -4.1224
2027 | 2874 | MW | 231.201 | 295.2497 | 378.2749 | 120.3711 | -755.3828 | -744.1779 | -838.6176 | -1621.2269 | -361.0803 | -256.1429 | -6.4438 | -8.2289 | -16.8341 | -4.1224
2027 | 2875 | MW | 252.2193 | 322.0906 | 412.6635 | 127.4517 | -682.2812 | -647.1112 | -729.2327 | -1464.334 | -324.9722 | -222.733 | -6.4438 | -8.2289 | -16.8341 | -4.1224
2027 | 2876 | MW | 252.2193 | 322.0906 | 401.2006 | 123.9114 | -645.7304 | -625.5408 | -704.925 | -1385.8875 | -299.1808 | -215.3086 | -6.4438 | -8.2289 | -16.8341 | -5.4965
2027 | 2877 | MW | 679.5909 | 867.8553 | 1111.8989 | 336.3309 | -596.9961 | -603.9705 | -680.6172 | -1281.2922 | -278.5476 | -207.8841 | -6.4438 | -8.2289 | -16.8341 | -5.4965
2027 | 2878 | MW | 679.5909 | 867.8553 | 1100.436 | 336.3309 | -523.8945 | -539.2593 | -607.6939 | -1124.3993 | -242.4396 | -185.6108 | 6.4438 | 8.2289 | 16.8341 | 0
2027 | 2879 | MW | 637.5543 | 814.1735 | 1043.1217 | 318.6293 | -450.7929 | -463.763 | -522.6168 | -967.5064 | -206.3316 | -159.6253 | 8.5918 | 10.9719 | 16.8341 | 1.3741
2027 | 2880 | MW | 560.4873 | 715.7569 | 905.5672 | 283.226 | -377.6914 | -399.0519 | -449.6935 | -810.6135 | -170.2236 | -137.352 | 8.5918 | 10.9719 | 16.8341 | 1.3741
2027 | 2881 | MW | 476.4142 | 608.3934 | 768.0127 | 240.7421 | -316.7734 | -345.126 | -388.9241 | -679.8693 | -144.4321 | -118.7909 | 6.4438 | 8.2289 | 0 | 2.7483
2027 | 2882 | MW | 406.3533 | 518.9238 | 664.8468 | 205.3389 | -292.4062 | -323.5556 | -364.6164 | -627.5717 | -134.1155 | -111.3665 | 6.4438 | 8.2289 | 0 | 2.7483
2027 | 2883 | MW | 350.3046 | 447.3481 | 573.1438 | 177.0163 | -280.2226 | -312.7704 | -352.4625 | -601.4229 | -128.9572 | -107.6543 | 6.4438 | 8.2289 | 0 | 2.7483
2027 | 2884 | MW | 287.2497 | 366.8254 | 458.515 | 141.613 | -292.4062 | -312.7704 | -352.4625 | -627.5717 | -128.9572 | -107.6543 | 4.2959 | 5.486 | 0 | 2.7483
2027 | 2885 | MW | 238.2071 | 304.1967 | 389.7378 | 116.8307 | -292.4062 | -301.9852 | -340.3086 | -627.5717 | -134.1155 | -103.9421 | 4.2959 | 5.486 | 0 | 1.3741
2027 | 2886 | MW | 210.1827 | 268.4088 | 343.8863 | 102.6694 | -304.5898 | -312.7704 | -352.4625 | -653.7205 | -149.5904 | -107.6543 | 4.2959 | 5.486 | 0 | 1.3741
2027 | 2887 | MW | 175.1523 | 223.674 | 286.5719 | 88.5081 | -365.5078 | -366.6964 | -413.2319 | -784.4646 | -175.3818 | -126.2154 | 4.2959 | 5.486 | 0 | 1.3741
2027 | 2888 | MW | 161.1401 | 205.7801 | 263.6461 | 77.8872 | -438.6093 | -431.4075 | -486.1551 | -941.3576 | -206.3316 | -148.4887 | 6.4438 | 8.2289 | 0 | 2.7483
2027 | 2889 | MW | 154.134 | 196.8331 | 252.1833 | 77.8872 | -499.5273 | -496.1186 | -559.0784 | -1072.1017 | -237.2813 | -170.762 | 6.4438 | 8.2289 | 33.6683 | 2.7483
2027 | 2890 | MW | 168.1462 | 214.7271 | 275.109 | 92.0485 | -548.2617 | -539.2593 | -607.6939 | -1176.6969 | -257.9145 | -185.6108 | 6.4438 | 8.2289 | 33.6683 | 2.7483
2027 | 2891 | MW | 203.1767 | 259.4619 | 332.4234 | 106.2098 | -584.8125 | -582.4001 | -656.3094 | -1255.1434 | -273.3893 | -200.4597 | 6.4438 | 8.2289 | 33.6683 | 2.7483
2027 | 2892 | MW | 252.2193 | 322.0906 | 424.1264 | 123.9114 | -609.1796 | -614.7556 | -692.7711 | -1307.441 | -283.7059 | -211.5963 | 6.4438 | 8.2289 | 33.6683 | 2.7483
2027 | 2893 | MW | 273.2376 | 348.9315 | 447.0521 | 134.5324 | -633.5468 | -636.326 | -717.0788 | -1359.7387 | -288.8642 | -219.0208 | 6.4438 | 8.2289 | 33.6683 | 2.7483
2027 | 2894 | MW | 308.268 | 393.6663 | 504.3665 | 155.7743 | -645.7304 | -657.8964 | -741.3866 | -1385.8875 | -294.0225 | -226.4452 | 6.4438 | 8.2289 | 33.6683 | 2.7483
2027 | 2895 | MW | 189.1645 | 241.568 | 309.4976 | 92.0485 | -657.914 | -668.6816 | -753.5405 | -1412.0363 | -299.1808 | -230.1574 | 6.4438 | 8.2289 | 33.6683 | 1.3741
2027 | 2896 | MW | 210.1827 | 268.4088 | 343.8863 | 106.2098 | -645.7304 | -679.4668 | -765.6943 | -1385.8875 | -299.1808 | -233.8696 | 4.2959 | 5.486 | 0 | 1.3741
2027 | 2897 | MW | 231.201 | 295.2497 | 378.2749 | 116.8307 | -645.7304 | -690.252 | -777.8482 | -1385.8875 | -304.3391 | -237.5819 | -6.4438 | -8.2289 | -16.8341 | -4.1224
2027 | 2898 | MW | 245.2132 | 313.1436 | 401.2006 | 123.9114 | -596.9961 | -647.1112 | -729.2327 | -1281.2922 | -288.8642 | -222.733 | -6.4438 | -8.2289 | -16.8341 | -4.1224
2027 | 2899 | MW | 252.2193 | 322.0906 | 412.6635 | 127.4517 | -572.6289 | -593.1853 | -668.4633 | -1228.9946 | -268.2311 | -204.1719 | -6.4438 | -8.2289 | -16.8341 | -4.1224
2027 | 2900 | MW | 609.53 | 778.3856 | 985.8073 | 311.5486 | -572.6289 | -593.1853 | -668.4633 | -1228.9946 | -257.9145 | -204.1719 | -6.4438 | -8.2289 | -16.8341 | -4.1224
2027 | 2901 | MW | 616.536 | 787.3326 | 997.2702 | 311.5486 | -548.2617 | -571.6149 | -644.1556 | -1176.6969 | -247.5979 | -196.7475 | -8.5918 | -10.9719 | -16.8341 | -4.1224
2027 | 2902 | MW | 602.5239 | 769.4387 | 974.3444 | 304.468 | -487.3437 | -517.689 | -583.3862 | -1045.9528 | -221.8064 | -178.1864 | 6.4438 | 8.2289 | 16.8341 | 0
2027 | 2903 | MW | 553.4812 | 706.8099 | 905.5672 | 279.6857 | -414.2422 | -442.1927 | -498.309 | -889.0599 | -190.8567 | -152.2009 | 8.5918 | 10.9719 | 16.8341 | 1.3741
2027 | 2904 | MW | 490.4264 | 626.2873 | 802.4013 | 240.7421 | -353.3242 | -377.4815 | -425.3857 | -758.3158 | -159.907 | -129.9276 | 8.5918 | 10.9719 | 0 | 1.3741
2027 | 2905 | MW | 427.3716 | 545.7646 | 710.6983 | 212.4195 | -304.5898 | -345.126 | -388.9241 | -653.7205 | -139.2738 | -118.7909 | 8.5918 | 10.9719 | 0 | 2.7483
2027 | 2906 | MW | 385.335 | 492.0829 | 630.4582 | 187.6372 | -292.4062 | -312.7704 | -352.4625 | -627.5717 | -128.9572 | -107.6543 | 6.4438 | 8.2289 | 0 | 2.7483
2027 | 2907 | MW | 336.2924 | 429.4541 | 550.218 | 162.855 | -280.2226 | -301.9852 | -340.3086 | -601.4229 | -128.9572 | -103.9421 | 6.4438 | 8.2289 | 0 | 2.7483
2027 | 2908 | MW | 294.2558 | 375.7724 | 481.4408 | 141.613 | -280.2226 | -301.9852 | -340.3086 | -601.4229 | -128.9572 | -103.9421 | 6.4438 | 8.2289 | 0 | 1.3741
2027 | 2909 | MW | 259.2254 | 331.0376 | 424.1264 | 127.4517 | -280.2226 | -291.2 | -328.1547 | -601.4229 | -134.1155 | -100.2298 | 4.2959 | 5.486 | 0 | 1.3741
2027 | 2910 | MW | 224.1949 | 286.3028 | 366.812 | 109.7501 | -292.4062 | -291.2 | -328.1547 | -627.5717 | -144.4321 | -100.2298 | 4.2959 | 5.486 | 0 | 1.3741
2027 | 2911 | MW | 196.1706 | 250.5149 | 320.9605 | 99.1291 | -341.1406 | -334.3408 | -376.7702 | -732.167 | -165.0653 | -115.0787 | 6.4438 | 8.2289 | 0 | 2.7483
2027 | 2912 | MW | 182.1584 | 232.621 | 298.0348 | 92.0485 | -389.875 | -377.4815 | -425.3857 | -836.7623 | -190.8567 | -129.9276 | 6.4438 | 8.2289 | 16.8341 | 2.7483
2027 | 2913 | MW | 175.1523 | 223.674 | 286.5719 | 92.0485 | -450.7929 | -431.4075 | -486.1551 | -967.5064 | -211.4899 | -148.4887 | 6.4438 | 8.2289 | 33.6683 | 2.7483
2027 | 2914 | MW | 189.1645 | 241.568 | 309.4976 | 99.1291 | -487.3437 | -463.763 | -522.6168 | -1045.9528 | -226.9647 | -159.6253 | 6.4438 | 8.2289 | 33.6683 | 2.7483
2027 | 2915 | MW | 231.201 | 295.2497 | 366.812 | 120.3711 | -511.7109 | -496.1186 | -559.0784 | -1098.2505 | -237.2813 | -170.762 | 6.4438 | 8.2289 | 33.6683 | 2.7483
2027 | 2916 | MW | 280.2437 | 357.8785 | 458.515 | 145.1533 | -536.0781 | -517.689 | -583.3862 | -1150.5481 | -242.4396 | -178.1864 | 6.4438 | 8.2289 | 33.6683 | 2.7483
2027 | 2917 | MW | 308.268 | 393.6663 | 504.3665 | 152.234 | -560.4453 | -528.4742 | -595.54 | -1202.8458 | -247.5979 | -181.8986 | 6.4438 | 8.2289 | 33.6683 | 2.7483
2027 | 2918 | MW | 336.2924 | 429.4541 | 550.218 | 169.9356 | -572.6289 | -550.0445 | -619.8478 | -1228.9946 | -252.7562 | -189.323 | 6.4438 | 8.2289 | 33.6683 | 2.7483
2027 | 2919 | MW | 196.1706 | 250.5149 | 309.4976 | 99.1291 | -584.8125 | -560.8297 | -632.0017 | -1255.1434 | -257.9145 | -193.0353 | 6.4438 | 8.2289 | 33.6683 | 1.3741
2027 | 2920 | MW | 210.1827 | 268.4088 | 343.8863 | 106.2098 | -584.8125 | -582.4001 | -656.3094 | -1255.1434 | -268.2311 | -200.4597 | 4.2959 | 5.486 | 0 | 1.3741
2027 | 2921 | MW | 224.1949 | 286.3028 | 366.812 | 116.8307 | -596.9961 | -614.7556 | -692.7711 | -1281.2922 | -283.7059 | -211.5963 | -6.4438 | -8.2289 | -16.8341 | -4.1224
2027 | 2922 | MW | 238.2071 | 304.1967 | 389.7378 | 120.3711 | -584.8125 | -603.9705 | -680.6172 | -1255.1434 | -283.7059 | -207.8841 | -6.4438 | -8.2289 | -16.8341 | -4.1224
2027 | 2923 | MW | 245.2132 | 313.1436 | 401.2006 | 120.3711 | -560.4453 | -571.6149 | -644.1556 | -1202.8458 | -273.3893 | -196.7475 | -6.4438 | -8.2289 | -16.8341 | -4.1224
2027 | 2924 | MW | 595.5178 | 760.4917 | 974.3444 | 297.3873 | -572.6289 | -593.1853 | -668.4633 | -1228.9946 | -263.0728 | -204.1719 | -6.4438 | -8.2289 | -16.8341 | -4.1224
2027 | 2925 | MW | 595.5178 | 760.4917 | 974.3444 | 297.3873 | -548.2617 | -571.6149 | -644.1556 | -1176.6969 | -252.7562 | -196.7475 | -8.5918 | -10.9719 | -16.8341 | -4.1224
2027 | 2926 | MW | 574.4995 | 733.6508 | 928.4929 | 290.3067 | -487.3437 | -517.689 | -583.3862 | -1045.9528 | -221.8064 | -178.1864 | 6.4438 | 8.2289 | 16.8341 | 0
2027 | 2927 | MW | 532.4629 | 679.9691 | 871.1785 | 269.0647 | -414.2422 | -442.1927 | -498.309 | -889.0599 | -190.8567 | -152.2009 | 10.7397 | 13.7149 | 16.8341 | 1.3741
2027 | 2928 | MW | 469.4081 | 599.4464 | 768.0127 | 233.6615 | -341.1406 | -377.4815 | -425.3857 | -732.167 | -159.907 | -129.9276 | 10.7397 | 13.7149 | 16.8341 | 1.3741
2027 | 2929 | MW | 420.3655 | 536.8177 | 676.3097 | 208.8792 | -328.957 | -355.9112 | -401.078 | -706.0182 | -149.5904 | -122.5031 | 8.5918 | 10.9719 | 0 | 2.7483
2027 | 2930 | MW | 371.3228 | 474.189 | 607.5324 | 187.6372 | -304.5898 | -334.3408 | -376.7702 | -653.7205 | -139.2738 | -115.0787 | 6.4438 | 8.2289 | 0 | 2.7483
2027 | 2931 | MW | 322.2802 | 411.5602 | 515.8294 | 159.3146 | -292.4062 | -323.5556 | -364.6164 | -627.5717 | -134.1155 | -111.3665 | 6.4438 | 8.2289 | 0 | 2.7483
2027 | 2932 | MW | 280.2437 | 357.8785 | 447.0521 | 141.613 | -304.5898 | -323.5556 | -364.6164 | -653.7205 | -139.2738 | -111.3665 | 4.2959 | 5.486 | 0 | 1.3741
2027 | 2933 | MW | 245.2132 | 313.1436 | 389.7378 | 127.4517 | -316.7734 | -312.7704 | -352.4625 | -679.8693 | -144.4321 | -107.6543 | 4.2959 | 5.486 | 0 | 1.3741
2027 | 2934 | MW | 210.1827 | 268.4088 | 332.4234 | 109.7501 | -353.3242 | -334.3408 | -376.7702 | -758.3158 | -170.2236 | -115.0787 | 4.2959 | 5.486 | 0 | 1.3741
2027 | 2935 | MW | 182.1584 | 232.621 | 298.0348 | 95.5888 | -450.7929 | -431.4075 | -486.1551 | -967.5064 | -211.4899 | -148.4887 | 4.2959 | 5.486 | 0 | 2.7483
2027 | 2936 | MW | 175.1523 | 223.674 | 286.5719 | 92.0485 | -560.4453 | -550.0445 | -619.8478 | -1202.8458 | -257.9145 | -189.323 | 4.2959 | 5.486 | 0 | 2.7483
2027 | 2937 | MW | 161.1401 | 205.7801 | 263.6461 | 84.9678 | -657.914 | -647.1112 | -729.2327 | -1412.0363 | -299.1808 | -222.733 | 6.4438 | 8.2289 | 33.6683 | 2.7483
2027 | 2938 | MW | 154.134 | 196.8331 | 252.1833 | 81.4275 | -718.832 | -711.8223 | -802.156 | -1542.7804 | -324.9722 | -245.0063 | 6.4438 | 8.2289 | 33.6683 | 2.7483
2027 | 2939 | MW | 168.1462 | 214.7271 | 275.109 | 92.0485 | -779.7499 | -765.7483 | -862.9254 | -1673.5245 | -350.7637 | -263.5674 | 6.4438 | 8.2289 | 33.6683 | 2.7483
2027 | 2940 | MW | 196.1706 | 250.5149 | 320.9605 | 102.6694 | -816.3007 | -798.1038 | -899.387 | -1751.971 | -361.0803 | -274.704 | 8.5918 | 10.9719 | 33.6683 | 2.7483
2027 | 2941 | MW | 217.1888 | 277.3558 | 355.3491 | 113.2904 | -828.4843 | -808.889 | -911.5409 | -1778.1198 | -366.2386 | -278.4162 | 8.5918 | 10.9719 | 33.6683 | 2.7483
2027 | 2942 | MW | 238.2071 | 304.1967 | 389.7378 | 123.9114 | -852.8515 | -830.4594 | -935.8486 | -1830.4175 | -371.3968 | -285.8407 | 8.5918 | 10.9719 | 33.6683 | 2.7483
2027 | 2943 | MW | 287.2497 | 366.8254 | 469.9779 | 148.6937 | -852.8515 | -841.2446 | -948.0025 | -1830.4175 | -376.5551 | -289.5529 | 8.5918 | 10.9719 | 33.6683 | 1.3741
2027 | 2944 | MW | 203.1767 | 259.4619 | 332.4234 | 99.1291 | -840.6679 | -830.4594 | -935.8486 | -1804.2686 | -376.5551 | -285.8407 | 4.2959 | 5.486 | 0 | 1.3741
2027 | 2945 | MW | 252.2193 | 322.0906 | 412.6635 | 127.4517 | -816.3007 | -819.6742 | -923.6948 | -1751.971 | -376.5551 | -282.1285 | -8.5918 | -10.9719 | -16.8341 | -4.1224
2027 | 2946 | MW | 287.2497 | 366.8254 | 469.9779 | 145.1533 | -743.1992 | -754.9631 | -850.7715 | -1595.0781 | -350.7637 | -259.8552 | -8.5918 | -10.9719 | -16.8341 | -4.1224
2027 | 2947 | MW | 308.268 | 393.6663 | 504.3665 | 155.7743 | -670.0976 | -668.6816 | -753.5405 | -1438.1852 | -314.6557 | -230.1574 | -8.5918 | -10.9719 | -16.8341 | -4.1224
2027 | 2948 | MW | 315.2741 | 402.6133 | 515.8294 | 159.3146 | -633.5468 | -657.8964 | -741.3866 | -1359.7387 | -294.0225 | -226.4452 | -8.5918 | -10.9719 | -16.8341 | -4.1224
2027 | 2949 | MW | 693.6031 | 885.7492 | 1134.8247 | 346.9519 | -584.8125 | -625.5408 | -704.925 | -1255.1434 | -273.3893 | -215.3086 | -8.5918 | -10.9719 | -33.6683 | -5.4965
2027 | 2950 | MW | 693.6031 | 885.7492 | 1134.8247 | 346.9519 | -523.8945 | -560.8297 | -632.0017 | -1124.3993 | -242.4396 | -193.0353 | 6.4438 | 8.2289 | 16.8341 | 0
2027 | 2951 | MW | 665.5787 | 849.9613 | 1077.5103 | 332.7906 | -450.7929 | -485.3334 | -546.9245 | -967.5064 | -206.3316 | -167.0497 | 10.7397 | 13.7149 | 16.8341 | 1.3741
2027 | 2952 | MW | 588.5117 | 751.5448 | 951.4187 | 293.847 | -377.6914 | -409.8371 | -461.8474 | -810.6135 | -170.2236 | -141.0642 | 8.5918 | 10.9719 | 0 | 1.3741
2027 | 2953 | MW | 504.4386 | 644.1812 | 825.327 | 254.9034 | -328.957 | -366.6964 | -413.2319 | -706.0182 | -149.5904 | -126.2154 | 6.4438 | 8.2289 | 0 | 2.7483
2027 | 2954 | MW | 441.3838 | 563.6586 | 722.1612 | 223.0405 | -304.5898 | -345.126 | -388.9241 | -653.7205 | -139.2738 | -118.7909 | 6.4438 | 8.2289 | 0 | 2.7483
2027 | 2955 | MW | 392.3411 | 501.0298 | 630.4582 | 194.7179 | -304.5898 | -334.3408 | -376.7702 | -653.7205 | -139.2738 | -115.0787 | 6.4438 | 8.2289 | 0 | 2.7483
2027 | 2956 | MW | 322.2802 | 411.5602 | 527.2923 | 159.3146 | -304.5898 | -334.3408 | -376.7702 | -653.7205 | -139.2738 | -115.0787 | 4.2959 | 5.486 | 0 | 1.3741
2027 | 2957 | MW | 273.2376 | 348.9315 | 447.0521 | 134.5324 | -316.7734 | -323.5556 | -364.6164 | -679.8693 | -149.5904 | -111.3665 | 4.2959 | 5.486 | 0 | 1.3741
2027 | 2958 | MW | 224.1949 | 286.3028 | 366.812 | 113.2904 | -353.3242 | -355.9112 | -401.078 | -758.3158 | -170.2236 | -122.5031 | 4.2959 | 5.486 | 0 | 1.3741
2027 | 2959 | MW | 182.1584 | 232.621 | 298.0348 | 92.0485 | -450.7929 | -442.1927 | -498.309 | -967.5064 | -211.4899 | -152.2009 | 4.2959 | 5.486 | 0 | 2.7483
2027 | 2960 | MW | 161.1401 | 205.7801 | 263.6461 | 81.4275 | -560.4453 | -550.0445 | -619.8478 | -1202.8458 | -263.0728 | -189.323 | 6.4438 | 8.2289 | 16.8341 | 2.7483
2027 | 2961 | MW | 140.1218 | 178.9392 | 229.2575 | 70.8065 | -645.7304 | -636.326 | -717.0788 | -1385.8875 | -299.1808 | -219.0208 | 6.4438 | 8.2289 | 33.6683 | 2.7483
2027 | 2962 | MW | 133.1157 | 169.9923 | 229.2575 | 67.2662 | -706.6484 | -701.0371 | -790.0021 | -1516.6316 | -324.9722 | -241.2941 | 6.4438 | 8.2289 | 33.6683 | 2.7483
2027 | 2963 | MW | 147.1279 | 187.8862 | 240.7204 | 77.8872 | -767.5664 | -754.9631 | -850.7715 | -1647.3757 | -350.7637 | -259.8552 | 6.4438 | 8.2289 | 33.6683 | 2.7483
2027 | 2964 | MW | 182.1584 | 232.621 | 298.0348 | 92.0485 | -804.1171 | -776.5335 | -875.0793 | -1725.8222 | -361.0803 | -267.2796 | 6.4438 | 8.2289 | 33.6683 | 2.7483
2027 | 2965 | MW | 210.1827 | 268.4088 | 343.8863 | 106.2098 | -828.4843 | -798.1038 | -899.387 | -1778.1198 | -371.3968 | -274.704 | 6.4438 | 8.2289 | 33.6683 | 2.7483
2027 | 2966 | MW | 231.201 | 295.2497 | 378.2749 | 120.3711 | -840.6679 | -819.6742 | -923.6948 | -1804.2686 | -376.5551 | -282.1285 | 6.4438 | 8.2289 | 33.6683 | 2.7483
2027 | 2967 | MW | 280.2437 | 357.8785 | 458.515 | 145.1533 | -840.6679 | -830.4594 | -935.8486 | -1804.2686 | -376.5551 | -285.8407 | 6.4438 | 8.2289 | 33.6683 | 1.3741
2027 | 2968 | MW | 196.1706 | 250.5149 | 320.9605 | 95.5888 | -828.4843 | -819.6742 | -923.6948 | -1778.1198 | -376.5551 | -282.1285 | 4.2959 | 5.486 | 0 | 1.3741
2027 | 2969 | MW | 245.2132 | 313.1436 | 401.2006 | 123.9114 | -791.9335 | -808.889 | -911.5409 | -1699.6734 | -371.3968 | -278.4162 | -6.4438 | -8.2289 | -16.8341 | -4.1224
2027 | 2970 | MW | 280.2437 | 357.8785 | 458.515 | 145.1533 | -731.0156 | -744.1779 | -838.6176 | -1568.9293 | -345.6054 | -256.1429 | -6.4438 | -8.2289 | -16.8341 | -4.1224
2027 | 2971 | MW | 308.268 | 393.6663 | 492.9036 | 155.7743 | -657.914 | -657.8964 | -741.3866 | -1412.0363 | -309.4974 | -226.4452 | -6.4438 | -8.2289 | -16.8341 | -4.1224
2027 | 2972 | MW | 308.268 | 393.6663 | 504.3665 | 159.3146 | -633.5468 | -647.1112 | -729.2327 | -1359.7387 | -288.8642 | -222.733 | -8.5918 | -10.9719 | -16.8341 | -4.1224
2027 | 2973 | MW | 679.5909 | 867.8553 | 1123.3618 | 339.8712 | -596.9961 | -614.7556 | -692.7711 | -1281.2922 | -273.3893 | -211.5963 | -8.5918 | -10.9719 | -33.6683 | -5.4965
2027 | 2974 | MW | 679.5909 | 867.8553 | 1111.8989 | 339.8712 | -523.8945 | -550.0445 | -619.8478 | -1124.3993 | -237.2813 | -189.323 | 6.4438 | 8.2289 | 16.8341 | 0
2027 | 2975 | MW | 644.5604 | 823.1204 | 1054.5845 | 322.1696 | -450.7929 | -474.5482 | -534.7707 | -967.5064 | -201.1733 | -163.3375 | 10.7397 | 13.7149 | 16.8341 | 1.3741
2027 | 2976 | MW | 567.4934 | 724.7039 | 928.4929 | 283.226 | -377.6914 | -409.8371 | -461.8474 | -810.6135 | -170.2236 | -141.0642 | 8.5918 | 10.9719 | 16.8341 | 1.3741
2027 | 2977 | MW | 483.4203 | 617.3403 | 790.9384 | 240.7421 | -341.1406 | -366.6964 | -413.2319 | -732.167 | -149.5904 | -126.2154 | 8.5918 | 10.9719 | 16.8341 | 2.7483
2027 | 2978 | MW | 420.3655 | 536.8177 | 687.7725 | 208.8792 | -316.7734 | -345.126 | -388.9241 | -679.8693 | -139.2738 | -118.7909 | 6.4438 | 8.2289 | 0 | 2.7483
2027 | 2979 | MW | 364.3168 | 465.242 | 596.0695 | 180.5566 | -304.5898 | -334.3408 | -376.7702 | -653.7205 | -139.2738 | -115.0787 | 6.4438 | 8.2289 | 0 | 1.3741
2027 | 2980 | MW | 294.2558 | 375.7724 | 481.4408 | 148.6937 | -316.7734 | -334.3408 | -376.7702 | -679.8693 | -139.2738 | -115.0787 | 4.2959 | 5.486 | 0 | 1.3741
2027 | 2981 | MW | 245.2132 | 313.1436 | 401.2006 | 123.9114 | -328.957 | -323.5556 | -364.6164 | -706.0182 | -149.5904 | -111.3665 | 4.2959 | 5.486 | 0 | 1.3741
2027 | 2982 | MW | 203.1767 | 259.4619 | 320.9605 | 102.6694 | -365.5078 | -355.9112 | -401.078 | -784.4646 | -175.3818 | -122.5031 | 4.2959 | 5.486 | 16.8341 | 1.3741
2027 | 2983 | MW | 168.1462 | 214.7271 | 275.109 | 84.9678 | -462.9765 | -452.9778 | -510.4629 | -993.6552 | -216.6482 | -155.9131 | 4.2959 | 5.486 | 16.8341 | 1.3741
2027 | 2984 | MW | 154.134 | 196.8331 | 252.1833 | 77.8872 | -572.6289 | -550.0445 | -619.8478 | -1228.9946 | -263.0728 | -189.323 | 6.4438 | 8.2289 | 16.8341 | 2.7483
2027 | 2985 | MW | 133.1157 | 169.9923 | 217.7946 | 70.8065 | -670.0976 | -647.1112 | -729.2327 | -1438.1852 | -299.1808 | -222.733 | 6.4438 | 8.2289 | 16.8341 | 2.7483
2027 | 2986 | MW | 126.1096 | 161.0453 | 206.3318 | 70.8065 | -731.0156 | -722.6075 | -814.3099 | -1568.9293 | -324.9722 | -248.7185 | 6.4438 | 8.2289 | 16.8341 | 2.7483
2027 | 2987 | MW | 140.1218 | 178.9392 | 229.2575 | 77.8872 | -791.9335 | -787.3186 | -887.2331 | -1699.6734 | -340.4471 | -270.9918 | 6.4438 | 8.2289 | 16.8341 | 2.7483
2027 | 2988 | MW | 175.1523 | 223.674 | 286.5719 | 92.0485 | -816.3007 | -830.4594 | -935.8486 | -1751.971 | -345.6054 | -285.8407 | 6.4438 | 8.2289 | 16.8341 | 2.7483
2027 | 2989 | MW | 203.1767 | 259.4619 | 332.4234 | 102.6694 | -828.4843 | -862.8149 | -972.3103 | -1778.1198 | -345.6054 | -296.9773 | 6.4438 | 8.2289 | 16.8341 | 2.7483
2027 | 2990 | MW | 231.201 | 295.2497 | 378.2749 | 116.8307 | -840.6679 | -884.3853 | -996.618 | -1804.2686 | -350.7637 | -304.4018 | 6.4438 | 8.2289 | 16.8341 | 2.7483
2027 | 2991 | MW | 280.2437 | 357.8785 | 458.515 | 141.613 | -852.8515 | -895.1705 | -1008.7719 | -1830.4175 | -355.922 | -308.114 | 6.4438 | 8.2289 | 16.8341 | 1.3741
2027 | 2992 | MW | 189.1645 | 241.568 | 320.9605 | 95.5888 | -840.6679 | -895.1705 | -1008.7719 | -1804.2686 | -355.922 | -308.114 | 4.2959 | 5.486 | 0 | 1.3741
2027 | 2993 | MW | 245.2132 | 313.1436 | 401.2006 | 123.9114 | -816.3007 | -873.6001 | -984.4642 | -1751.971 | -355.922 | -300.6895 | -6.4438 | -8.2289 | -16.8341 | -4.1224
2027 | 2994 | MW | 287.2497 | 366.8254 | 458.515 | 141.613 | -743.1992 | -798.1038 | -899.387 | -1595.0781 | -330.1305 | -274.704 | -6.4438 | -8.2289 | -16.8341 | -4.1224
2027 | 2995 | MW | 308.268 | 393.6663 | 492.9036 | 152.234 | -670.0976 | -701.0371 | -790.0021 | -1438.1852 | -299.1808 | -241.2941 | -8.5918 | -10.9719 | -16.8341 | -4.1224
2027 | 2996 | MW | 308.268 | 393.6663 | 492.9036 | 155.7743 | -633.5468 | -679.4668 | -765.6943 | -1359.7387 | -283.7059 | -233.8696 | -8.5918 | -10.9719 | -33.6683 | -5.4965
2027 | 2997 | MW | 679.5909 | 867.8553 | 1111.8989 | 339.8712 | -596.9961 | -625.5408 | -704.925 | -1281.2922 | -268.2311 | -215.3086 | -8.5918 | -10.9719 | -33.6683 | -5.4965
2027 | 2998 | MW | 679.5909 | 867.8553 | 1100.436 | 339.8712 | -523.8945 | -550.0445 | -619.8478 | -1124.3993 | -237.2813 | -189.323 | 6.4438 | 8.2289 | 16.8341 | 0
2027 | 2999 | MW | 637.5543 | 814.1735 | 1043.1217 | 322.1696 | -438.6093 | -474.5482 | -534.7707 | -941.3576 | -201.1733 | -163.3375 | 10.7397 | 13.7149 | 16.8341 | 1.3741
2027 | 3000 | MW | 560.4873 | 715.7569 | 905.5672 | 283.226 | -377.6914 | -409.8371 | -461.8474 | -810.6135 | -170.2236 | -141.0642 | 8.5918 | 10.9719 | 16.8341 | 1.3741
2027 | 3001 | MW | 476.4142 | 608.3934 | 779.4755 | 240.7421 | -341.1406 | -366.6964 | -413.2319 | -732.167 | -149.5904 | -126.2154 | 8.5918 | 10.9719 | 0 | 1.3741
2027 | 3002 | MW | 413.3594 | 527.8707 | 676.3097 | 208.8792 | -316.7734 | -345.126 | -388.9241 | -679.8693 | -139.2738 | -118.7909 | 6.4438 | 8.2289 | 0 | 2.7483
2027 | 3003 | MW | 357.3107 | 456.295 | 584.6066 | 177.0163 | -304.5898 | -334.3408 | -376.7702 | -653.7205 | -134.1155 | -115.0787 | 6.4438 | 8.2289 | 0 | 1.3741
2027 | 3004 | MW | 287.2497 | 366.8254 | 469.9779 | 145.1533 | -316.7734 | -334.3408 | -376.7702 | -679.8693 | -139.2738 | -115.0787 | 6.4438 | 8.2289 | 0 | 1.3741
2027 | 3005 | MW | 238.2071 | 304.1967 | 389.7378 | 116.8307 | -328.957 | -312.7704 | -352.4625 | -706.0182 | -149.5904 | -107.6543 | 4.2959 | 5.486 | 0 | 1.3741
2027 | 3006 | MW | 196.1706 | 250.5149 | 309.4976 | 99.1291 | -365.5078 | -355.9112 | -401.078 | -784.4646 | -175.3818 | -122.5031 | 4.2959 | 5.486 | 0 | 1.3741
2027 | 3007 | MW | 161.1401 | 205.7801 | 263.6461 | 81.4275 | -462.9765 | -442.1927 | -498.309 | -993.6552 | -216.6482 | -152.2009 | 4.2959 | 5.486 | 0 | 1.3741
2027 | 3008 | MW | 147.1279 | 187.8862 | 240.7204 | 74.3468 | -572.6289 | -550.0445 | -619.8478 | -1228.9946 | -263.0728 | -189.323 | 6.4438 | 8.2289 | 0 | 1.3741
2027 | 3009 | MW | 133.1157 | 169.9923 | 217.7946 | 70.8065 | -657.914 | -647.1112 | -729.2327 | -1412.0363 | -304.3391 | -222.733 | 6.4438 | 8.2289 | 33.6683 | 2.7483
2027 | 3010 | MW | 126.1096 | 161.0453 | 206.3318 | 63.7259 | -731.0156 | -711.8223 | -802.156 | -1568.9293 | -330.1305 | -245.0063 | 6.4438 | 8.2289 | 33.6683 | 2.7483
2027 | 3011 | MW | 140.1218 | 178.9392 | 229.2575 | 74.3468 | -791.9335 | -776.5335 | -875.0793 | -1699.6734 | -350.7637 | -267.2796 | 6.4438 | 8.2289 | 50.5024 | 2.7483
2027 | 3012 | MW | 168.1462 | 214.7271 | 275.109 | 88.5081 | -828.4843 | -819.6742 | -923.6948 | -1778.1198 | -361.0803 | -282.1285 | 8.5918 | 10.9719 | 50.5024 | 2.7483
2027 | 3013 | MW | 203.1767 | 259.4619 | 320.9605 | 102.6694 | -840.6679 | -862.8149 | -972.3103 | -1804.2686 | -361.0803 | -296.9773 | 8.5918 | 10.9719 | 50.5024 | 2.7483
2027 | 3014 | MW | 224.1949 | 286.3028 | 366.812 | 116.8307 | -852.8515 | -895.1705 | -1008.7719 | -1830.4175 | -361.0803 | -308.114 | 8.5918 | 10.9719 | 50.5024 | 2.7483
2027 | 3015 | MW | 280.2437 | 357.8785 | 447.0521 | 141.613 | -852.8515 | -905.9557 | -1020.9258 | -1830.4175 | -355.922 | -311.8262 | 8.5918 | 10.9719 | 67.3366 | 1.3741
2027 | 3016 | MW | 196.1706 | 250.5149 | 320.9605 | 95.5888 | -840.6679 | -905.9557 | -1020.9258 | -1804.2686 | -345.6054 | -311.8262 | 6.4438 | 8.2289 | 0 | 1.3741
2027 | 3017 | MW | 245.2132 | 313.1436 | 401.2006 | 123.9114 | -804.1171 | -884.3853 | -996.618 | -1725.8222 | -335.2888 | -304.4018 | -12.8877 | -16.4579 | -33.6683 | -5.4965
2027 | 3018 | MW | 280.2437 | 357.8785 | 458.515 | 141.613 | -731.0156 | -808.889 | -911.5409 | -1568.9293 | -309.4974 | -278.4162 | -12.8877 | -16.4579 | -33.6683 | -5.4965
2027 | 3019 | MW | 301.2619 | 384.7193 | 492.9036 | 152.234 | -657.914 | -690.252 | -777.8482 | -1412.0363 | -288.8642 | -237.5819 | -12.8877 | -16.4579 | -33.6683 | -5.4965
2027 | 3020 | MW | 308.268 | 393.6663 | 504.3665 | 155.7743 | -633.5468 | -657.8964 | -741.3866 | -1359.7387 | -278.5476 | -226.4452 | -15.0356 | -19.2009 | -33.6683 | -5.4965
2027 | 3021 | MW | 679.5909 | 867.8553 | 1111.8989 | 339.8712 | -584.8125 | -614.7556 | -692.7711 | -1255.1434 | -263.0728 | -211.5963 | -15.0356 | -19.2009 | -33.6683 | -5.4965
2027 | 3022 | MW | 679.5909 | 867.8553 | 1111.8989 | 339.8712 | -523.8945 | -550.0445 | -619.8478 | -1124.3993 | -232.123 | -189.323 | 6.4438 | 8.2289 | 0 | 0
2027 | 3023 | MW | 637.5543 | 814.1735 | 1043.1217 | 322.1696 | -438.6093 | -474.5482 | -534.7707 | -941.3576 | -201.1733 | -163.3375 | 10.7397 | 13.7149 | 16.8341 | 1.3741
2027 | 3024 | MW | 560.4873 | 715.7569 | 917.03 | 283.226 | -377.6914 | -409.8371 | -461.8474 | -810.6135 | -170.2236 | -141.0642 | 10.7397 | 13.7149 | 16.8341 | 1.3741
2027 | 3025 | MW | 476.4142 | 608.3934 | 779.4755 | 240.7421 | -341.1406 | -366.6964 | -413.2319 | -732.167 | -149.5904 | -126.2154 | 8.5918 | 10.9719 | 0 | 2.7483
2027 | 3026 | MW | 413.3594 | 527.8707 | 664.8468 | 208.8792 | -316.7734 | -334.3408 | -376.7702 | -679.8693 | -139.2738 | -115.0787 | 6.4438 | 8.2289 | 0 | 2.7483
2027 | 3027 | MW | 357.3107 | 456.295 | 573.1438 | 177.0163 | -304.5898 | -334.3408 | -376.7702 | -653.7205 | -134.1155 | -115.0787 | 6.4438 | 8.2289 | 0 | 1.3741
2027 | 3028 | MW | 287.2497 | 366.8254 | 469.9779 | 141.613 | -316.7734 | -334.3408 | -376.7702 | -679.8693 | -139.2738 | -115.0787 | 4.2959 | 5.486 | 0 | 1.3741
2027 | 3029 | MW | 238.2071 | 304.1967 | 389.7378 | 116.8307 | -328.957 | -312.7704 | -352.4625 | -706.0182 | -144.4321 | -107.6543 | 4.2959 | 5.486 | 0 | 1.3741
2027 | 3030 | MW | 196.1706 | 250.5149 | 309.4976 | 95.5888 | -365.5078 | -355.9112 | -401.078 | -784.4646 | -170.2236 | -122.5031 | 4.2959 | 5.486 | 0 | 1.3741
2027 | 3031 | MW | 154.134 | 196.8331 | 252.1833 | 81.4275 | -462.9765 | -452.9778 | -510.4629 | -993.6552 | -211.4899 | -155.9131 | 4.2959 | 5.486 | 0 | 1.3741
2027 | 3032 | MW | 147.1279 | 187.8862 | 240.7204 | 77.8872 | -572.6289 | -560.8297 | -632.0017 | -1228.9946 | -257.9145 | -193.0353 | 4.2959 | 5.486 | 0 | 2.7483
2027 | 3033 | MW | 126.1096 | 161.0453 | 206.3318 | 70.8065 | -657.914 | -647.1112 | -729.2327 | -1412.0363 | -294.0225 | -222.733 | 6.4438 | 8.2289 | 33.6683 | 2.7483
2027 | 3034 | MW | 126.1096 | 161.0453 | 206.3318 | 63.7259 | -718.832 | -711.8223 | -802.156 | -1542.7804 | -319.8139 | -245.0063 | 6.4438 | 8.2289 | 33.6683 | 2.7483
2027 | 3035 | MW | 140.1218 | 178.9392 | 229.2575 | 74.3468 | -779.7499 | -765.7483 | -862.9254 | -1673.5245 | -340.4471 | -263.5674 | 8.5918 | 10.9719 | 33.6683 | 2.7483
2027 | 3036 | MW | 175.1523 | 223.674 | 275.109 | 88.5081 | -804.1171 | -787.3186 | -887.2331 | -1725.8222 | -350.7637 | -270.9918 | 8.5918 | 10.9719 | 33.6683 | 2.7483
2027 | 3037 | MW | 203.1767 | 259.4619 | 332.4234 | 102.6694 | -816.3007 | -798.1038 | -899.387 | -1751.971 | -350.7637 | -274.704 | 8.5918 | 10.9719 | 50.5024 | 2.7483
2027 | 3038 | MW | 231.201 | 295.2497 | 378.2749 | 116.8307 | -828.4843 | -808.889 | -911.5409 | -1778.1198 | -350.7637 | -278.4162 | 8.5918 | 10.9719 | 50.5024 | 2.7483
2027 | 3039 | MW | 280.2437 | 357.8785 | 458.515 | 141.613 | -828.4843 | -808.889 | -911.5409 | -1778.1198 | -345.6054 | -278.4162 | 8.5918 | 10.9719 | 50.5024 | 0
2027 | 3040 | MW | 196.1706 | 250.5149 | 320.9605 | 95.5888 | -804.1171 | -798.1038 | -899.387 | -1725.8222 | -345.6054 | -274.704 | 4.2959 | 5.486 | 0 | 0
2027 | 3041 | MW | 245.2132 | 313.1436 | 401.2006 | 123.9114 | -779.7499 | -776.5335 | -875.0793 | -1673.5245 | -335.2888 | -267.2796 | -8.5918 | -10.9719 | -33.6683 | -5.4965
2027 | 3042 | MW | 280.2437 | 357.8785 | 458.515 | 141.613 | -706.6484 | -722.6075 | -814.3099 | -1516.6316 | -309.4974 | -248.7185 | -8.5918 | -10.9719 | -33.6683 | -6.8707
2027 | 3043 | MW | 301.2619 | 384.7193 | 492.9036 | 152.234 | -645.7304 | -647.1112 | -729.2327 | -1385.8875 | -283.7059 | -222.733 | -8.5918 | -10.9719 | -33.6683 | -6.8707
2027 | 3044 | MW | 308.268 | 393.6663 | 504.3665 | 155.7743 | -621.3632 | -647.1112 | -729.2327 | -1333.5899 | -273.3893 | -222.733 | -8.5918 | -10.9719 | -33.6683 | -6.8707
2027 | 3045 | MW | 679.5909 | 867.8553 | 1111.8989 | 339.8712 | -584.8125 | -614.7556 | -692.7711 | -1255.1434 | -263.0728 | -211.5963 | -10.7397 | -13.7149 | -33.6683 | -6.8707
2027 | 3046 | MW | 672.5848 | 858.9083 | 1100.436 | 339.8712 | -523.8945 | -550.0445 | -619.8478 | -1124.3993 | -232.123 | -189.323 | 6.4438 | 8.2289 | 16.8341 | -1.3741
2027 | 3047 | MW | 637.5543 | 814.1735 | 1043.1217 | 322.1696 | -450.7929 | -474.5482 | -534.7707 | -967.5064 | -201.1733 | -163.3375 | 10.7397 | 13.7149 | 16.8341 | 0
2027 | 3048 | MW | 560.4873 | 715.7569 | 905.5672 | 283.226 | -377.6914 | -420.6223 | -474.0013 | -810.6135 | -170.2236 | -144.7764 | 10.7397 | 13.7149 | 16.8341 | 0
2027 | 3049 | MW | 476.4142 | 608.3934 | 779.4755 | 240.7421 | -316.7734 | -355.9112 | -401.078 | -679.8693 | -144.4321 | -122.5031 | 6.4438 | 8.2289 | 0 | 2.7483
2027 | 3050 | MW | 413.3594 | 527.8707 | 664.8468 | 205.3389 | -292.4062 | -334.3408 | -376.7702 | -627.5717 | -134.1155 | -115.0787 | 6.4438 | 8.2289 | 0 | 2.7483
2027 | 3051 | MW | 350.3046 | 447.3481 | 573.1438 | 177.0163 | -292.4062 | -323.5556 | -364.6164 | -627.5717 | -128.9572 | -111.3665 | 4.2959 | 5.486 | 0 | 2.7483
2027 | 3052 | MW | 287.2497 | 366.8254 | 469.9779 | 141.613 | -292.4062 | -323.5556 | -364.6164 | -627.5717 | -128.9572 | -111.3665 | 4.2959 | 5.486 | 0 | 2.7483
2027 | 3053 | MW | 245.2132 | 313.1436 | 401.2006 | 120.3711 | -292.4062 | -301.9852 | -340.3086 | -627.5717 | -134.1155 | -103.9421 | 4.2959 | 5.486 | 0 | 1.3741
2027 | 3054 | MW | 217.1888 | 277.3558 | 355.3491 | 102.6694 | -304.5898 | -312.7704 | -352.4625 | -653.7205 | -149.5904 | -107.6543 | 4.2959 | 5.486 | 0 | 1.3741
2027 | 3055 | MW | 182.1584 | 232.621 | 298.0348 | 92.0485 | -377.6914 | -377.4815 | -425.3857 | -810.6135 | -175.3818 | -129.9276 | 4.2959 | 5.486 | 0 | 2.7483
2027 | 3056 | MW | 168.1462 | 214.7271 | 275.109 | 81.4275 | -438.6093 | -442.1927 | -498.309 | -941.3576 | -206.3316 | -152.2009 | 6.4438 | 8.2289 | 0 | 2.7483
2027 | 3057 | MW | 161.1401 | 205.7801 | 263.6461 | 81.4275 | -499.5273 | -496.1186 | -559.0784 | -1072.1017 | -232.123 | -170.762 | 6.4438 | 8.2289 | 33.6683 | 2.7483
2027 | 3058 | MW | 182.1584 | 232.621 | 298.0348 | 92.0485 | -536.0781 | -539.2593 | -607.6939 | -1150.5481 | -252.7562 | -185.6108 | 6.4438 | 8.2289 | 33.6683 | 2.7483
2027 | 3059 | MW | 224.1949 | 286.3028 | 366.812 | 113.2904 | -572.6289 | -571.6149 | -644.1556 | -1228.9946 | -268.2311 | -196.7475 | 6.4438 | 8.2289 | 33.6683 | 4.1224
2027 | 3060 | MW | 280.2437 | 357.8785 | 458.515 | 145.1533 | -584.8125 | -593.1853 | -668.4633 | -1255.1434 | -273.3893 | -204.1719 | 6.4438 | 8.2289 | 33.6683 | 4.1224
2027 | 3061 | MW | 301.2619 | 384.7193 | 492.9036 | 155.7743 | -596.9961 | -593.1853 | -668.4633 | -1281.2922 | -278.5476 | -204.1719 | 6.4438 | 8.2289 | 33.6683 | 4.1224
2027 | 3062 | MW | 329.2863 | 420.5072 | 550.218 | 166.3953 | -609.1796 | -603.9705 | -680.6172 | -1307.441 | -278.5476 | -207.8841 | 6.4438 | 8.2289 | 33.6683 | 4.1224
2027 | 3063 | MW | 189.1645 | 241.568 | 309.4976 | 95.5888 | -609.1796 | -603.9705 | -680.6172 | -1307.441 | -273.3893 | -207.8841 | 6.4438 | 8.2289 | 33.6683 | 1.3741
2027 | 3064 | MW | 217.1888 | 277.3558 | 355.3491 | 109.7501 | -596.9961 | -614.7556 | -692.7711 | -1281.2922 | -268.2311 | -211.5963 | 4.2959 | 5.486 | 0 | 1.3741
2027 | 3065 | MW | 238.2071 | 304.1967 | 389.7378 | 120.3711 | -584.8125 | -614.7556 | -692.7711 | -1255.1434 | -268.2311 | -211.5963 | -6.4438 | -8.2289 | -16.8341 | -4.1224
2027 | 3066 | MW | 252.2193 | 322.0906 | 412.6635 | 127.4517 | -548.2617 | -571.6149 | -644.1556 | -1176.6969 | -252.7562 | -196.7475 | -6.4438 | -8.2289 | -16.8341 | -4.1224
2027 | 3067 | MW | 273.2376 | 348.9315 | 447.0521 | 134.5324 | -523.8945 | -539.2593 | -607.6939 | -1124.3993 | -242.4396 | -185.6108 | -6.4438 | -8.2289 | -16.8341 | -4.1224
2027 | 3068 | MW | 623.5421 | 796.2796 | 1008.733 | 311.5486 | -536.0781 | -571.6149 | -644.1556 | -1150.5481 | -242.4396 | -196.7475 | -6.4438 | -8.2289 | -16.8341 | -4.1224
2027 | 3069 | MW | 616.536 | 787.3326 | 997.2702 | 311.5486 | -523.8945 | -560.8297 | -632.0017 | -1124.3993 | -242.4396 | -193.0353 | -8.5918 | -10.9719 | -16.8341 | -4.1224
2027 | 3070 | MW | 588.5117 | 751.5448 | 962.8815 | 297.3873 | -475.1601 | -506.9038 | -571.2323 | -1019.804 | -216.6482 | -174.4742 | 4.2959 | 5.486 | 16.8341 | 0
2027 | 3071 | MW | 553.4812 | 706.8099 | 894.1043 | 276.1454 | -414.2422 | -452.9778 | -510.4629 | -889.0599 | -185.6984 | -155.9131 | 8.5918 | 10.9719 | 16.8341 | 1.3741
2027 | 3072 | MW | 490.4264 | 626.2873 | 790.9384 | 244.2824 | -353.3242 | -388.2667 | -437.5396 | -758.3158 | -159.907 | -133.6398 | 8.5918 | 10.9719 | 16.8341 | 1.3741
2027 | 3073 | MW | 434.3777 | 554.7116 | 699.2354 | 215.9598 | -316.7734 | -345.126 | -388.9241 | -679.8693 | -144.4321 | -118.7909 | 8.5918 | 10.9719 | 0 | 2.7483
2027 | 3074 | MW | 385.335 | 492.0829 | 630.4582 | 194.7179 | -292.4062 | -323.5556 | -364.6164 | -627.5717 | -134.1155 | -111.3665 | 6.4438 | 8.2289 | 0 | 2.7483
2027 | 3075 | MW | 336.2924 | 429.4541 | 538.7551 | 166.3953 | -292.4062 | -312.7704 | -352.4625 | -627.5717 | -128.9572 | -107.6543 | 6.4438 | 8.2289 | 0 | 2.7483
2027 | 3076 | MW | 294.2558 | 375.7724 | 481.4408 | 148.6937 | -292.4062 | -312.7704 | -352.4625 | -627.5717 | -128.9572 | -107.6543 | 4.2959 | 5.486 | 0 | 2.7483
2027 | 3077 | MW | 266.2315 | 339.9845 | 424.1264 | 130.992 | -280.2226 | -291.2 | -328.1547 | -601.4229 | -134.1155 | -100.2298 | 4.2959 | 5.486 | 0 | 1.3741
2027 | 3078 | MW | 231.201 | 295.2497 | 366.812 | 116.8307 | -292.4062 | -301.9852 | -340.3086 | -627.5717 | -144.4321 | -103.9421 | 4.2959 | 5.486 | 0 | 1.3741
2027 | 3079 | MW | 203.1767 | 259.4619 | 332.4234 | 102.6694 | -341.1406 | -345.126 | -388.9241 | -732.167 | -165.0653 | -118.7909 | 6.4438 | 8.2289 | 0 | 1.3741
2027 | 3080 | MW | 189.1645 | 241.568 | 298.0348 | 95.5888 | -389.875 | -388.2667 | -437.5396 | -836.7623 | -185.6984 | -133.6398 | 6.4438 | 8.2289 | 0 | 2.7483
2027 | 3081 | MW | 182.1584 | 232.621 | 286.5719 | 95.5888 | -438.6093 | -431.4075 | -486.1551 | -941.3576 | -206.3316 | -148.4887 | 6.4438 | 8.2289 | 33.6683 | 2.7483
2027 | 3082 | MW | 196.1706 | 250.5149 | 309.4976 | 102.6694 | -475.1601 | -463.763 | -522.6168 | -1019.804 | -221.8064 | -159.6253 | 6.4438 | 8.2289 | 33.6683 | 2.7483
2027 | 3083 | MW | 224.1949 | 286.3028 | 355.3491 | 116.8307 | -499.5273 | -496.1186 | -559.0784 | -1072.1017 | -232.123 | -170.762 | 6.4438 | 8.2289 | 33.6683 | 2.7483
2027 | 3084 | MW | 273.2376 | 348.9315 | 435.5893 | 145.1533 | -511.7109 | -506.9038 | -571.2323 | -1098.2505 | -237.2813 | -174.4742 | 6.4438 | 8.2289 | 33.6683 | 4.1224
2027 | 3085 | MW | 308.268 | 393.6663 | 504.3665 | 155.7743 | -523.8945 | -517.689 | -583.3862 | -1124.3993 | -242.4396 | -178.1864 | 6.4438 | 8.2289 | 33.6683 | 4.1224
2027 | 3086 | MW | 343.2985 | 438.4011 | 550.218 | 173.4759 | -536.0781 | -517.689 | -583.3862 | -1150.5481 | -242.4396 | -178.1864 | 6.4438 | 8.2289 | 33.6683 | 4.1224
2027 | 3087 | MW | 189.1645 | 241.568 | 309.4976 | 95.5888 | -548.2617 | -528.4742 | -595.54 | -1176.6969 | -242.4396 | -181.8986 | 6.4438 | 8.2289 | 33.6683 | 1.3741
2027 | 3088 | MW | 210.1827 | 268.4088 | 343.8863 | 102.6694 | -548.2617 | -539.2593 | -607.6939 | -1176.6969 | -247.5979 | -185.6108 | 4.2959 | 5.486 | 0 | 1.3741
2027 | 3089 | MW | 238.2071 | 304.1967 | 389.7378 | 113.2904 | -548.2617 | -550.0445 | -619.8478 | -1176.6969 | -252.7562 | -189.323 | -6.4438 | -8.2289 | -16.8341 | -4.1224
2027 | 3090 | MW | 245.2132 | 313.1436 | 401.2006 | 116.8307 | -523.8945 | -528.4742 | -595.54 | -1124.3993 | -252.7562 | -181.8986 | -6.4438 | -8.2289 | -16.8341 | -4.1224
2027 | 3091 | MW | 245.2132 | 313.1436 | 412.6635 | 120.3711 | -511.7109 | -517.689 | -583.3862 | -1098.2505 | -247.5979 | -178.1864 | -6.4438 | -8.2289 | -16.8341 | -4.1224
2027 | 3092 | MW | 595.5178 | 760.4917 | 962.8815 | 300.9276 | -536.0781 | -560.8297 | -632.0017 | -1150.5481 | -247.5979 | -193.0353 | -6.4438 | -8.2289 | -16.8341 | -4.1224
2027 | 3093 | MW | 588.5117 | 751.5448 | 951.4187 | 300.9276 | -523.8945 | -550.0445 | -619.8478 | -1124.3993 | -242.4396 | -189.323 | -6.4438 | -8.2289 | -16.8341 | -4.1224
2027 | 3094 | MW | 574.4995 | 733.6508 | 928.4929 | 290.3067 | -475.1601 | -506.9038 | -571.2323 | -1019.804 | -216.6482 | -174.4742 | 6.4438 | 8.2289 | 16.8341 | 0
2027 | 3095 | MW | 539.469 | 688.916 | 871.1785 | 276.1454 | -402.0586 | -442.1927 | -498.309 | -862.9111 | -185.6984 | -152.2009 | 10.7397 | 13.7149 | 16.8341 | 1.3741
2027 | 3096 | MW | 476.4142 | 608.3934 | 779.4755 | 244.2824 | -341.1406 | -377.4815 | -425.3857 | -732.167 | -154.7487 | -129.9276 | 8.5918 | 10.9719 | 0 | 1.3741
2027 | 3097 | MW | 420.3655 | 536.8177 | 687.7725 | 212.4195 | -328.957 | -355.9112 | -401.078 | -706.0182 | -149.5904 | -122.5031 | 8.5918 | 10.9719 | 0 | 2.7483
2027 | 3098 | MW | 378.3289 | 483.1359 | 618.9953 | 191.1776 | -304.5898 | -334.3408 | -376.7702 | -653.7205 | -139.2738 | -115.0787 | 6.4438 | 8.2289 | 0 | 2.7483
2027 | 3099 | MW | 329.2863 | 420.5072 | 538.7551 | 162.855 | -292.4062 | -323.5556 | -364.6164 | -627.5717 | -134.1155 | -111.3665 | 6.4438 | 8.2289 | 0 | 2.7483
2027 | 3100 | MW | 287.2497 | 366.8254 | 458.515 | 141.613 | -304.5898 | -323.5556 | -364.6164 | -653.7205 | -139.2738 | -111.3665 | 6.4438 | 8.2289 | 0 | 1.3741
2027 | 3101 | MW | 245.2132 | 313.1436 | 401.2006 | 123.9114 | -316.7734 | -301.9852 | -340.3086 | -679.8693 | -144.4321 | -103.9421 | 4.2959 | 5.486 | 0 | 1.3741
2027 | 3102 | MW | 210.1827 | 268.4088 | 343.8863 | 106.2098 | -353.3242 | -345.126 | -388.9241 | -758.3158 | -170.2236 | -118.7909 | 4.2959 | 5.486 | 0 | 1.3741
2027 | 3103 | MW | 182.1584 | 232.621 | 298.0348 | 95.5888 | -450.7929 | -442.1927 | -498.309 | -967.5064 | -211.4899 | -152.2009 | 6.4438 | 8.2289 | 0 | 2.7483
2027 | 3104 | MW | 175.1523 | 223.674 | 286.5719 | 92.0485 | -572.6289 | -560.8297 | -632.0017 | -1228.9946 | -268.2311 | -193.0353 | 6.4438 | 8.2289 | 0 | 2.7483
2027 | 3105 | MW | 161.1401 | 205.7801 | 263.6461 | 88.5081 | -657.914 | -636.326 | -717.0788 | -1412.0363 | -304.3391 | -219.0208 | 6.4438 | 8.2289 | 33.6683 | 2.7483
2027 | 3106 | MW | 154.134 | 196.8331 | 252.1833 | 81.4275 | -718.832 | -701.0371 | -790.0021 | -1542.7804 | -335.2888 | -241.2941 | 6.4438 | 8.2289 | 33.6683 | 2.7483
2027 | 3107 | MW | 161.1401 | 205.7801 | 263.6461 | 84.9678 | -767.5664 | -744.1779 | -838.6176 | -1647.3757 | -361.0803 | -256.1429 | 6.4438 | 8.2289 | 33.6683 | 2.7483
2027 | 3108 | MW | 189.1645 | 241.568 | 309.4976 | 99.1291 | -791.9335 | -776.5335 | -875.0793 | -1699.6734 | -366.2386 | -267.2796 | 6.4438 | 8.2289 | 33.6683 | 2.7483
2027 | 3109 | MW | 217.1888 | 277.3558 | 355.3491 | 113.2904 | -816.3007 | -798.1038 | -899.387 | -1751.971 | -366.2386 | -274.704 | 6.4438 | 8.2289 | 33.6683 | 2.7483
2027 | 3110 | MW | 245.2132 | 313.1436 | 389.7378 | 123.9114 | -828.4843 | -819.6742 | -923.6948 | -1778.1198 | -366.2386 | -282.1285 | 6.4438 | 8.2289 | 50.5024 | 2.7483
2027 | 3111 | MW | 287.2497 | 366.8254 | 469.9779 | 148.6937 | -828.4843 | -830.4594 | -935.8486 | -1778.1198 | -371.3968 | -285.8407 | 6.4438 | 8.2289 | 50.5024 | 1.3741
2027 | 3112 | MW | 203.1767 | 259.4619 | 332.4234 | 99.1291 | -816.3007 | -819.6742 | -923.6948 | -1751.971 | -371.3968 | -282.1285 | 4.2959 | 5.486 | 0 | 1.3741
2027 | 3113 | MW | 252.2193 | 322.0906 | 412.6635 | 127.4517 | -791.9335 | -819.6742 | -923.6948 | -1699.6734 | -366.2386 | -282.1285 | -6.4438 | -8.2289 | -33.6683 | -4.1224
2027 | 3114 | MW | 294.2558 | 375.7724 | 481.4408 | 148.6937 | -731.0156 | -765.7483 | -862.9254 | -1568.9293 | -345.6054 | -263.5674 | -6.4438 | -8.2289 | -33.6683 | -4.1224
2027 | 3115 | MW | 315.2741 | 402.6133 | 515.8294 | 159.3146 | -657.914 | -679.4668 | -765.6943 | -1412.0363 | -309.4974 | -233.8696 | -8.5918 | -10.9719 | -33.6683 | -4.1224
2027 | 3116 | MW | 322.2802 | 411.5602 | 515.8294 | 159.3146 | -633.5468 | -668.6816 | -753.5405 | -1359.7387 | -294.0225 | -230.1574 | -8.5918 | -10.9719 | -33.6683 | -5.4965
2027 | 3117 | MW | 686.597 | 876.8022 | 1123.3618 | 346.9519 | -596.9961 | -625.5408 | -704.925 | -1281.2922 | -273.3893 | -215.3086 | -8.5918 | -10.9719 | -33.6683 | -5.4965
2027 | 3118 | MW | 693.6031 | 885.7492 | 1123.3618 | 346.9519 | -523.8945 | -560.8297 | -632.0017 | -1124.3993 | -237.2813 | -193.0353 | 6.4438 | 8.2289 | 16.8341 | 0
2027 | 3119 | MW | 658.5726 | 841.0144 | 1077.5103 | 329.2502 | -450.7929 | -485.3334 | -546.9245 | -967.5064 | -201.1733 | -167.0497 | 10.7397 | 13.7149 | 16.8341 | 1.3741
2027 | 3120 | MW | 581.5056 | 742.5978 | 939.9558 | 290.3067 | -377.6914 | -409.8371 | -461.8474 | -810.6135 | -170.2236 | -141.0642 | 10.7397 | 13.7149 | 0 | 1.3741
2027 | 3121 | MW | 504.4386 | 644.1812 | 813.8642 | 251.3631 | -341.1406 | -366.6964 | -413.2319 | -732.167 | -149.5904 | -126.2154 | 8.5918 | 10.9719 | 0 | 2.7483
2027 | 3122 | MW | 441.3838 | 563.6586 | 722.1612 | 215.9598 | -316.7734 | -345.126 | -388.9241 | -679.8693 | -144.4321 | -118.7909 | 6.4438 | 8.2289 | 0 | 2.7483
2027 | 3123 | MW | 385.335 | 492.0829 | 630.4582 | 187.6372 | -304.5898 | -334.3408 | -376.7702 | -653.7205 | -139.2738 | -115.0787 | 6.4438 | 8.2289 | 0 | 2.7483
2027 | 3124 | MW | 322.2802 | 411.5602 | 527.2923 | 155.7743 | -316.7734 | -334.3408 | -376.7702 | -679.8693 | -139.2738 | -115.0787 | 6.4438 | 8.2289 | 0 | 1.3741
2027 | 3125 | MW | 273.2376 | 348.9315 | 447.0521 | 134.5324 | -316.7734 | -312.7704 | -352.4625 | -679.8693 | -149.5904 | -107.6543 | 4.2959 | 5.486 | 0 | 1.3741
2027 | 3126 | MW | 224.1949 | 286.3028 | 366.812 | 113.2904 | -365.5078 | -355.9112 | -401.078 | -784.4646 | -175.3818 | -122.5031 | 4.2959 | 5.486 | 0 | 1.3741
2027 | 3127 | MW | 182.1584 | 232.621 | 309.4976 | 92.0485 | -462.9765 | -452.9778 | -510.4629 | -993.6552 | -216.6482 | -155.9131 | 6.4438 | 8.2289 | 0 | 2.7483
2027 | 3128 | MW | 161.1401 | 205.7801 | 263.6461 | 81.4275 | -572.6289 | -571.6149 | -644.1556 | -1228.9946 | -268.2311 | -196.7475 | 6.4438 | 8.2289 | 0 | 2.7483
2027 | 3129 | MW | 140.1218 | 178.9392 | 229.2575 | 77.8872 | -670.0976 | -668.6816 | -753.5405 | -1438.1852 | -314.6557 | -230.1574 | 6.4438 | 8.2289 | 33.6683 | 2.7483
2027 | 3130 | MW | 140.1218 | 178.9392 | 229.2575 | 70.8065 | -731.0156 | -733.3927 | -826.4637 | -1568.9293 | -340.4471 | -252.4307 | 6.4438 | 8.2289 | 33.6683 | 2.7483
2027 | 3131 | MW | 147.1279 | 187.8862 | 240.7204 | 77.8872 | -791.9335 | -798.1038 | -899.387 | -1699.6734 | -366.2386 | -274.704 | 6.4438 | 8.2289 | 33.6683 | 2.7483
2027 | 3132 | MW | 175.1523 | 223.674 | 286.5719 | 92.0485 | -816.3007 | -819.6742 | -923.6948 | -1751.971 | -371.3968 | -282.1285 | 6.4438 | 8.2289 | 33.6683 | 2.7483
2027 | 3133 | MW | 203.1767 | 259.4619 | 332.4234 | 102.6694 | -840.6679 | -841.2446 | -948.0025 | -1804.2686 | -376.5551 | -289.5529 | 6.4438 | 8.2289 | 33.6683 | 2.7483
2027 | 3134 | MW | 231.201 | 295.2497 | 378.2749 | 116.8307 | -865.0351 | -862.8149 | -972.3103 | -1856.5663 | -381.7134 | -296.9773 | 8.5918 | 10.9719 | 33.6683 | 2.7483
2027 | 3135 | MW | 280.2437 | 357.8785 | 469.9779 | 141.613 | -865.0351 | -873.6001 | -984.4642 | -1856.5663 | -381.7134 | -300.6895 | 8.5918 | 10.9719 | 33.6683 | 1.3741
2027 | 3136 | MW | 196.1706 | 250.5149 | 320.9605 | 95.5888 | -852.8515 | -873.6001 | -984.4642 | -1830.4175 | -381.7134 | -300.6895 | 4.2959 | 5.486 | 0 | 1.3741
2027 | 3137 | MW | 245.2132 | 313.1436 | 401.2006 | 123.9114 | -828.4843 | -862.8149 | -972.3103 | -1778.1198 | -376.5551 | -296.9773 | -8.5918 | -10.9719 | -16.8341 | -4.1224
2027 | 3138 | MW | 287.2497 | 366.8254 | 469.9779 | 141.613 | -755.3828 | -798.1038 | -899.387 | -1621.2269 | -350.7637 | -274.704 | -10.7397 | -13.7149 | -16.8341 | -4.1224
2027 | 3139 | MW | 308.268 | 393.6663 | 504.3665 | 152.234 | -682.2812 | -701.0371 | -790.0021 | -1464.334 | -314.6557 | -241.2941 | -10.7397 | -13.7149 | -33.6683 | -4.1224
2027 | 3140 | MW | 315.2741 | 402.6133 | 504.3665 | 159.3146 | -645.7304 | -668.6816 | -753.5405 | -1385.8875 | -294.0225 | -230.1574 | -10.7397 | -13.7149 | -33.6683 | -5.4965
2027 | 3141 | MW | 686.597 | 876.8022 | 1123.3618 | 339.8712 | -596.9961 | -636.326 | -717.0788 | -1281.2922 | -273.3893 | -219.0208 | -10.7397 | -13.7149 | -33.6683 | -5.4965
2027 | 3142 | MW | 686.597 | 876.8022 | 1111.8989 | 339.8712 | -523.8945 | -560.8297 | -632.0017 | -1124.3993 | -242.4396 | -193.0353 | 6.4438 | 8.2289 | 16.8341 | 0
2027 | 3143 | MW | 644.5604 | 823.1204 | 1054.5845 | 322.1696 | -450.7929 | -485.3334 | -546.9245 | -967.5064 | -206.3316 | -167.0497 | 10.7397 | 13.7149 | 16.8341 | 1.3741
2027 | 3144 | MW | 567.4934 | 724.7039 | 917.03 | 283.226 | -377.6914 | -420.6223 | -474.0013 | -810.6135 | -175.3818 | -144.7764 | 10.7397 | 13.7149 | 0 | 1.3741
2027 | 3145 | MW | 483.4203 | 617.3403 | 779.4755 | 240.7421 | -341.1406 | -377.4815 | -425.3857 | -732.167 | -154.7487 | -129.9276 | 8.5918 | 10.9719 | 0 | 2.7483
2027 | 3146 | MW | 420.3655 | 536.8177 | 676.3097 | 208.8792 | -316.7734 | -345.126 | -388.9241 | -679.8693 | -139.2738 | -118.7909 | 6.4438 | 8.2289 | 0 | 2.7483
2027 | 3147 | MW | 364.3168 | 465.242 | 596.0695 | 180.5566 | -304.5898 | -334.3408 | -376.7702 | -653.7205 | -139.2738 | -115.0787 | 6.4438 | 8.2289 | 0 | 2.7483
2027 | 3148 | MW | 294.2558 | 375.7724 | 481.4408 | 145.1533 | -316.7734 | -334.3408 | -376.7702 | -679.8693 | -139.2738 | -115.0787 | 4.2959 | 5.486 | 0 | 1.3741
2027 | 3149 | MW | 245.2132 | 313.1436 | 401.2006 | 120.3711 | -316.7734 | -312.7704 | -352.4625 | -679.8693 | -149.5904 | -107.6543 | 4.2959 | 5.486 | 0 | 1.3741
2027 | 3150 | MW | 203.1767 | 259.4619 | 332.4234 | 102.6694 | -365.5078 | -355.9112 | -401.078 | -784.4646 | -175.3818 | -122.5031 | 4.2959 | 5.486 | 0 | 1.3741
2027 | 3151 | MW | 168.1462 | 214.7271 | 263.6461 | 84.9678 | -462.9765 | -452.9778 | -510.4629 | -993.6552 | -216.6482 | -155.9131 | 4.2959 | 5.486 | 0 | 1.3741
2027 | 3152 | MW | 154.134 | 196.8331 | 252.1833 | 77.8872 | -584.8125 | -571.6149 | -644.1556 | -1255.1434 | -268.2311 | -196.7475 | 6.4438 | 8.2289 | 0 | 1.3741
2027 | 3153 | MW | 133.1157 | 169.9923 | 217.7946 | 70.8065 | -670.0976 | -657.8964 | -741.3866 | -1438.1852 | -309.4974 | -226.4452 | 6.4438 | 8.2289 | 33.6683 | 2.7483
2027 | 3154 | MW | 126.1096 | 161.0453 | 206.3318 | 63.7259 | -743.1992 | -722.6075 | -814.3099 | -1595.0781 | -340.4471 | -248.7185 | 6.4438 | 8.2289 | 33.6683 | 2.7483
2027 | 3155 | MW | 147.1279 | 187.8862 | 229.2575 | 74.3468 | -804.1171 | -776.5335 | -875.0793 | -1725.8222 | -361.0803 | -267.2796 | 6.4438 | 8.2289 | 33.6683 | 2.7483
2027 | 3156 | MW | 175.1523 | 223.674 | 286.5719 | 88.5081 | -840.6679 | -808.889 | -911.5409 | -1804.2686 | -371.3968 | -278.4162 | 6.4438 | 8.2289 | 33.6683 | 4.1224
2027 | 3157 | MW | 203.1767 | 259.4619 | 332.4234 | 102.6694 | -877.2187 | -830.4594 | -935.8486 | -1882.7151 | -376.5551 | -285.8407 | 6.4438 | 8.2289 | 33.6683 | 4.1224
2027 | 3158 | MW | 231.201 | 295.2497 | 378.2749 | 116.8307 | -889.4023 | -841.2446 | -948.0025 | -1908.8639 | -381.7134 | -289.5529 | 6.4438 | 8.2289 | 33.6683 | 4.1224
2027 | 3159 | MW | 280.2437 | 357.8785 | 458.515 | 145.1533 | -889.4023 | -852.0298 | -960.1564 | -1908.8639 | -381.7134 | -293.2651 | 6.4438 | 8.2289 | 33.6683 | 1.3741
2027 | 3160 | MW | 196.1706 | 250.5149 | 320.9605 | 95.5888 | -877.2187 | -852.0298 | -960.1564 | -1882.7151 | -376.5551 | -293.2651 | 4.2959 | 5.486 | 0 | 1.3741
2027 | 3161 | MW | 245.2132 | 313.1436 | 401.2006 | 123.9114 | -852.8515 | -830.4594 | -935.8486 | -1830.4175 | -366.2386 | -285.8407 | -6.4438 | -8.2289 | -16.8341 | -4.1224
2027 | 3162 | MW | 280.2437 | 357.8785 | 458.515 | 141.613 | -779.7499 | -776.5335 | -875.0793 | -1673.5245 | -340.4471 | -267.2796 | -6.4438 | -8.2289 | -16.8341 | -4.1224
2027 | 3163 | MW | 301.2619 | 384.7193 | 492.9036 | 152.234 | -682.2812 | -690.252 | -777.8482 | -1464.334 | -309.4974 | -237.5819 | -6.4438 | -8.2289 | -16.8341 | -5.4965
2027 | 3164 | MW | 308.268 | 393.6663 | 504.3665 | 155.7743 | -657.914 | -657.8964 | -741.3866 | -1412.0363 | -294.0225 | -226.4452 | -8.5918 | -10.9719 | -16.8341 | -5.4965
2027 | 3165 | MW | 679.5909 | 867.8553 | 1111.8989 | 339.8712 | -609.1796 | -636.326 | -717.0788 | -1307.441 | -278.5476 | -219.0208 | -8.5918 | -10.9719 | -33.6683 | -5.4965
2027 | 3166 | MW | 679.5909 | 867.8553 | 1100.436 | 336.3309 | -536.0781 | -560.8297 | -632.0017 | -1150.5481 | -242.4396 | -193.0353 | 4.2959 | 5.486 | 16.8341 | 0
2027 | 3167 | MW | 637.5543 | 814.1735 | 1043.1217 | 322.1696 | -450.7929 | -485.3334 | -546.9245 | -967.5064 | -201.1733 | -167.0497 | 8.5918 | 10.9719 | 16.8341 | 1.3741
2027 | 3168 | MW | 560.4873 | 715.7569 | 905.5672 | 283.226 | -389.875 | -420.6223 | -474.0013 | -836.7623 | -175.3818 | -144.7764 | 8.5918 | 10.9719 | 0 | 1.3741
2027 | 3169 | MW | 476.4142 | 608.3934 | 779.4755 | 237.2018 | -341.1406 | -377.4815 | -425.3857 | -732.167 | -154.7487 | -129.9276 | 8.5918 | 10.9719 | 0 | 2.7483
2027 | 3170 | MW | 413.3594 | 527.8707 | 664.8468 | 205.3389 | -316.7734 | -345.126 | -388.9241 | -679.8693 | -144.4321 | -118.7909 | 6.4438 | 8.2289 | 0 | 2.7483
2027 | 3171 | MW | 357.3107 | 456.295 | 584.6066 | 177.0163 | -304.5898 | -334.3408 | -376.7702 | -653.7205 | -139.2738 | -115.0787 | 6.4438 | 8.2289 | 0 | 2.7483
2027 | 3172 | MW | 287.2497 | 366.8254 | 469.9779 | 145.1533 | -316.7734 | -334.3408 | -376.7702 | -679.8693 | -139.2738 | -115.0787 | 4.2959 | 5.486 | 0 | 1.3741
2027 | 3173 | MW | 238.2071 | 304.1967 | 389.7378 | 120.3711 | -328.957 | -312.7704 | -352.4625 | -706.0182 | -149.5904 | -107.6543 | 4.2959 | 5.486 | 0 | 1.3741
2027 | 3174 | MW | 196.1706 | 250.5149 | 309.4976 | 99.1291 | -365.5078 | -355.9112 | -401.078 | -784.4646 | -175.3818 | -122.5031 | 4.2959 | 5.486 | 0 | 1.3741
2027 | 3175 | MW | 161.1401 | 205.7801 | 263.6461 | 81.4275 | -462.9765 | -452.9778 | -510.4629 | -993.6552 | -216.6482 | -155.9131 | 4.2959 | 5.486 | 0 | 2.7483
2027 | 3176 | MW | 147.1279 | 187.8862 | 240.7204 | 74.3468 | -584.8125 | -560.8297 | -632.0017 | -1255.1434 | -268.2311 | -193.0353 | 6.4438 | 8.2289 | 0 | 2.7483
2027 | 3177 | MW | 126.1096 | 161.0453 | 206.3318 | 70.8065 | -682.2812 | -657.8964 | -741.3866 | -1464.334 | -304.3391 | -226.4452 | 6.4438 | 8.2289 | 33.6683 | 2.7483
2027 | 3178 | MW | 126.1096 | 161.0453 | 206.3318 | 67.2662 | -755.3828 | -722.6075 | -814.3099 | -1621.2269 | -330.1305 | -248.7185 | 6.4438 | 8.2289 | 33.6683 | 2.7483
2027 | 3179 | MW | 140.1218 | 178.9392 | 229.2575 | 74.3468 | -804.1171 | -776.5335 | -875.0793 | -1725.8222 | -350.7637 | -267.2796 | 6.4438 | 8.2289 | 33.6683 | 2.7483
2027 | 3180 | MW | 168.1462 | 214.7271 | 275.109 | 88.5081 | -840.6679 | -808.889 | -911.5409 | -1804.2686 | -361.0803 | -278.4162 | 6.4438 | 8.2289 | 33.6683 | 2.7483
2027 | 3181 | MW | 196.1706 | 250.5149 | 320.9605 | 102.6694 | -865.0351 | -841.2446 | -948.0025 | -1856.5663 | -361.0803 | -289.5529 | 6.4438 | 8.2289 | 33.6683 | 2.7483
2027 | 3182 | MW | 224.1949 | 286.3028 | 366.812 | 116.8307 | -877.2187 | -862.8149 | -972.3103 | -1882.7151 | -361.0803 | -296.9773 | 6.4438 | 8.2289 | 33.6683 | 2.7483
2027 | 3183 | MW | 273.2376 | 348.9315 | 447.0521 | 141.613 | -877.2187 | -884.3853 | -996.618 | -1882.7151 | -366.2386 | -304.4018 | 6.4438 | 8.2289 | 33.6683 | 1.3741
2027 | 3184 | MW | 196.1706 | 250.5149 | 320.9605 | 95.5888 | -865.0351 | -873.6001 | -984.4642 | -1856.5663 | -361.0803 | -300.6895 | 4.2959 | 5.486 | 0 | 1.3741
2027 | 3185 | MW | 245.2132 | 313.1436 | 401.2006 | 127.4517 | -828.4843 | -862.8149 | -972.3103 | -1778.1198 | -361.0803 | -296.9773 | -6.4438 | -8.2289 | -16.8341 | -4.1224
2027 | 3186 | MW | 287.2497 | 366.8254 | 458.515 | 145.1533 | -767.5664 | -808.889 | -911.5409 | -1647.3757 | -335.2888 | -278.4162 | -6.4438 | -8.2289 | -16.8341 | -4.1224
2027 | 3187 | MW | 308.268 | 393.6663 | 492.9036 | 155.7743 | -682.2812 | -722.6075 | -814.3099 | -1464.334 | -299.1808 | -248.7185 | -8.5918 | -10.9719 | -16.8341 | -4.1224
2027 | 3188 | MW | 308.268 | 393.6663 | 504.3665 | 159.3146 | -657.914 | -668.6816 | -753.5405 | -1412.0363 | -288.8642 | -230.1574 | -8.5918 | -10.9719 | -16.8341 | -4.1224
2027 | 3189 | MW | 672.5848 | 858.9083 | 1100.436 | 339.8712 | -609.1796 | -647.1112 | -729.2327 | -1307.441 | -273.3893 | -222.733 | -8.5918 | -10.9719 | -33.6683 | -4.1224
2027 | 3190 | MW | 672.5848 | 858.9083 | 1100.436 | 339.8712 | -536.0781 | -571.6149 | -644.1556 | -1150.5481 | -237.2813 | -196.7475 | 6.4438 | 8.2289 | 16.8341 | 0
2027 | 3191 | MW | 637.5543 | 814.1735 | 1043.1217 | 322.1696 | -450.7929 | -496.1186 | -559.0784 | -967.5064 | -201.1733 | -170.762 | 10.7397 | 13.7149 | 16.8341 | 1.3741
2027 | 3192 | MW | 560.4873 | 715.7569 | 905.5672 | 283.226 | -389.875 | -420.6223 | -474.0013 | -836.7623 | -170.2236 | -144.7764 | 8.5918 | 10.9719 | 0 | 1.3741
2027 | 3193 | MW | 476.4142 | 608.3934 | 768.0127 | 240.7421 | -341.1406 | -377.4815 | -425.3857 | -732.167 | -149.5904 | -129.9276 | 8.5918 | 10.9719 | 0 | 2.7483
2027 | 3194 | MW | 413.3594 | 527.8707 | 664.8468 | 205.3389 | -316.7734 | -345.126 | -388.9241 | -679.8693 | -144.4321 | -118.7909 | 6.4438 | 8.2289 | 0 | 2.7483
2027 | 3195 | MW | 350.3046 | 447.3481 | 573.1438 | 177.0163 | -316.7734 | -334.3408 | -376.7702 | -679.8693 | -139.2738 | -115.0787 | 6.4438 | 8.2289 | 0 | 2.7483
2027 | 3196 | MW | 287.2497 | 366.8254 | 458.515 | 145.1533 | -316.7734 | -334.3408 | -376.7702 | -679.8693 | -144.4321 | -115.0787 | 4.2959 | 5.486 | 0 | 1.3741
2027 | 3197 | MW | 238.2071 | 304.1967 | 378.2749 | 120.3711 | -328.957 | -312.7704 | -352.4625 | -706.0182 | -149.5904 | -107.6543 | 4.2959 | 5.486 | 0 | 1.3741
2027 | 3198 | MW | 189.1645 | 241.568 | 309.4976 | 99.1291 | -365.5078 | -355.9112 | -401.078 | -784.4646 | -175.3818 | -122.5031 | 4.2959 | 5.486 | 0 | 1.3741
2027 | 3199 | MW | 154.134 | 196.8331 | 252.1833 | 81.4275 | -462.9765 | -452.9778 | -510.4629 | -993.6552 | -216.6482 | -155.9131 | 6.4438 | 8.2289 | 0 | 2.7483
2027 | 3200 | MW | 147.1279 | 187.8862 | 240.7204 | 74.3468 | -584.8125 | -571.6149 | -644.1556 | -1255.1434 | -263.0728 | -196.7475 | 6.4438 | 8.2289 | 0 | 2.7483
2027 | 3201 | MW | 126.1096 | 161.0453 | 206.3318 | 70.8065 | -682.2812 | -657.8964 | -741.3866 | -1464.334 | -304.3391 | -226.4452 | 6.4438 | 8.2289 | 33.6683 | 2.7483
2027 | 3202 | MW | 126.1096 | 161.0453 | 206.3318 | 63.7259 | -755.3828 | -733.3927 | -826.4637 | -1621.2269 | -330.1305 | -252.4307 | 6.4438 | 8.2289 | 33.6683 | 2.7483
2027 | 3203 | MW | 140.1218 | 178.9392 | 229.2575 | 74.3468 | -816.3007 | -787.3186 | -887.2331 | -1751.971 | -350.7637 | -270.9918 | 6.4438 | 8.2289 | 33.6683 | 2.7483
2027 | 3204 | MW | 175.1523 | 223.674 | 275.109 | 92.0485 | -852.8515 | -830.4594 | -935.8486 | -1830.4175 | -361.0803 | -285.8407 | 6.4438 | 8.2289 | 33.6683 | 2.7483
2027 | 3205 | MW | 196.1706 | 250.5149 | 320.9605 | 102.6694 | -877.2187 | -862.8149 | -972.3103 | -1882.7151 | -366.2386 | -296.9773 | 6.4438 | 8.2289 | 33.6683 | 2.7483
2027 | 3206 | MW | 224.1949 | 286.3028 | 366.812 | 120.3711 | -901.5859 | -895.1705 | -1008.7719 | -1935.0128 | -366.2386 | -308.114 | 6.4438 | 8.2289 | 33.6683 | 2.7483
2027 | 3207 | MW | 280.2437 | 357.8785 | 447.0521 | 141.613 | -913.7695 | -905.9557 | -1020.9258 | -1961.1616 | -371.3968 | -311.8262 | 6.4438 | 8.2289 | 33.6683 | 1.3741
2027 | 3208 | MW | 196.1706 | 250.5149 | 320.9605 | 95.5888 | -901.5859 | -895.1705 | -1008.7719 | -1935.0128 | -376.5551 | -308.114 | 4.2959 | 5.486 | 0 | 1.3741
2027 | 3209 | MW | 245.2132 | 313.1436 | 401.2006 | 123.9114 | -877.2187 | -873.6001 | -984.4642 | -1882.7151 | -376.5551 | -300.6895 | -6.4438 | -8.2289 | -16.8341 | -4.1224
2027 | 3210 | MW | 287.2497 | 366.8254 | 458.515 | 141.613 | -804.1171 | -808.889 | -911.5409 | -1725.8222 | -350.7637 | -278.4162 | -6.4438 | -8.2289 | -16.8341 | -4.1224
2027 | 3211 | MW | 308.268 | 393.6663 | 504.3665 | 152.234 | -706.6484 | -711.8223 | -802.156 | -1516.6316 | -314.6557 | -245.0063 | -6.4438 | -8.2289 | -16.8341 | -4.1224
2027 | 3212 | MW | 308.268 | 393.6663 | 504.3665 | 155.7743 | -670.0976 | -657.8964 | -741.3866 | -1438.1852 | -288.8642 | -226.4452 | -8.5918 | -10.9719 | -16.8341 | -4.1224
2027 | 3213 | MW | 679.5909 | 867.8553 | 1100.436 | 339.8712 | -609.1796 | -636.326 | -717.0788 | -1307.441 | -273.3893 | -219.0208 | -8.5918 | -10.9719 | -33.6683 | -5.4965
2027 | 3214 | MW | 679.5909 | 867.8553 | 1100.436 | 339.8712 | -536.0781 | -571.6149 | -644.1556 | -1150.5481 | -242.4396 | -196.7475 | 6.4438 | 8.2289 | 16.8341 | 0
2027 | 3215 | MW | 644.5604 | 823.1204 | 1043.1217 | 325.7099 | -462.9765 | -496.1186 | -559.0784 | -993.6552 | -206.3316 | -170.762 | 10.7397 | 13.7149 | 16.8341 | 1.3741
2027 | 3216 | MW | 560.4873 | 715.7569 | 905.5672 | 283.226 | -389.875 | -420.6223 | -474.0013 | -836.7623 | -175.3818 | -144.7764 | 8.5918 | 10.9719 | 0 | 1.3741
2027 | 3217 | MW | 476.4142 | 608.3934 | 768.0127 | 240.7421 | -328.957 | -366.6964 | -413.2319 | -706.0182 | -144.4321 | -126.2154 | 8.5918 | 10.9719 | 0 | 2.7483
2027 | 3218 | MW | 406.3533 | 518.9238 | 664.8468 | 205.3389 | -304.5898 | -334.3408 | -376.7702 | -653.7205 | -134.1155 | -115.0787 | 6.4438 | 8.2289 | 0 | 2.7483
2027 | 3219 | MW | 350.3046 | 447.3481 | 573.1438 | 177.0163 | -292.4062 | -323.5556 | -364.6164 | -627.5717 | -128.9572 | -111.3665 | 6.4438 | 8.2289 | 0 | 2.7483
2027 | 3220 | MW | 287.2497 | 366.8254 | 469.9779 | 145.1533 | -292.4062 | -323.5556 | -364.6164 | -627.5717 | -134.1155 | -111.3665 | 6.4438 | 8.2289 | 0 | 1.3741
2027 | 3221 | MW | 245.2132 | 313.1436 | 389.7378 | 120.3711 | -292.4062 | -291.2 | -328.1547 | -627.5717 | -134.1155 | -100.2298 | 4.2959 | 5.486 | 0 | 1.3741
2027 | 3222 | MW | 210.1827 | 268.4088 | 343.8863 | 102.6694 | -316.7734 | -323.5556 | -364.6164 | -679.8693 | -149.5904 | -111.3665 | 4.2959 | 5.486 | 0 | 1.3741
2027 | 3223 | MW | 182.1584 | 232.621 | 309.4976 | 88.5081 | -377.6914 | -377.4815 | -425.3857 | -810.6135 | -180.5401 | -129.9276 | 6.4438 | 8.2289 | 0 | 2.7483
2027 | 3224 | MW | 168.1462 | 214.7271 | 275.109 | 81.4275 | -450.7929 | -452.9778 | -510.4629 | -967.5064 | -211.4899 | -155.9131 | 6.4438 | 8.2289 | 0 | 2.7483
2027 | 3225 | MW | 168.1462 | 214.7271 | 275.109 | 81.4275 | -523.8945 | -506.9038 | -571.2323 | -1124.3993 | -242.4396 | -174.4742 | 6.4438 | 8.2289 | 33.6683 | 2.7483
2027 | 3226 | MW | 189.1645 | 241.568 | 309.4976 | 99.1291 | -572.6289 | -550.0445 | -619.8478 | -1228.9946 | -257.9145 | -189.323 | 6.4438 | 8.2289 | 33.6683 | 2.7483
2027 | 3227 | MW | 231.201 | 295.2497 | 366.812 | 116.8307 | -609.1796 | -593.1853 | -668.4633 | -1307.441 | -273.3893 | -204.1719 | 6.4438 | 8.2289 | 33.6683 | 2.7483
2027 | 3228 | MW | 287.2497 | 366.8254 | 469.9779 | 145.1533 | -633.5468 | -625.5408 | -704.925 | -1359.7387 | -283.7059 | -215.3086 | 6.4438 | 8.2289 | 33.6683 | 2.7483
2027 | 3229 | MW | 315.2741 | 402.6133 | 515.8294 | 155.7743 | -657.914 | -657.8964 | -741.3866 | -1412.0363 | -288.8642 | -226.4452 | 6.4438 | 8.2289 | 33.6683 | 2.7483
2027 | 3230 | MW | 336.2924 | 429.4541 | 550.218 | 166.3953 | -670.0976 | -679.4668 | -765.6943 | -1438.1852 | -288.8642 | -233.8696 | 6.4438 | 8.2289 | 33.6683 | 2.7483
2027 | 3231 | MW | 189.1645 | 241.568 | 320.9605 | 92.0485 | -670.0976 | -701.0371 | -790.0021 | -1438.1852 | -288.8642 | -241.2941 | 8.5918 | 10.9719 | 33.6683 | 1.3741
2027 | 3232 | MW | 210.1827 | 268.4088 | 355.3491 | 102.6694 | -670.0976 | -711.8223 | -802.156 | -1438.1852 | -288.8642 | -245.0063 | 4.2959 | 5.486 | 0 | 1.3741
2027 | 3233 | MW | 231.201 | 295.2497 | 378.2749 | 113.2904 | -657.914 | -711.8223 | -802.156 | -1412.0363 | -283.7059 | -245.0063 | -6.4438 | -8.2289 | -16.8341 | -4.1224
2027 | 3234 | MW | 245.2132 | 313.1436 | 401.2006 | 120.3711 | -609.1796 | -657.8964 | -741.3866 | -1307.441 | -273.3893 | -226.4452 | -6.4438 | -8.2289 | -16.8341 | -4.1224
2027 | 3235 | MW | 259.2254 | 331.0376 | 424.1264 | 123.9114 | -560.4453 | -593.1853 | -668.4633 | -1202.8458 | -252.7562 | -204.1719 | -6.4438 | -8.2289 | -16.8341 | -4.1224
2027 | 3236 | MW | 595.5178 | 760.4917 | 962.8815 | 300.9276 | -560.4453 | -582.4001 | -656.3094 | -1202.8458 | -252.7562 | -200.4597 | -6.4438 | -8.2289 | -16.8341 | -4.1224
2027 | 3237 | MW | 602.5239 | 769.4387 | 974.3444 | 304.468 | -536.0781 | -582.4001 | -656.3094 | -1150.5481 | -247.5979 | -200.4597 | -8.5918 | -10.9719 | -33.6683 | -4.1224
2027 | 3238 | MW | 588.5117 | 751.5448 | 962.8815 | 297.3873 | -487.3437 | -517.689 | -583.3862 | -1045.9528 | -216.6482 | -178.1864 | 6.4438 | 8.2289 | 16.8341 | 0
2027 | 3239 | MW | 553.4812 | 706.8099 | 894.1043 | 276.1454 | -414.2422 | -463.763 | -522.6168 | -889.0599 | -190.8567 | -159.6253 | 10.7397 | 13.7149 | 16.8341 | 1.3741
2027 | 3240 | MW | 490.4264 | 626.2873 | 802.4013 | 244.2824 | -353.3242 | -399.0519 | -449.6935 | -758.3158 | -159.907 | -137.352 | 10.7397 | 13.7149 | 16.8341 | 1.3741
2027 | 3241 | MW | 434.3777 | 554.7116 | 710.6983 | 219.5002 | -316.7734 | -355.9112 | -401.078 | -679.8693 | -144.4321 | -122.5031 | 8.5918 | 10.9719 | 0 | 2.7483
2027 | 3242 | MW | 392.3411 | 501.0298 | 641.921 | 198.2582 | -292.4062 | -334.3408 | -376.7702 | -627.5717 | -134.1155 | -115.0787 | 6.4438 | 8.2289 | 0 | 2.7483
2027 | 3243 | MW | 343.2985 | 438.4011 | 550.218 | 173.4759 | -292.4062 | -323.5556 | -364.6164 | -627.5717 | -128.9572 | -111.3665 | 6.4438 | 8.2289 | 0 | 2.7483
2027 | 3244 | MW | 308.268 | 393.6663 | 492.9036 | 152.234 | -292.4062 | -323.5556 | -364.6164 | -627.5717 | -128.9572 | -111.3665 | 6.4438 | 8.2289 | 0 | 1.3741
2027 | 3245 | MW | 273.2376 | 348.9315 | 435.5893 | 134.5324 | -280.2226 | -280.4149 | -316.0008 | -601.4229 | -134.1155 | -96.5176 | 6.4438 | 8.2289 | 0 | 1.3741
2027 | 3246 | MW | 238.2071 | 304.1967 | 389.7378 | 120.3711 | -292.4062 | -301.9852 | -340.3086 | -627.5717 | -144.4321 | -103.9421 | 4.2959 | 5.486 | 0 | 1.3741
2027 | 3247 | MW | 210.1827 | 268.4088 | 343.8863 | 106.2098 | -341.1406 | -345.126 | -388.9241 | -732.167 | -165.0653 | -118.7909 | 6.4438 | 8.2289 | 0 | 2.7483
2027 | 3248 | MW | 196.1706 | 250.5149 | 320.9605 | 99.1291 | -402.0586 | -388.2667 | -437.5396 | -862.9111 | -190.8567 | -133.6398 | 6.4438 | 8.2289 | 0 | 2.7483
2027 | 3249 | MW | 175.1523 | 223.674 | 286.5719 | 92.0485 | -450.7929 | -442.1927 | -498.309 | -967.5064 | -206.3316 | -152.2009 | 6.4438 | 8.2289 | 33.6683 | 2.7483
2027 | 3250 | MW | 189.1645 | 241.568 | 309.4976 | 99.1291 | -475.1601 | -485.3334 | -546.9245 | -1019.804 | -221.8064 | -167.0497 | 6.4438 | 8.2289 | 33.6683 | 2.7483
2027 | 3251 | MW | 217.1888 | 277.3558 | 355.3491 | 113.2904 | -511.7109 | -517.689 | -583.3862 | -1098.2505 | -232.123 | -178.1864 | 6.4438 | 8.2289 | 33.6683 | 2.7483
2027 | 3252 | MW | 280.2437 | 357.8785 | 469.9779 | 138.0727 | -536.0781 | -539.2593 | -607.6939 | -1150.5481 | -237.2813 | -185.6108 | 6.4438 | 8.2289 | 33.6683 | 2.7483
2027 | 3253 | MW | 315.2741 | 402.6133 | 515.8294 | 159.3146 | -548.2617 | -560.8297 | -632.0017 | -1176.6969 | -237.2813 | -193.0353 | 6.4438 | 8.2289 | 33.6683 | 2.7483
2027 | 3254 | MW | 343.2985 | 438.4011 | 550.218 | 177.0163 | -572.6289 | -582.4001 | -656.3094 | -1228.9946 | -242.4396 | -200.4597 | 6.4438 | 8.2289 | 33.6683 | 2.7483
2027 | 3255 | MW | 189.1645 | 241.568 | 309.4976 | 92.0485 | -584.8125 | -593.1853 | -668.4633 | -1255.1434 | -247.5979 | -204.1719 | 8.5918 | 10.9719 | 33.6683 | 1.3741
2027 | 3256 | MW | 210.1827 | 268.4088 | 343.8863 | 102.6694 | -596.9961 | -603.9705 | -680.6172 | -1281.2922 | -252.7562 | -207.8841 | 4.2959 | 5.486 | 0 | 1.3741
2027 | 3257 | MW | 224.1949 | 286.3028 | 366.812 | 116.8307 | -596.9961 | -614.7556 | -692.7711 | -1281.2922 | -252.7562 | -211.5963 | -6.4438 | -8.2289 | -16.8341 | -4.1224
2027 | 3258 | MW | 238.2071 | 304.1967 | 389.7378 | 123.9114 | -584.8125 | -593.1853 | -668.4633 | -1255.1434 | -252.7562 | -204.1719 | -6.4438 | -8.2289 | -16.8341 | -4.1224
2027 | 3259 | MW | 245.2132 | 313.1436 | 401.2006 | 127.4517 | -560.4453 | -560.8297 | -632.0017 | -1202.8458 | -247.5979 | -193.0353 | -6.4438 | -8.2289 | -16.8341 | -4.1224
2027 | 3260 | MW | 609.53 | 778.3856 | 997.2702 | 308.0083 | -560.4453 | -571.6149 | -644.1556 | -1202.8458 | -247.5979 | -196.7475 | -6.4438 | -8.2289 | -16.8341 | -4.1224
2027 | 3261 | MW | 609.53 | 778.3856 | 985.8073 | 308.0083 | -536.0781 | -571.6149 | -644.1556 | -1150.5481 | -242.4396 | -196.7475 | -8.5918 | -10.9719 | -16.8341 | -4.1224
2027 | 3262 | MW | 581.5056 | 742.5978 | 951.4187 | 293.847 | -487.3437 | -517.689 | -583.3862 | -1045.9528 | -216.6482 | -178.1864 | 6.4438 | 8.2289 | 16.8341 | 0
2027 | 3263 | MW | 546.4751 | 697.863 | 882.6414 | 272.605 | -414.2422 | -452.9778 | -510.4629 | -889.0599 | -185.6984 | -155.9131 | 10.7397 | 13.7149 | 16.8341 | 1.3741
2027 | 3264 | MW | 476.4142 | 608.3934 | 779.4755 | 240.7421 | -353.3242 | -388.2667 | -437.5396 | -758.3158 | -159.907 | -133.6398 | 10.7397 | 13.7149 | 0 | 1.3741
2027 | 3265 | MW | 427.3716 | 545.7646 | 699.2354 | 208.8792 | -341.1406 | -355.9112 | -401.078 | -732.167 | -149.5904 | -122.5031 | 8.5918 | 10.9719 | 0 | 2.7483
2027 | 3266 | MW | 378.3289 | 483.1359 | 618.9953 | 187.6372 | -304.5898 | -334.3408 | -376.7702 | -653.7205 | -139.2738 | -115.0787 | 6.4438 | 8.2289 | 0 | 2.7483
2027 | 3267 | MW | 329.2863 | 420.5072 | 538.7551 | 162.855 | -304.5898 | -323.5556 | -364.6164 | -653.7205 | -139.2738 | -111.3665 | 6.4438 | 8.2289 | 0 | 2.7483
2027 | 3268 | MW | 287.2497 | 366.8254 | 469.9779 | 141.613 | -304.5898 | -323.5556 | -364.6164 | -653.7205 | -139.2738 | -111.3665 | 4.2959 | 5.486 | 0 | 1.3741
2027 | 3269 | MW | 252.2193 | 322.0906 | 412.6635 | 123.9114 | -316.7734 | -301.9852 | -340.3086 | -679.8693 | -149.5904 | -103.9421 | 4.2959 | 5.486 | 0 | 1.3741
2027 | 3270 | MW | 217.1888 | 277.3558 | 343.8863 | 106.2098 | -353.3242 | -345.126 | -388.9241 | -758.3158 | -175.3818 | -118.7909 | 4.2959 | 5.486 | 0 | 1.3741
2027 | 3271 | MW | 182.1584 | 232.621 | 298.0348 | 95.5888 | -462.9765 | -442.1927 | -498.309 | -993.6552 | -216.6482 | -152.2009 | 4.2959 | 5.486 | 0 | 2.7483
2027 | 3272 | MW | 175.1523 | 223.674 | 298.0348 | 92.0485 | -596.9961 | -560.8297 | -632.0017 | -1281.2922 | -268.2311 | -193.0353 | 6.4438 | 8.2289 | 0 | 2.7483
2027 | 3273 | MW | 161.1401 | 205.7801 | 263.6461 | 84.9678 | -694.4648 | -657.8964 | -741.3866 | -1490.4828 | -304.3391 | -226.4452 | 6.4438 | 8.2289 | 33.6683 | 2.7483
2027 | 3274 | MW | 154.134 | 196.8331 | 252.1833 | 77.8872 | -767.5664 | -722.6075 | -814.3099 | -1647.3757 | -330.1305 | -248.7185 | 6.4438 | 8.2289 | 33.6683 | 2.7483
2027 | 3275 | MW | 161.1401 | 205.7801 | 252.1833 | 84.9678 | -828.4843 | -798.1038 | -899.387 | -1778.1198 | -355.922 | -274.704 | 6.4438 | 8.2289 | 33.6683 | 2.7483
2027 | 3276 | MW | 189.1645 | 241.568 | 309.4976 | 95.5888 | -865.0351 | -830.4594 | -935.8486 | -1856.5663 | -371.3968 | -285.8407 | 6.4438 | 8.2289 | 33.6683 | 2.7483
2027 | 3277 | MW | 217.1888 | 277.3558 | 355.3491 | 106.2098 | -889.4023 | -873.6001 | -984.4642 | -1908.8639 | -371.3968 | -300.6895 | 6.4438 | 8.2289 | 33.6683 | 2.7483
2027 | 3278 | MW | 238.2071 | 304.1967 | 401.2006 | 120.3711 | -913.7695 | -905.9557 | -1020.9258 | -1961.1616 | -376.5551 | -311.8262 | 6.4438 | 8.2289 | 33.6683 | 2.7483
2027 | 3279 | MW | 287.2497 | 366.8254 | 481.4408 | 145.1533 | -913.7695 | -916.7409 | -1033.0797 | -1961.1616 | -381.7134 | -315.5384 | 6.4438 | 8.2289 | 33.6683 | 1.3741
2027 | 3280 | MW | 196.1706 | 250.5149 | 332.4234 | 95.5888 | -913.7695 | -905.9557 | -1020.9258 | -1961.1616 | -381.7134 | -311.8262 | 4.2959 | 5.486 | 0 | 1.3741
2027 | 3281 | MW | 252.2193 | 322.0906 | 412.6635 | 127.4517 | -889.4023 | -884.3853 | -996.618 | -1908.8639 | -381.7134 | -304.4018 | -6.4438 | -8.2289 | -16.8341 | -4.1224
2027 | 3282 | MW | 294.2558 | 375.7724 | 481.4408 | 145.1533 | -828.4843 | -819.6742 | -923.6948 | -1778.1198 | -355.922 | -282.1285 | -6.4438 | -8.2289 | -16.8341 | -4.1224
2027 | 3283 | MW | 315.2741 | 402.6133 | 515.8294 | 159.3146 | -731.0156 | -711.8223 | -802.156 | -1568.9293 | -319.8139 | -245.0063 | -8.5918 | -10.9719 | -16.8341 | -4.1224
2027 | 3284 | MW | 315.2741 | 402.6133 | 515.8294 | 162.855 | -682.2812 | -668.6816 | -753.5405 | -1464.334 | -294.0225 | -230.1574 | -8.5918 | -10.9719 | -16.8341 | -4.1224
2027 | 3285 | MW | 693.6031 | 885.7492 | 1123.3618 | 346.9519 | -621.3632 | -636.326 | -717.0788 | -1333.5899 | -273.3893 | -219.0208 | -8.5918 | -10.9719 | -33.6683 | -5.4965
2027 | 3286 | MW | 693.6031 | 885.7492 | 1123.3618 | 346.9519 | -536.0781 | -560.8297 | -632.0017 | -1150.5481 | -242.4396 | -193.0353 | 6.4438 | 8.2289 | 0 | 0
2027 | 3287 | MW | 658.5726 | 841.0144 | 1066.0474 | 332.7906 | -462.9765 | -485.3334 | -546.9245 | -993.6552 | -201.1733 | -167.0497 | 10.7397 | 13.7149 | 16.8341 | 1.3741
2027 | 3288 | MW | 581.5056 | 742.5978 | 939.9558 | 293.847 | -389.875 | -420.6223 | -474.0013 | -836.7623 | -175.3818 | -144.7764 | 8.5918 | 10.9719 | 16.8341 | 1.3741
2027 | 3289 | MW | 497.4325 | 635.2343 | 813.8642 | 251.3631 | -341.1406 | -377.4815 | -425.3857 | -732.167 | -149.5904 | -129.9276 | 8.5918 | 10.9719 | 0 | 2.7483
2027 | 3290 | MW | 434.3777 | 554.7116 | 710.6983 | 219.5002 | -316.7734 | -355.9112 | -401.078 | -679.8693 | -144.4321 | -122.5031 | 6.4438 | 8.2289 | 0 | 2.7483
2027 | 3291 | MW | 385.335 | 492.0829 | 630.4582 | 191.1776 | -304.5898 | -345.126 | -388.9241 | -653.7205 | -139.2738 | -118.7909 | 6.4438 | 8.2289 | 0 | 2.7483
2027 | 3292 | MW | 315.2741 | 402.6133 | 515.8294 | 155.7743 | -316.7734 | -345.126 | -388.9241 | -679.8693 | -139.2738 | -118.7909 | 6.4438 | 8.2289 | 0 | 1.3741
2027 | 3293 | MW | 266.2315 | 339.9845 | 435.5893 | 134.5324 | -316.7734 | -312.7704 | -352.4625 | -679.8693 | -149.5904 | -107.6543 | 4.2959 | 5.486 | 0 | 1.3741
2027 | 3294 | MW | 224.1949 | 286.3028 | 366.812 | 109.7501 | -365.5078 | -355.9112 | -401.078 | -784.4646 | -175.3818 | -122.5031 | 4.2959 | 5.486 | 0 | 1.3741
2027 | 3295 | MW | 182.1584 | 232.621 | 298.0348 | 88.5081 | -462.9765 | -452.9778 | -510.4629 | -993.6552 | -216.6482 | -155.9131 | 4.2959 | 5.486 | 0 | 1.3741
2027 | 3296 | MW | 161.1401 | 205.7801 | 263.6461 | 81.4275 | -596.9961 | -571.6149 | -644.1556 | -1281.2922 | -273.3893 | -196.7475 | 6.4438 | 8.2289 | 0 | 1.3741
2027 | 3297 | MW | 140.1218 | 178.9392 | 229.2575 | 74.3468 | -694.4648 | -679.4668 | -765.6943 | -1490.4828 | -319.8139 | -233.8696 | 6.4438 | 8.2289 | 33.6683 | 2.7483
2027 | 3298 | MW | 133.1157 | 169.9923 | 217.7946 | 67.2662 | -779.7499 | -765.7483 | -862.9254 | -1673.5245 | -350.7637 | -263.5674 | 6.4438 | 8.2289 | 33.6683 | 2.7483
2027 | 3299 | MW | 147.1279 | 187.8862 | 240.7204 | 77.8872 | -852.8515 | -841.2446 | -948.0025 | -1830.4175 | -376.5551 | -289.5529 | 8.5918 | 10.9719 | 33.6683 | 2.7483
2027 | 3300 | MW | 175.1523 | 223.674 | 298.0348 | 88.5081 | -889.4023 | -873.6001 | -984.4642 | -1908.8639 | -381.7134 | -300.6895 | 8.5918 | 10.9719 | 33.6683 | 2.7483
2027 | 3301 | MW | 203.1767 | 259.4619 | 332.4234 | 102.6694 | -913.7695 | -884.3853 | -996.618 | -1961.1616 | -386.8717 | -304.4018 | 8.5918 | 10.9719 | 33.6683 | 2.7483
2027 | 3302 | MW | 231.201 | 295.2497 | 378.2749 | 116.8307 | -925.9531 | -905.9557 | -1020.9258 | -1987.3104 | -386.8717 | -311.8262 | 8.5918 | 10.9719 | 33.6683 | 2.7483
2027 | 3303 | MW | 280.2437 | 357.8785 | 458.515 | 141.613 | -938.1367 | -916.7409 | -1033.0797 | -2013.4592 | -386.8717 | -315.5384 | 8.5918 | 10.9719 | 33.6683 | 1.3741
2027 | 3304 | MW | 196.1706 | 250.5149 | 320.9605 | 95.5888 | -938.1367 | -916.7409 | -1033.0797 | -2013.4592 | -386.8717 | -315.5384 | 6.4438 | 8.2289 | 0 | 1.3741
2027 | 3305 | MW | 245.2132 | 313.1436 | 401.2006 | 123.9114 | -913.7695 | -895.1705 | -1008.7719 | -1961.1616 | -386.8717 | -308.114 | -6.4438 | -8.2289 | -16.8341 | -4.1224
2027 | 3306 | MW | 280.2437 | 357.8785 | 458.515 | 141.613 | -852.8515 | -830.4594 | -935.8486 | -1830.4175 | -366.2386 | -285.8407 | -8.5918 | -10.9719 | -16.8341 | -4.1224
2027 | 3307 | MW | 301.2619 | 384.7193 | 492.9036 | 152.234 | -755.3828 | -733.3927 | -826.4637 | -1621.2269 | -324.9722 | -252.4307 | -8.5918 | -10.9719 | -16.8341 | -4.1224
2027 | 3308 | MW | 308.268 | 393.6663 | 504.3665 | 155.7743 | -694.4648 | -690.252 | -777.8482 | -1490.4828 | -299.1808 | -237.5819 | -8.5918 | -10.9719 | -16.8341 | -5.4965
2027 | 3309 | MW | 679.5909 | 867.8553 | 1111.8989 | 339.8712 | -633.5468 | -657.8964 | -741.3866 | -1359.7387 | -278.5476 | -226.4452 | -8.5918 | -10.9719 | -33.6683 | -5.4965
2027 | 3310 | MW | 679.5909 | 867.8553 | 1111.8989 | 343.4115 | -548.2617 | -582.4001 | -656.3094 | -1176.6969 | -242.4396 | -200.4597 | 6.4438 | 8.2289 | 16.8341 | 0
2027 | 3311 | MW | 644.5604 | 823.1204 | 1043.1217 | 325.7099 | -462.9765 | -506.9038 | -571.2323 | -993.6552 | -206.3316 | -174.4742 | 10.7397 | 13.7149 | 16.8341 | 1.3741
2027 | 3312 | MW | 560.4873 | 715.7569 | 917.03 | 283.226 | -389.875 | -431.4075 | -486.1551 | -836.7623 | -175.3818 | -148.4887 | 10.7397 | 13.7149 | 0 | 1.3741
2027 | 3313 | MW | 476.4142 | 608.3934 | 779.4755 | 240.7421 | -341.1406 | -377.4815 | -425.3857 | -732.167 | -149.5904 | -129.9276 | 8.5918 | 10.9719 | 0 | 2.7483
2027 | 3314 | MW | 413.3594 | 527.8707 | 676.3097 | 208.8792 | -316.7734 | -355.9112 | -401.078 | -679.8693 | -144.4321 | -122.5031 | 8.5918 | 10.9719 | 0 | 2.7483
2027 | 3315 | MW | 357.3107 | 456.295 | 584.6066 | 180.5566 | -304.5898 | -345.126 | -388.9241 | -653.7205 | -139.2738 | -118.7909 | 6.4438 | 8.2289 | 0 | 2.7483
2027 | 3316 | MW | 294.2558 | 375.7724 | 481.4408 | 145.1533 | -316.7734 | -345.126 | -388.9241 | -679.8693 | -139.2738 | -118.7909 | 6.4438 | 8.2289 | 0 | 1.3741
2027 | 3317 | MW | 245.2132 | 313.1436 | 401.2006 | 123.9114 | -316.7734 | -312.7704 | -352.4625 | -679.8693 | -149.5904 | -107.6543 | 6.4438 | 8.2289 | 0 | 1.3741
2027 | 3318 | MW | 203.1767 | 259.4619 | 320.9605 | 102.6694 | -365.5078 | -366.6964 | -413.2319 | -784.4646 | -175.3818 | -126.2154 | 6.4438 | 8.2289 | 0 | 1.3741
2027 | 3319 | MW | 161.1401 | 205.7801 | 263.6461 | 84.9678 | -475.1601 | -452.9778 | -510.4629 | -1019.804 | -216.6482 | -155.9131 | 6.4438 | 8.2289 | 0 | 2.7483
2027 | 3320 | MW | 154.134 | 196.8331 | 252.1833 | 77.8872 | -596.9961 | -571.6149 | -644.1556 | -1281.2922 | -268.2311 | -196.7475 | 6.4438 | 8.2289 | 0 | 2.7483
2027 | 3321 | MW | 133.1157 | 169.9923 | 217.7946 | 70.8065 | -694.4648 | -668.6816 | -753.5405 | -1490.4828 | -304.3391 | -230.1574 | 6.4438 | 8.2289 | 33.6683 | 2.7483
2027 | 3322 | MW | 126.1096 | 161.0453 | 206.3318 | 67.2662 | -767.5664 | -733.3927 | -826.4637 | -1647.3757 | -335.2888 | -252.4307 | 6.4438 | 8.2289 | 33.6683 | 2.7483
2027 | 3323 | MW | 140.1218 | 178.9392 | 229.2575 | 74.3468 | -840.6679 | -798.1038 | -899.387 | -1804.2686 | -361.0803 | -274.704 | 8.5918 | 10.9719 | 33.6683 | 2.7483
2027 | 3324 | MW | 175.1523 | 223.674 | 286.5719 | 92.0485 | -877.2187 | -830.4594 | -935.8486 | -1882.7151 | -376.5551 | -285.8407 | 8.5918 | 10.9719 | 33.6683 | 2.7483
2027 | 3325 | MW | 203.1767 | 259.4619 | 332.4234 | 102.6694 | -913.7695 | -862.8149 | -972.3103 | -1961.1616 | -381.7134 | -296.9773 | 8.5918 | 10.9719 | 33.6683 | 2.7483
2027 | 3326 | MW | 231.201 | 295.2497 | 366.812 | 116.8307 | -938.1367 | -895.1705 | -1008.7719 | -2013.4592 | -386.8717 | -308.114 | 8.5918 | 10.9719 | 33.6683 | 2.7483
2027 | 3327 | MW | 280.2437 | 357.8785 | 458.515 | 141.613 | -938.1367 | -916.7409 | -1033.0797 | -2013.4592 | -397.1883 | -315.5384 | 8.5918 | 10.9719 | 33.6683 | 1.3741
2027 | 3328 | MW | 196.1706 | 250.5149 | 320.9605 | 95.5888 | -925.9531 | -916.7409 | -1033.0797 | -1987.3104 | -402.3466 | -315.5384 | 6.4438 | 8.2289 | 0 | 1.3741
2027 | 3329 | MW | 245.2132 | 313.1436 | 401.2006 | 123.9114 | -901.5859 | -905.9557 | -1020.9258 | -1935.0128 | -402.3466 | -311.8262 | -8.5918 | -10.9719 | -16.8341 | -4.1224
2027 | 3330 | MW | 287.2497 | 366.8254 | 458.515 | 141.613 | -828.4843 | -830.4594 | -935.8486 | -1778.1198 | -371.3968 | -285.8407 | -8.5918 | -10.9719 | -16.8341 | -4.1224
2027 | 3331 | MW | 308.268 | 393.6663 | 492.9036 | 152.234 | -731.0156 | -733.3927 | -826.4637 | -1568.9293 | -330.1305 | -252.4307 | -8.5918 | -10.9719 | -16.8341 | -4.1224
2027 | 3332 | MW | 308.268 | 393.6663 | 504.3665 | 155.7743 | -682.2812 | -690.252 | -777.8482 | -1464.334 | -304.3391 | -237.5819 | -8.5918 | -10.9719 | -16.8341 | -4.1224
2027 | 3333 | MW | 679.5909 | 867.8553 | 1100.436 | 343.4115 | -633.5468 | -657.8964 | -741.3866 | -1359.7387 | -278.5476 | -226.4452 | -8.5918 | -10.9719 | -33.6683 | -5.4965
2027 | 3334 | MW | 679.5909 | 867.8553 | 1100.436 | 339.8712 | -548.2617 | -582.4001 | -656.3094 | -1176.6969 | -247.5979 | -200.4597 | 6.4438 | 8.2289 | 16.8341 | 0
2027 | 3335 | MW | 644.5604 | 823.1204 | 1043.1217 | 322.1696 | -462.9765 | -496.1186 | -559.0784 | -993.6552 | -206.3316 | -170.762 | 10.7397 | 13.7149 | 16.8341 | 1.3741
2027 | 3336 | MW | 560.4873 | 715.7569 | 917.03 | 283.226 | -389.875 | -431.4075 | -486.1551 | -836.7623 | -175.3818 | -148.4887 | 10.7397 | 13.7149 | 16.8341 | 1.3741
2027 | 3337 | MW | 476.4142 | 608.3934 | 779.4755 | 240.7421 | -341.1406 | -377.4815 | -425.3857 | -732.167 | -154.7487 | -129.9276 | 8.5918 | 10.9719 | 0 | 2.7483
2027 | 3338 | MW | 413.3594 | 527.8707 | 676.3097 | 208.8792 | -316.7734 | -355.9112 | -401.078 | -679.8693 | -144.4321 | -122.5031 | 6.4438 | 8.2289 | 0 | 2.7483
2027 | 3339 | MW | 357.3107 | 456.295 | 584.6066 | 177.0163 | -304.5898 | -345.126 | -388.9241 | -653.7205 | -139.2738 | -118.7909 | 6.4438 | 8.2289 | 0 | 2.7483
2027 | 3340 | MW | 287.2497 | 366.8254 | 469.9779 | 145.1533 | -316.7734 | -345.126 | -388.9241 | -679.8693 | -139.2738 | -118.7909 | 4.2959 | 5.486 | 0 | 1.3741
2027 | 3341 | MW | 238.2071 | 304.1967 | 389.7378 | 120.3711 | -316.7734 | -312.7704 | -352.4625 | -679.8693 | -149.5904 | -107.6543 | 4.2959 | 5.486 | 0 | 1.3741
2027 | 3342 | MW | 196.1706 | 250.5149 | 320.9605 | 99.1291 | -365.5078 | -355.9112 | -401.078 | -784.4646 | -175.3818 | -122.5031 | 4.2959 | 5.486 | 0 | 1.3741
2027 | 3343 | MW | 161.1401 | 205.7801 | 263.6461 | 81.4275 | -475.1601 | -452.9778 | -510.4629 | -1019.804 | -216.6482 | -155.9131 | 4.2959 | 5.486 | 0 | 1.3741
2027 | 3344 | MW | 140.1218 | 178.9392 | 240.7204 | 74.3468 | -596.9961 | -571.6149 | -644.1556 | -1281.2922 | -273.3893 | -196.7475 | 6.4438 | 8.2289 | 0 | 1.3741
2027 | 3345 | MW | 126.1096 | 161.0453 | 206.3318 | 70.8065 | -706.6484 | -668.6816 | -753.5405 | -1516.6316 | -314.6557 | -230.1574 | 6.4438 | 8.2289 | 33.6683 | 2.7483
2027 | 3346 | MW | 126.1096 | 161.0453 | 206.3318 | 63.7259 | -779.7499 | -733.3927 | -826.4637 | -1673.5245 | -340.4471 | -252.4307 | 6.4438 | 8.2289 | 33.6683 | 2.7483
2027 | 3347 | MW | 140.1218 | 178.9392 | 229.2575 | 74.3468 | -852.8515 | -798.1038 | -899.387 | -1830.4175 | -366.2386 | -274.704 | 6.4438 | 8.2289 | 50.5024 | 2.7483
2027 | 3348 | MW | 168.1462 | 214.7271 | 275.109 | 88.5081 | -889.4023 | -830.4594 | -935.8486 | -1908.8639 | -381.7134 | -285.8407 | 6.4438 | 8.2289 | 50.5024 | 2.7483
2027 | 3349 | MW | 203.1767 | 259.4619 | 320.9605 | 102.6694 | -925.9531 | -862.8149 | -972.3103 | -1987.3104 | -386.8717 | -296.9773 | 6.4438 | 8.2289 | 50.5024 | 2.7483
2027 | 3350 | MW | 231.201 | 295.2497 | 366.812 | 116.8307 | -950.3202 | -884.3853 | -996.618 | -2039.608 | -392.03 | -304.4018 | 6.4438 | 8.2289 | 50.5024 | 2.7483
2027 | 3351 | MW | 280.2437 | 357.8785 | 458.515 | 141.613 | -950.3202 | -884.3853 | -996.618 | -2039.608 | -392.03 | -304.4018 | 6.4438 | 8.2289 | 50.5024 | 1.3741
2027 | 3352 | MW | 196.1706 | 250.5149 | 320.9605 | 95.5888 | -938.1367 | -873.6001 | -984.4642 | -2013.4592 | -397.1883 | -300.6895 | 4.2959 | 5.486 | 0 | 1.3741
2027 | 3353 | MW | 245.2132 | 313.1436 | 401.2006 | 123.9114 | -913.7695 | -841.2446 | -948.0025 | -1961.1616 | -397.1883 | -289.5529 | -6.4438 | -8.2289 | -33.6683 | -4.1224
2027 | 3354 | MW | 287.2497 | 366.8254 | 458.515 | 145.1533 | -828.4843 | -787.3186 | -887.2331 | -1778.1198 | -371.3968 | -270.9918 | -8.5918 | -10.9719 | -33.6683 | -5.4965
2027 | 3355 | MW | 308.268 | 393.6663 | 504.3665 | 152.234 | -731.0156 | -701.0371 | -790.0021 | -1568.9293 | -324.9722 | -241.2941 | -8.5918 | -10.9719 | -33.6683 | -5.4965
2027 | 3356 | MW | 308.268 | 393.6663 | 504.3665 | 155.7743 | -682.2812 | -668.6816 | -753.5405 | -1464.334 | -299.1808 | -230.1574 | -8.5918 | -10.9719 | -33.6683 | -5.4965
2027 | 3357 | MW | 679.5909 | 867.8553 | 1111.8989 | 339.8712 | -621.3632 | -636.326 | -717.0788 | -1333.5899 | -278.5476 | -219.0208 | -10.7397 | -13.7149 | -33.6683 | -5.4965
2027 | 3358 | MW | 679.5909 | 867.8553 | 1111.8989 | 343.4115 | -536.0781 | -560.8297 | -632.0017 | -1150.5481 | -242.4396 | -193.0353 | 6.4438 | 8.2289 | 0 | 0
2027 | 3359 | MW | 644.5604 | 823.1204 | 1043.1217 | 322.1696 | -450.7929 | -485.3334 | -546.9245 | -967.5064 | -201.1733 | -167.0497 | 10.7397 | 13.7149 | 16.8341 | 1.3741
2027 | 3360 | MW | 560.4873 | 715.7569 | 905.5672 | 279.6857 | -377.6914 | -409.8371 | -461.8474 | -810.6135 | -170.2236 | -141.0642 | 8.5918 | 10.9719 | 16.8341 | 1.3741
2027 | 3361 | MW | 476.4142 | 608.3934 | 779.4755 | 237.2018 | -341.1406 | -366.6964 | -413.2319 | -732.167 | -149.5904 | -126.2154 | 8.5918 | 10.9719 | 0 | 2.7483
2027 | 3362 | MW | 413.3594 | 527.8707 | 664.8468 | 205.3389 | -316.7734 | -345.126 | -388.9241 | -679.8693 | -139.2738 | -118.7909 | 6.4438 | 8.2289 | 0 | 2.7483
2027 | 3363 | MW | 350.3046 | 447.3481 | 573.1438 | 173.4759 | -304.5898 | -334.3408 | -376.7702 | -653.7205 | -134.1155 | -115.0787 | 6.4438 | 8.2289 | 0 | 2.7483
2027 | 3364 | MW | 287.2497 | 366.8254 | 469.9779 | 141.613 | -316.7734 | -334.3408 | -376.7702 | -679.8693 | -139.2738 | -115.0787 | 4.2959 | 5.486 | 0 | 2.7483
2027 | 3365 | MW | 238.2071 | 304.1967 | 389.7378 | 116.8307 | -316.7734 | -301.9852 | -340.3086 | -679.8693 | -144.4321 | -103.9421 | 4.2959 | 5.486 | 0 | 1.3741
2027 | 3366 | MW | 189.1645 | 241.568 | 309.4976 | 95.5888 | -365.5078 | -355.9112 | -401.078 | -784.4646 | -170.2236 | -122.5031 | 4.2959 | 5.486 | 0 | 1.3741
2027 | 3367 | MW | 154.134 | 196.8331 | 252.1833 | 77.8872 | -462.9765 | -442.1927 | -498.309 | -993.6552 | -211.4899 | -152.2009 | 4.2959 | 5.486 | 0 | 1.3741
2027 | 3368 | MW | 147.1279 | 187.8862 | 240.7204 | 74.3468 | -596.9961 | -560.8297 | -632.0017 | -1281.2922 | -263.0728 | -193.0353 | 4.2959 | 5.486 | 0 | 2.7483
2027 | 3369 | MW | 133.1157 | 169.9923 | 206.3318 | 70.8065 | -694.4648 | -657.8964 | -741.3866 | -1490.4828 | -294.0225 | -226.4452 | 6.4438 | 8.2289 | 33.6683 | 2.7483
2027 | 3370 | MW | 126.1096 | 161.0453 | 206.3318 | 67.2662 | -755.3828 | -733.3927 | -826.4637 | -1621.2269 | -319.8139 | -252.4307 | 6.4438 | 8.2289 | 33.6683 | 2.7483
2027 | 3371 | MW | 140.1218 | 178.9392 | 229.2575 | 74.3468 | -804.1171 | -798.1038 | -899.387 | -1725.8222 | -340.4471 | -274.704 | 6.4438 | 8.2289 | 33.6683 | 2.7483
2027 | 3372 | MW | 168.1462 | 214.7271 | 275.109 | 88.5081 | -840.6679 | -830.4594 | -935.8486 | -1804.2686 | -355.922 | -285.8407 | 8.5918 | 10.9719 | 33.6683 | 2.7483
2027 | 3373 | MW | 196.1706 | 250.5149 | 320.9605 | 102.6694 | -852.8515 | -862.8149 | -972.3103 | -1830.4175 | -366.2386 | -296.9773 | 8.5918 | 10.9719 | 33.6683 | 2.7483
2027 | 3374 | MW | 224.1949 | 286.3028 | 366.812 | 116.8307 | -877.2187 | -873.6001 | -984.4642 | -1882.7151 | -371.3968 | -300.6895 | 8.5918 | 10.9719 | 33.6683 | 2.7483
2027 | 3375 | MW | 273.2376 | 348.9315 | 447.0521 | 141.613 | -877.2187 | -884.3853 | -996.618 | -1882.7151 | -371.3968 | -304.4018 | 8.5918 | 10.9719 | 33.6683 | 1.3741
2027 | 3376 | MW | 196.1706 | 250.5149 | 320.9605 | 95.5888 | -865.0351 | -884.3853 | -996.618 | -1856.5663 | -361.0803 | -304.4018 | 4.2959 | 5.486 | 0 | 1.3741
2027 | 3377 | MW | 245.2132 | 313.1436 | 401.2006 | 123.9114 | -840.6679 | -873.6001 | -984.4642 | -1804.2686 | -350.7637 | -300.6895 | -8.5918 | -10.9719 | -16.8341 | -5.4965
2027 | 3378 | MW | 280.2437 | 357.8785 | 458.515 | 141.613 | -779.7499 | -808.889 | -911.5409 | -1673.5245 | -324.9722 | -278.4162 | -8.5918 | -10.9719 | -16.8341 | -5.4965
2027 | 3379 | MW | 301.2619 | 384.7193 | 492.9036 | 152.234 | -682.2812 | -722.6075 | -814.3099 | -1464.334 | -294.0225 | -248.7185 | -8.5918 | -10.9719 | -16.8341 | -5.4965
2027 | 3380 | MW | 308.268 | 393.6663 | 504.3665 | 155.7743 | -645.7304 | -679.4668 | -765.6943 | -1385.8875 | -283.7059 | -233.8696 | -8.5918 | -10.9719 | -33.6683 | -5.4965
2027 | 3381 | MW | 679.5909 | 867.8553 | 1111.8989 | 339.8712 | -609.1796 | -636.326 | -717.0788 | -1307.441 | -268.2311 | -219.0208 | -8.5918 | -10.9719 | -33.6683 | -5.4965
2027 | 3382 | MW | 672.5848 | 858.9083 | 1100.436 | 336.3309 | -536.0781 | -560.8297 | -632.0017 | -1150.5481 | -237.2813 | -193.0353 | 6.4438 | 8.2289 | 16.8341 | 0
2027 | 3383 | MW | 637.5543 | 814.1735 | 1043.1217 | 318.6293 | -450.7929 | -485.3334 | -546.9245 | -967.5064 | -201.1733 | -167.0497 | 8.5918 | 10.9719 | 16.8341 | 1.3741
2027 | 3384 | MW | 560.4873 | 715.7569 | 905.5672 | 279.6857 | -377.6914 | -409.8371 | -461.8474 | -810.6135 | -170.2236 | -141.0642 | 8.5918 | 10.9719 | 0 | 1.3741
2027 | 3385 | MW | 476.4142 | 608.3934 | 779.4755 | 237.2018 | -316.7734 | -355.9112 | -401.078 | -679.8693 | -144.4321 | -122.5031 | 8.5918 | 10.9719 | 0 | 2.7483
2027 | 3386 | MW | 413.3594 | 527.8707 | 664.8468 | 205.3389 | -292.4062 | -334.3408 | -376.7702 | -627.5717 | -134.1155 | -115.0787 | 6.4438 | 8.2289 | 0 | 2.7483
2027 | 3387 | MW | 350.3046 | 447.3481 | 573.1438 | 177.0163 | -292.4062 | -323.5556 | -364.6164 | -627.5717 | -128.9572 | -111.3665 | 6.4438 | 8.2289 | 0 | 2.7483
2027 | 3388 | MW | 287.2497 | 366.8254 | 469.9779 | 141.613 | -292.4062 | -323.5556 | -364.6164 | -627.5717 | -128.9572 | -111.3665 | 4.2959 | 5.486 | 0 | 2.7483
2027 | 3389 | MW | 245.2132 | 313.1436 | 401.2006 | 116.8307 | -280.2226 | -280.4149 | -316.0008 | -601.4229 | -134.1155 | -96.5176 | 4.2959 | 5.486 | 0 | 1.3741
2027 | 3390 | MW | 210.1827 | 268.4088 | 343.8863 | 102.6694 | -304.5898 | -312.7704 | -352.4625 | -653.7205 | -144.4321 | -107.6543 | 4.2959 | 5.486 | 0 | 2.7483
2027 | 3391 | MW | 182.1584 | 232.621 | 309.4976 | 88.5081 | -365.5078 | -377.4815 | -425.3857 | -784.4646 | -175.3818 | -129.9276 | 4.2959 | 5.486 | 0 | 2.7483
2027 | 3392 | MW | 161.1401 | 205.7801 | 275.109 | 77.8872 | -450.7929 | -452.9778 | -510.4629 | -967.5064 | -211.4899 | -155.9131 | 4.2959 | 5.486 | 0 | 2.7483
2027 | 3393 | MW | 161.1401 | 205.7801 | 263.6461 | 77.8872 | -511.7109 | -517.689 | -583.3862 | -1098.2505 | -247.5979 | -178.1864 | 6.4438 | 8.2289 | 33.6683 | 2.7483
2027 | 3394 | MW | 182.1584 | 232.621 | 298.0348 | 92.0485 | -560.4453 | -571.6149 | -644.1556 | -1202.8458 | -263.0728 | -196.7475 | 6.4438 | 8.2289 | 33.6683 | 2.7483
2027 | 3395 | MW | 217.1888 | 277.3558 | 343.8863 | 113.2904 | -596.9961 | -603.9705 | -680.6172 | -1281.2922 | -273.3893 | -207.8841 | 6.4438 | 8.2289 | 33.6683 | 2.7483
2027 | 3396 | MW | 273.2376 | 348.9315 | 447.0521 | 134.5324 | -621.3632 | -625.5408 | -704.925 | -1333.5899 | -273.3893 | -215.3086 | 8.5918 | 10.9719 | 33.6683 | 2.7483
2027 | 3397 | MW | 294.2558 | 375.7724 | 492.9036 | 145.1533 | -633.5468 | -647.1112 | -729.2327 | -1359.7387 | -273.3893 | -222.733 | 8.5918 | 10.9719 | 50.5024 | 2.7483
2027 | 3398 | MW | 329.2863 | 420.5072 | 538.7551 | 166.3953 | -645.7304 | -657.8964 | -741.3866 | -1385.8875 | -278.5476 | -226.4452 | 8.5918 | 10.9719 | 33.6683 | 2.7483
2027 | 3399 | MW | 189.1645 | 241.568 | 309.4976 | 95.5888 | -645.7304 | -657.8964 | -741.3866 | -1385.8875 | -283.7059 | -226.4452 | 8.5918 | 10.9719 | 33.6683 | 1.3741
2027 | 3400 | MW | 217.1888 | 277.3558 | 355.3491 | 109.7501 | -645.7304 | -657.8964 | -741.3866 | -1385.8875 | -288.8642 | -226.4452 | 4.2959 | 5.486 | 0 | 1.3741
2027 | 3401 | MW | 238.2071 | 304.1967 | 389.7378 | 120.3711 | -621.3632 | -657.8964 | -741.3866 | -1333.5899 | -288.8642 | -226.4452 | -6.4438 | -8.2289 | -16.8341 | -4.1224
2027 | 3402 | MW | 252.2193 | 322.0906 | 412.6635 | 127.4517 | -584.8125 | -614.7556 | -692.7711 | -1255.1434 | -268.2311 | -211.5963 | -6.4438 | -8.2289 | -16.8341 | -4.1224
2027 | 3403 | MW | 266.2315 | 339.9845 | 435.5893 | 134.5324 | -560.4453 | -571.6149 | -644.1556 | -1202.8458 | -252.7562 | -196.7475 | -6.4438 | -8.2289 | -16.8341 | -4.1224
2027 | 3404 | MW | 609.53 | 778.3856 | 985.8073 | 304.468 | -560.4453 | -582.4001 | -656.3094 | -1202.8458 | -247.5979 | -200.4597 | -8.5918 | -10.9719 | -16.8341 | -4.1224
2027 | 3405 | MW | 609.53 | 778.3856 | 985.8073 | 308.0083 | -536.0781 | -582.4001 | -656.3094 | -1150.5481 | -242.4396 | -200.4597 | -8.5918 | -10.9719 | -16.8341 | -4.1224
2027 | 3406 | MW | 588.5117 | 751.5448 | 962.8815 | 297.3873 | -487.3437 | -517.689 | -583.3862 | -1045.9528 | -216.6482 | -178.1864 | 6.4438 | 8.2289 | 0 | 0
2027 | 3407 | MW | 553.4812 | 706.8099 | 894.1043 | 279.6857 | -414.2422 | -452.9778 | -510.4629 | -889.0599 | -185.6984 | -155.9131 | 10.7397 | 13.7149 | 16.8341 | 1.3741
2027 | 3408 | MW | 497.4325 | 635.2343 | 802.4013 | 251.3631 | -353.3242 | -388.2667 | -437.5396 | -758.3158 | -159.907 | -133.6398 | 8.5918 | 10.9719 | 16.8341 | 1.3741
2027 | 3409 | MW | 441.3838 | 563.6586 | 722.1612 | 223.0405 | -304.5898 | -355.9112 | -401.078 | -653.7205 | -139.2738 | -122.5031 | 6.4438 | 8.2289 | 16.8341 | 2.7483
2027 | 3410 | MW | 399.3472 | 509.9768 | 641.921 | 201.7985 | -292.4062 | -323.5556 | -364.6164 | -627.5717 | -134.1155 | -111.3665 | 6.4438 | 8.2289 | 0 | 2.7483
2027 | 3411 | MW | 343.2985 | 438.4011 | 561.6809 | 173.4759 | -280.2226 | -323.5556 | -364.6164 | -601.4229 | -128.9572 | -111.3665 | 6.4438 | 8.2289 | 0 | 2.7483
2027 | 3412 | MW | 308.268 | 393.6663 | 492.9036 | 152.234 | -280.2226 | -323.5556 | -364.6164 | -601.4229 | -128.9572 | -111.3665 | 4.2959 | 5.486 | 0 | 2.7483
2027 | 3413 | MW | 266.2315 | 339.9845 | 435.5893 | 130.992 | -280.2226 | -280.4149 | -316.0008 | -601.4229 | -134.1155 | -96.5176 | 4.2959 | 5.486 | 0 | 2.7483
2027 | 3414 | MW | 231.201 | 295.2497 | 378.2749 | 116.8307 | -292.4062 | -301.9852 | -340.3086 | -627.5717 | -144.4321 | -103.9421 | 4.2959 | 5.486 | 0 | 2.7483
2027 | 3415 | MW | 203.1767 | 259.4619 | 332.4234 | 99.1291 | -341.1406 | -355.9112 | -401.078 | -732.167 | -165.0653 | -122.5031 | 4.2959 | 5.486 | 0 | 2.7483
2027 | 3416 | MW | 182.1584 | 232.621 | 298.0348 | 92.0485 | -389.875 | -399.0519 | -449.6935 | -836.7623 | -185.6984 | -137.352 | 6.4438 | 8.2289 | 16.8341 | 2.7483
2027 | 3417 | MW | 175.1523 | 223.674 | 286.5719 | 84.9678 | -438.6093 | -442.1927 | -498.309 | -941.3576 | -206.3316 | -152.2009 | 6.4438 | 8.2289 | 33.6683 | 2.7483
2027 | 3418 | MW | 189.1645 | 241.568 | 320.9605 | 95.5888 | -475.1601 | -485.3334 | -546.9245 | -1019.804 | -221.8064 | -167.0497 | 6.4438 | 8.2289 | 33.6683 | 2.7483
2027 | 3419 | MW | 231.201 | 295.2497 | 389.7378 | 116.8307 | -499.5273 | -528.4742 | -595.54 | -1072.1017 | -226.9647 | -181.8986 | 6.4438 | 8.2289 | 33.6683 | 4.1224
2027 | 3420 | MW | 273.2376 | 348.9315 | 435.5893 | 141.613 | -511.7109 | -539.2593 | -607.6939 | -1098.2505 | -232.123 | -185.6108 | 6.4438 | 8.2289 | 33.6683 | 4.1224
2027 | 3421 | MW | 301.2619 | 384.7193 | 481.4408 | 155.7743 | -536.0781 | -560.8297 | -632.0017 | -1150.5481 | -232.123 | -193.0353 | 6.4438 | 8.2289 | 33.6683 | 4.1224
2027 | 3422 | MW | 322.2802 | 411.5602 | 527.2923 | 166.3953 | -548.2617 | -560.8297 | -632.0017 | -1176.6969 | -237.2813 | -193.0353 | 6.4438 | 8.2289 | 33.6683 | 4.1224
2027 | 3423 | MW | 182.1584 | 232.621 | 298.0348 | 95.5888 | -560.4453 | -571.6149 | -644.1556 | -1202.8458 | -242.4396 | -196.7475 | 6.4438 | 8.2289 | 33.6683 | 1.3741
2027 | 3424 | MW | 217.1888 | 277.3558 | 355.3491 | 109.7501 | -560.4453 | -593.1853 | -668.4633 | -1202.8458 | -247.5979 | -204.1719 | 4.2959 | 5.486 | 0 | 1.3741
2027 | 3425 | MW | 245.2132 | 313.1436 | 401.2006 | 123.9114 | -548.2617 | -603.9705 | -680.6172 | -1176.6969 | -252.7562 | -207.8841 | -6.4438 | -8.2289 | -16.8341 | -4.1224
2027 | 3426 | MW | 259.2254 | 331.0376 | 424.1264 | 130.992 | -536.0781 | -593.1853 | -668.4633 | -1150.5481 | -247.5979 | -204.1719 | -6.4438 | -8.2289 | -16.8341 | -4.1224
2027 | 3427 | MW | 266.2315 | 339.9845 | 435.5893 | 130.992 | -523.8945 | -571.6149 | -644.1556 | -1124.3993 | -247.5979 | -196.7475 | -6.4438 | -8.2289 | -16.8341 | -4.1224
2027 | 3428 | MW | 616.536 | 787.3326 | 1008.733 | 308.0083 | -548.2617 | -582.4001 | -656.3094 | -1176.6969 | -247.5979 | -200.4597 | -6.4438 | -8.2289 | -16.8341 | -4.1224
2027 | 3429 | MW | 609.53 | 778.3856 | 997.2702 | 308.0083 | -536.0781 | -571.6149 | -644.1556 | -1150.5481 | -242.4396 | -196.7475 | -6.4438 | -8.2289 | -16.8341 | -4.1224
2027 | 3430 | MW | 588.5117 | 751.5448 | 962.8815 | 293.847 | -475.1601 | -517.689 | -583.3862 | -1019.804 | -216.6482 | -178.1864 | 6.4438 | 8.2289 | 0 | 0
2027 | 3431 | MW | 560.4873 | 715.7569 | 917.03 | 279.6857 | -414.2422 | -452.9778 | -510.4629 | -889.0599 | -185.6984 | -155.9131 | 10.7397 | 13.7149 | 16.8341 | 1.3741
2027 | 3432 | MW | 497.4325 | 635.2343 | 813.8642 | 247.8228 | -353.3242 | -388.2667 | -437.5396 | -758.3158 | -159.907 | -133.6398 | 8.5918 | 10.9719 | 16.8341 | 1.3741
2027 | 3433 | MW | 448.3899 | 572.6055 | 722.1612 | 219.5002 | -328.957 | -355.9112 | -401.078 | -706.0182 | -149.5904 | -122.5031 | 8.5918 | 10.9719 | 0 | 2.7483
2027 | 3434 | MW | 399.3472 | 509.9768 | 653.3839 | 198.2582 | -304.5898 | -334.3408 | -376.7702 | -653.7205 | -139.2738 | -115.0787 | 6.4438 | 8.2289 | 0 | 2.7483
2027 | 3435 | MW | 350.3046 | 447.3481 | 573.1438 | 169.9356 | -292.4062 | -323.5556 | -364.6164 | -627.5717 | -134.1155 | -111.3665 | 6.4438 | 8.2289 | 0 | 2.7483
2027 | 3436 | MW | 308.268 | 393.6663 | 492.9036 | 152.234 | -304.5898 | -334.3408 | -376.7702 | -653.7205 | -139.2738 | -115.0787 | 6.4438 | 8.2289 | 0 | 1.3741
2027 | 3437 | MW | 266.2315 | 339.9845 | 435.5893 | 130.992 | -304.5898 | -312.7704 | -352.4625 | -653.7205 | -149.5904 | -107.6543 | 4.2959 | 5.486 | 0 | 1.3741
2027 | 3438 | MW | 231.201 | 295.2497 | 366.812 | 113.2904 | -353.3242 | -355.9112 | -401.078 | -758.3158 | -170.2236 | -122.5031 | 4.2959 | 5.486 | 0 | 1.3741
2027 | 3439 | MW | 196.1706 | 250.5149 | 320.9605 | 99.1291 | -462.9765 | -463.763 | -522.6168 | -993.6552 | -211.4899 | -159.6253 | 4.2959 | 5.486 | 0 | 1.3741
2027 | 3440 | MW | 189.1645 | 241.568 | 309.4976 | 95.5888 | -572.6289 | -582.4001 | -656.3094 | -1228.9946 | -263.0728 | -200.4597 | 6.4438 | 8.2289 | 0 | 2.7483
2027 | 3441 | MW | 168.1462 | 214.7271 | 275.109 | 88.5081 | -657.914 | -668.6816 | -753.5405 | -1412.0363 | -299.1808 | -230.1574 | 6.4438 | 8.2289 | 33.6683 | 2.7483
2027 | 3442 | MW | 154.134 | 196.8331 | 263.6461 | 81.4275 | -718.832 | -744.1779 | -838.6176 | -1542.7804 | -324.9722 | -256.1429 | 6.4438 | 8.2289 | 33.6683 | 2.7483
2027 | 3443 | MW | 168.1462 | 214.7271 | 275.109 | 84.9678 | -767.5664 | -798.1038 | -899.387 | -1647.3757 | -345.6054 | -274.704 | 6.4438 | 8.2289 | 33.6683 | 2.7483
2027 | 3444 | MW | 189.1645 | 241.568 | 309.4976 | 95.5888 | -804.1171 | -830.4594 | -935.8486 | -1725.8222 | -355.922 | -285.8407 | 6.4438 | 8.2289 | 33.6683 | 2.7483
2027 | 3445 | MW | 210.1827 | 268.4088 | 343.8863 | 106.2098 | -816.3007 | -852.0298 | -960.1564 | -1751.971 | -355.922 | -293.2651 | 6.4438 | 8.2289 | 50.5024 | 2.7483
2027 | 3446 | MW | 238.2071 | 304.1967 | 389.7378 | 120.3711 | -840.6679 | -862.8149 | -972.3103 | -1804.2686 | -366.2386 | -296.9773 | 8.5918 | 10.9719 | 50.5024 | 2.7483
2027 | 3447 | MW | 287.2497 | 366.8254 | 469.9779 | 145.1533 | -840.6679 | -862.8149 | -972.3103 | -1804.2686 | -371.3968 | -296.9773 | 8.5918 | 10.9719 | 50.5024 | 1.3741
2027 | 3448 | MW | 203.1767 | 259.4619 | 332.4234 | 102.6694 | -828.4843 | -841.2446 | -948.0025 | -1778.1198 | -366.2386 | -289.5529 | 4.2959 | 5.486 | 0 | 1.3741
2027 | 3449 | MW | 259.2254 | 331.0376 | 412.6635 | 130.992 | -804.1171 | -808.889 | -911.5409 | -1725.8222 | -366.2386 | -278.4162 | -8.5918 | -10.9719 | -16.8341 | -5.4965
2027 | 3450 | MW | 294.2558 | 375.7724 | 481.4408 | 148.6937 | -731.0156 | -744.1779 | -838.6176 | -1568.9293 | -340.4471 | -256.1429 | -8.5918 | -10.9719 | -33.6683 | -5.4965
2027 | 3451 | MW | 315.2741 | 402.6133 | 515.8294 | 162.855 | -657.914 | -657.8964 | -741.3866 | -1412.0363 | -304.3391 | -226.4452 | -10.7397 | -13.7149 | -33.6683 | -5.4965
2027 | 3452 | MW | 322.2802 | 411.5602 | 515.8294 | 166.3953 | -633.5468 | -647.1112 | -729.2327 | -1359.7387 | -288.8642 | -222.733 | -10.7397 | -13.7149 | -33.6683 | -5.4965
2027 | 3453 | MW | 693.6031 | 885.7492 | 1123.3618 | 346.9519 | -596.9961 | -614.7556 | -692.7711 | -1281.2922 | -268.2311 | -211.5963 | -10.7397 | -13.7149 | -33.6683 | -5.4965
2027 | 3454 | MW | 693.6031 | 885.7492 | 1123.3618 | 346.9519 | -523.8945 | -550.0445 | -619.8478 | -1124.3993 | -237.2813 | -189.323 | 6.4438 | 8.2289 | 0 | 0
2027 | 3455 | MW | 658.5726 | 841.0144 | 1066.0474 | 332.7906 | -450.7929 | -474.5482 | -534.7707 | -967.5064 | -201.1733 | -163.3375 | 10.7397 | 13.7149 | 16.8341 | 1.3741
2027 | 3456 | MW | 581.5056 | 742.5978 | 951.4187 | 297.3873 | -377.6914 | -420.6223 | -474.0013 | -810.6135 | -170.2236 | -144.7764 | 10.7397 | 13.7149 | 16.8341 | 1.3741
2027 | 3457 | MW | 504.4386 | 644.1812 | 825.327 | 254.9034 | -341.1406 | -366.6964 | -413.2319 | -732.167 | -149.5904 | -126.2154 | 8.5918 | 10.9719 | 0 | 2.7483
2027 | 3458 | MW | 441.3838 | 563.6586 | 722.1612 | 223.0405 | -316.7734 | -345.126 | -388.9241 | -679.8693 | -139.2738 | -118.7909 | 6.4438 | 8.2289 | 0 | 2.7483
2027 | 3459 | MW | 385.335 | 492.0829 | 630.4582 | 194.7179 | -304.5898 | -334.3408 | -376.7702 | -653.7205 | -139.2738 | -115.0787 | 6.4438 | 8.2289 | 0 | 1.3741
2027 | 3460 | MW | 322.2802 | 411.5602 | 527.2923 | 159.3146 | -316.7734 | -334.3408 | -376.7702 | -679.8693 | -139.2738 | -115.0787 | 6.4438 | 8.2289 | 0 | 1.3741
2027 | 3461 | MW | 273.2376 | 348.9315 | 435.5893 | 134.5324 | -316.7734 | -312.7704 | -352.4625 | -679.8693 | -149.5904 | -107.6543 | 4.2959 | 5.486 | 0 | 1.3741
2027 | 3462 | MW | 224.1949 | 286.3028 | 366.812 | 116.8307 | -365.5078 | -355.9112 | -401.078 | -784.4646 | -170.2236 | -122.5031 | 4.2959 | 5.486 | 0 | 1.3741
2027 | 3463 | MW | 182.1584 | 232.621 | 298.0348 | 95.5888 | -462.9765 | -452.9778 | -510.4629 | -993.6552 | -216.6482 | -155.9131 | 4.2959 | 5.486 | 0 | 1.3741
2027 | 3464 | MW | 161.1401 | 205.7801 | 263.6461 | 81.4275 | -572.6289 | -560.8297 | -632.0017 | -1228.9946 | -263.0728 | -193.0353 | 4.2959 | 5.486 | 0 | 2.7483
2027 | 3465 | MW | 140.1218 | 178.9392 | 229.2575 | 74.3468 | -657.914 | -647.1112 | -729.2327 | -1412.0363 | -299.1808 | -222.733 | 6.4438 | 8.2289 | 33.6683 | 2.7483
2027 | 3466 | MW | 133.1157 | 169.9923 | 217.7946 | 70.8065 | -731.0156 | -711.8223 | -802.156 | -1568.9293 | -324.9722 | -245.0063 | 6.4438 | 8.2289 | 33.6683 | 2.7483
2027 | 3467 | MW | 147.1279 | 187.8862 | 240.7204 | 77.8872 | -791.9335 | -765.7483 | -862.9254 | -1699.6734 | -345.6054 | -263.5674 | 6.4438 | 8.2289 | 50.5024 | 2.7483
2027 | 3468 | MW | 175.1523 | 223.674 | 286.5719 | 92.0485 | -816.3007 | -787.3186 | -887.2331 | -1751.971 | -355.922 | -270.9918 | 8.5918 | 10.9719 | 50.5024 | 2.7483
2027 | 3469 | MW | 203.1767 | 259.4619 | 332.4234 | 106.2098 | -840.6679 | -819.6742 | -923.6948 | -1804.2686 | -361.0803 | -282.1285 | 8.5918 | 10.9719 | 50.5024 | 2.7483
2027 | 3470 | MW | 231.201 | 295.2497 | 378.2749 | 120.3711 | -852.8515 | -841.2446 | -948.0025 | -1830.4175 | -361.0803 | -289.5529 | 8.5918 | 10.9719 | 50.5024 | 2.7483
2027 | 3471 | MW | 280.2437 | 357.8785 | 458.515 | 141.613 | -852.8515 | -841.2446 | -948.0025 | -1830.4175 | -361.0803 | -289.5529 | 8.5918 | 10.9719 | 50.5024 | 1.3741
2027 | 3472 | MW | 196.1706 | 250.5149 | 320.9605 | 95.5888 | -828.4843 | -830.4594 | -935.8486 | -1778.1198 | -361.0803 | -285.8407 | 4.2959 | 5.486 | 0 | 1.3741
2027 | 3473 | MW | 245.2132 | 313.1436 | 401.2006 | 123.9114 | -804.1171 | -798.1038 | -899.387 | -1725.8222 | -355.922 | -274.704 | -12.8877 | -16.4579 | -33.6683 | -4.1224
2027 | 3474 | MW | 287.2497 | 366.8254 | 458.515 | 145.1533 | -743.1992 | -733.3927 | -826.4637 | -1595.0781 | -330.1305 | -252.4307 | -12.8877 | -16.4579 | -33.6683 | -4.1224
2027 | 3475 | MW | 308.268 | 393.6663 | 492.9036 | 155.7743 | -670.0976 | -647.1112 | -729.2327 | -1438.1852 | -299.1808 | -222.733 | -15.0356 | -19.2009 | -33.6683 | -4.1224
2027 | 3476 | MW | 315.2741 | 402.6133 | 504.3665 | 159.3146 | -633.5468 | -636.326 | -717.0788 | -1359.7387 | -283.7059 | -219.0208 | -15.0356 | -19.2009 | -33.6683 | -5.4965
2027 | 3477 | MW | 679.5909 | 867.8553 | 1111.8989 | 339.8712 | -596.9961 | -614.7556 | -692.7711 | -1281.2922 | -268.2311 | -211.5963 | -15.0356 | -19.2009 | -33.6683 | -5.4965
2027 | 3478 | MW | 679.5909 | 867.8553 | 1111.8989 | 339.8712 | -523.8945 | -550.0445 | -619.8478 | -1124.3993 | -237.2813 | -189.323 | 6.4438 | 8.2289 | 0 | 0
2027 | 3479 | MW | 644.5604 | 823.1204 | 1054.5845 | 322.1696 | -450.7929 | -485.3334 | -546.9245 | -967.5064 | -201.1733 | -167.0497 | 10.7397 | 13.7149 | 16.8341 | 1.3741
2027 | 3480 | MW | 567.4934 | 724.7039 | 917.03 | 283.226 | -377.6914 | -420.6223 | -474.0013 | -810.6135 | -170.2236 | -144.7764 | 10.7397 | 13.7149 | 16.8341 | 1.3741
2027 | 3481 | MW | 483.4203 | 617.3403 | 790.9384 | 240.7421 | -341.1406 | -366.6964 | -413.2319 | -732.167 | -149.5904 | -126.2154 | 6.4438 | 8.2289 | 0 | 2.7483
2027 | 3482 | MW | 420.3655 | 536.8177 | 687.7725 | 208.8792 | -316.7734 | -345.126 | -388.9241 | -679.8693 | -139.2738 | -118.7909 | 6.4438 | 8.2289 | 0 | 2.7483
2027 | 3483 | MW | 364.3168 | 465.242 | 584.6066 | 177.0163 | -304.5898 | -334.3408 | -376.7702 | -653.7205 | -134.1155 | -115.0787 | 4.2959 | 5.486 | 0 | 1.3741
2027 | 3484 | MW | 294.2558 | 375.7724 | 481.4408 | 145.1533 | -304.5898 | -345.126 | -388.9241 | -653.7205 | -139.2738 | -118.7909 | 4.2959 | 5.486 | 0 | 1.3741
2027 | 3485 | MW | 245.2132 | 313.1436 | 401.2006 | 120.3711 | -316.7734 | -312.7704 | -352.4625 | -679.8693 | -149.5904 | -107.6543 | 4.2959 | 5.486 | 0 | 1.3741
2027 | 3486 | MW | 203.1767 | 259.4619 | 332.4234 | 102.6694 | -365.5078 | -366.6964 | -413.2319 | -784.4646 | -170.2236 | -126.2154 | 4.2959 | 5.486 | 0 | 1.3741
2027 | 3487 | MW | 168.1462 | 214.7271 | 275.109 | 84.9678 | -462.9765 | -463.763 | -522.6168 | -993.6552 | -216.6482 | -159.6253 | 4.2959 | 5.486 | 16.8341 | 1.3741
2027 | 3488 | MW | 154.134 | 196.8331 | 252.1833 | 81.4275 | -584.8125 | -571.6149 | -644.1556 | -1255.1434 | -263.0728 | -196.7475 | 6.4438 | 8.2289 | 16.8341 | 2.7483
2027 | 3489 | MW | 140.1218 | 178.9392 | 217.7946 | 74.3468 | -670.0976 | -668.6816 | -753.5405 | -1438.1852 | -299.1808 | -230.1574 | 6.4438 | 8.2289 | 33.6683 | 2.7483
2027 | 3490 | MW | 133.1157 | 169.9923 | 217.7946 | 67.2662 | -743.1992 | -733.3927 | -826.4637 | -1595.0781 | -324.9722 | -252.4307 | 6.4438 | 8.2289 | 33.6683 | 2.7483
2027 | 3491 | MW | 140.1218 | 178.9392 | 229.2575 | 77.8872 | -804.1171 | -787.3186 | -887.2331 | -1725.8222 | -345.6054 | -270.9918 | 6.4438 | 8.2289 | 33.6683 | 2.7483
2027 | 3492 | MW | 175.1523 | 223.674 | 286.5719 | 92.0485 | -840.6679 | -819.6742 | -923.6948 | -1804.2686 | -355.922 | -282.1285 | 6.4438 | 8.2289 | 33.6683 | 2.7483
2027 | 3493 | MW | 203.1767 | 259.4619 | 332.4234 | 102.6694 | -852.8515 | -841.2446 | -948.0025 | -1830.4175 | -361.0803 | -289.5529 | 6.4438 | 8.2289 | 33.6683 | 2.7483
2027 | 3494 | MW | 231.201 | 295.2497 | 366.812 | 120.3711 | -877.2187 | -862.8149 | -972.3103 | -1882.7151 | -361.0803 | -296.9773 | 6.4438 | 8.2289 | 33.6683 | 2.7483
2027 | 3495 | MW | 280.2437 | 357.8785 | 447.0521 | 141.613 | -877.2187 | -862.8149 | -972.3103 | -1882.7151 | -361.0803 | -296.9773 | 6.4438 | 8.2289 | 33.6683 | 1.3741
2027 | 3496 | MW | 196.1706 | 250.5149 | 320.9605 | 95.5888 | -852.8515 | -841.2446 | -948.0025 | -1830.4175 | -355.922 | -289.5529 | 4.2959 | 5.486 | 0 | 1.3741
2027 | 3497 | MW | 245.2132 | 313.1436 | 401.2006 | 123.9114 | -816.3007 | -808.889 | -911.5409 | -1751.971 | -345.6054 | -278.4162 | -6.4438 | -8.2289 | -16.8341 | -4.1224
2027 | 3498 | MW | 287.2497 | 366.8254 | 469.9779 | 141.613 | -743.1992 | -744.1779 | -838.6176 | -1595.0781 | -319.8139 | -256.1429 | -6.4438 | -8.2289 | -16.8341 | -4.1224
2027 | 3499 | MW | 308.268 | 393.6663 | 504.3665 | 152.234 | -657.914 | -657.8964 | -741.3866 | -1412.0363 | -294.0225 | -226.4452 | -8.5918 | -10.9719 | -16.8341 | -4.1224
2027 | 3500 | MW | 308.268 | 393.6663 | 504.3665 | 155.7743 | -633.5468 | -647.1112 | -729.2327 | -1359.7387 | -283.7059 | -222.733 | -8.5918 | -10.9719 | -33.6683 | -5.4965
2027 | 3501 | MW | 679.5909 | 867.8553 | 1111.8989 | 343.4115 | -596.9961 | -625.5408 | -704.925 | -1281.2922 | -268.2311 | -215.3086 | -8.5918 | -10.9719 | -33.6683 | -5.4965
2027 | 3502 | MW | 672.5848 | 858.9083 | 1100.436 | 339.8712 | -523.8945 | -560.8297 | -632.0017 | -1124.3993 | -237.2813 | -193.0353 | 6.4438 | 8.2289 | 16.8341 | 0
2027 | 3503 | MW | 637.5543 | 814.1735 | 1043.1217 | 322.1696 | -450.7929 | -485.3334 | -546.9245 | -967.5064 | -201.1733 | -167.0497 | 8.5918 | 10.9719 | 16.8341 | 1.3741
2027 | 3504 | MW | 560.4873 | 715.7569 | 905.5672 | 283.226 | -377.6914 | -420.6223 | -474.0013 | -810.6135 | -170.2236 | -144.7764 | 8.5918 | 10.9719 | 16.8341 | 1.3741
2027 | 3505 | MW | 476.4142 | 608.3934 | 779.4755 | 240.7421 | -341.1406 | -377.4815 | -425.3857 | -732.167 | -149.5904 | -129.9276 | 8.5918 | 10.9719 | 0 | 2.7483
2027 | 3506 | MW | 413.3594 | 527.8707 | 664.8468 | 208.8792 | -316.7734 | -355.9112 | -401.078 | -679.8693 | -144.4321 | -122.5031 | 6.4438 | 8.2289 | 0 | 2.7483
2027 | 3507 | MW | 357.3107 | 456.295 | 584.6066 | 180.5566 | -304.5898 | -345.126 | -388.9241 | -653.7205 | -139.2738 | -118.7909 | 6.4438 | 8.2289 | 0 | 2.7483
2027 | 3508 | MW | 287.2497 | 366.8254 | 469.9779 | 145.1533 | -316.7734 | -345.126 | -388.9241 | -679.8693 | -139.2738 | -118.7909 | 6.4438 | 8.2289 | 0 | 1.3741
2027 | 3509 | MW | 238.2071 | 304.1967 | 389.7378 | 120.3711 | -316.7734 | -312.7704 | -352.4625 | -679.8693 | -149.5904 | -107.6543 | 4.2959 | 5.486 | 0 | 1.3741
2027 | 3510 | MW | 196.1706 | 250.5149 | 309.4976 | 102.6694 | -365.5078 | -366.6964 | -413.2319 | -784.4646 | -175.3818 | -126.2154 | 4.2959 | 5.486 | 0 | 1.3741
2027 | 3511 | MW | 161.1401 | 205.7801 | 263.6461 | 81.4275 | -462.9765 | -463.763 | -522.6168 | -993.6552 | -216.6482 | -159.6253 | 6.4438 | 8.2289 | 0 | 2.7483
2027 | 3512 | MW | 147.1279 | 187.8862 | 240.7204 | 77.8872 | -584.8125 | -571.6149 | -644.1556 | -1255.1434 | -268.2311 | -196.7475 | 6.4438 | 8.2289 | 0 | 2.7483
2027 | 3513 | MW | 133.1157 | 169.9923 | 217.7946 | 70.8065 | -670.0976 | -657.8964 | -741.3866 | -1438.1852 | -299.1808 | -226.4452 | 6.4438 | 8.2289 | 33.6683 | 2.7483
2027 | 3514 | MW | 126.1096 | 161.0453 | 206.3318 | 67.2662 | -743.1992 | -722.6075 | -814.3099 | -1595.0781 | -319.8139 | -248.7185 | 6.4438 | 8.2289 | 33.6683 | 2.7483
2027 | 3515 | MW | 140.1218 | 178.9392 | 229.2575 | 77.8872 | -804.1171 | -776.5335 | -875.0793 | -1725.8222 | -335.2888 | -267.2796 | 6.4438 | 8.2289 | 33.6683 | 2.7483
2027 | 3516 | MW | 175.1523 | 223.674 | 275.109 | 88.5081 | -828.4843 | -798.1038 | -899.387 | -1778.1198 | -345.6054 | -274.704 | 6.4438 | 8.2289 | 33.6683 | 2.7483
2027 | 3517 | MW | 196.1706 | 250.5149 | 320.9605 | 99.1291 | -840.6679 | -819.6742 | -923.6948 | -1804.2686 | -345.6054 | -282.1285 | 6.4438 | 8.2289 | 33.6683 | 2.7483
2027 | 3518 | MW | 224.1949 | 286.3028 | 366.812 | 116.8307 | -865.0351 | -841.2446 | -948.0025 | -1856.5663 | -350.7637 | -289.5529 | 6.4438 | 8.2289 | 33.6683 | 2.7483
2027 | 3519 | MW | 273.2376 | 348.9315 | 447.0521 | 138.0727 | -865.0351 | -841.2446 | -948.0025 | -1856.5663 | -355.922 | -289.5529 | 6.4438 | 8.2289 | 33.6683 | 1.3741
2027 | 3520 | MW | 196.1706 | 250.5149 | 320.9605 | 95.5888 | -852.8515 | -819.6742 | -923.6948 | -1830.4175 | -350.7637 | -282.1285 | 4.2959 | 5.486 | 0 | 1.3741
2027 | 3521 | MW | 245.2132 | 313.1436 | 401.2006 | 123.9114 | -816.3007 | -798.1038 | -899.387 | -1751.971 | -345.6054 | -274.704 | -6.4438 | -8.2289 | -16.8341 | -4.1224
2027 | 3522 | MW | 287.2497 | 366.8254 | 469.9779 | 141.613 | -755.3828 | -733.3927 | -826.4637 | -1621.2269 | -319.8139 | -252.4307 | -8.5918 | -10.9719 | -33.6683 | -4.1224
2027 | 3523 | MW | 308.268 | 393.6663 | 504.3665 | 152.234 | -670.0976 | -647.1112 | -729.2327 | -1438.1852 | -294.0225 | -222.733 | -8.5918 | -10.9719 | -33.6683 | -4.1224
2027 | 3524 | MW | 308.268 | 393.6663 | 504.3665 | 159.3146 | -633.5468 | -647.1112 | -729.2327 | -1359.7387 | -283.7059 | -222.733 | -8.5918 | -10.9719 | -33.6683 | -4.1224
2027 | 3525 | MW | 679.5909 | 867.8553 | 1111.8989 | 343.4115 | -596.9961 | -625.5408 | -704.925 | -1281.2922 | -268.2311 | -215.3086 | -10.7397 | -13.7149 | -33.6683 | -5.4965
2027 | 3526 | MW | 679.5909 | 867.8553 | 1100.436 | 339.8712 | -523.8945 | -560.8297 | -632.0017 | -1124.3993 | -237.2813 | -193.0353 | 6.4438 | 8.2289 | 16.8341 | 0
2027 | 3527 | MW | 637.5543 | 814.1735 | 1043.1217 | 322.1696 | -450.7929 | -485.3334 | -546.9245 | -967.5064 | -201.1733 | -167.0497 | 10.7397 | 13.7149 | 16.8341 | 1.3741
2027 | 3528 | MW | 560.4873 | 715.7569 | 917.03 | 279.6857 | -389.875 | -420.6223 | -474.0013 | -836.7623 | -175.3818 | -144.7764 | 10.7397 | 13.7149 | 0 | 1.3741
2027 | 3529 | MW | 476.4142 | 608.3934 | 779.4755 | 237.2018 | -341.1406 | -377.4815 | -425.3857 | -732.167 | -149.5904 | -129.9276 | 8.5918 | 10.9719 | 0 | 2.7483
2027 | 3530 | MW | 413.3594 | 527.8707 | 676.3097 | 205.3389 | -316.7734 | -355.9112 | -401.078 | -679.8693 | -144.4321 | -122.5031 | 6.4438 | 8.2289 | 0 | 2.7483
2027 | 3531 | MW | 350.3046 | 447.3481 | 573.1438 | 173.4759 | -316.7734 | -345.126 | -388.9241 | -679.8693 | -139.2738 | -118.7909 | 6.4438 | 8.2289 | 0 | 2.7483
2027 | 3532 | MW | 287.2497 | 366.8254 | 469.9779 | 141.613 | -316.7734 | -345.126 | -388.9241 | -679.8693 | -139.2738 | -118.7909 | 6.4438 | 8.2289 | 0 | 1.3741
2027 | 3533 | MW | 238.2071 | 304.1967 | 389.7378 | 116.8307 | -316.7734 | -312.7704 | -352.4625 | -679.8693 | -149.5904 | -107.6543 | 4.2959 | 5.486 | 0 | 1.3741
2027 | 3534 | MW | 189.1645 | 241.568 | 309.4976 | 95.5888 | -365.5078 | -366.6964 | -413.2319 | -784.4646 | -175.3818 | -126.2154 | 4.2959 | 5.486 | 0 | 1.3741
2027 | 3535 | MW | 161.1401 | 205.7801 | 263.6461 | 81.4275 | -475.1601 | -452.9778 | -510.4629 | -1019.804 | -216.6482 | -155.9131 | 4.2959 | 5.486 | 0 | 2.7483
2027 | 3536 | MW | 140.1218 | 178.9392 | 240.7204 | 74.3468 | -584.8125 | -560.8297 | -632.0017 | -1255.1434 | -263.0728 | -193.0353 | 4.2959 | 5.486 | 0 | 2.7483
2027 | 3537 | MW | 126.1096 | 161.0453 | 206.3318 | 67.2662 | -670.0976 | -647.1112 | -729.2327 | -1438.1852 | -294.0225 | -222.733 | 6.4438 | 8.2289 | 33.6683 | 2.7483
2027 | 3538 | MW | 126.1096 | 161.0453 | 206.3318 | 63.7259 | -731.0156 | -711.8223 | -802.156 | -1568.9293 | -319.8139 | -245.0063 | 6.4438 | 8.2289 | 33.6683 | 2.7483
2027 | 3539 | MW | 140.1218 | 178.9392 | 229.2575 | 74.3468 | -779.7499 | -776.5335 | -875.0793 | -1673.5245 | -335.2888 | -267.2796 | 8.5918 | 10.9719 | 33.6683 | 2.7483
2027 | 3540 | MW | 168.1462 | 214.7271 | 275.109 | 88.5081 | -804.1171 | -798.1038 | -899.387 | -1725.8222 | -345.6054 | -274.704 | 8.5918 | 10.9719 | 33.6683 | 2.7483
2027 | 3541 | MW | 203.1767 | 259.4619 | 332.4234 | 102.6694 | -828.4843 | -819.6742 | -923.6948 | -1778.1198 | -345.6054 | -282.1285 | 8.5918 | 10.9719 | 33.6683 | 2.7483
2027 | 3542 | MW | 231.201 | 295.2497 | 366.812 | 116.8307 | -840.6679 | -841.2446 | -948.0025 | -1804.2686 | -350.7637 | -289.5529 | 8.5918 | 10.9719 | 33.6683 | 2.7483
2027 | 3543 | MW | 280.2437 | 357.8785 | 458.515 | 141.613 | -828.4843 | -852.0298 | -960.1564 | -1778.1198 | -345.6054 | -293.2651 | 8.5918 | 10.9719 | 33.6683 | 1.3741
2027 | 3544 | MW | 196.1706 | 250.5149 | 320.9605 | 95.5888 | -816.3007 | -852.0298 | -960.1564 | -1751.971 | -340.4471 | -293.2651 | 6.4438 | 8.2289 | 0 | 1.3741
2027 | 3545 | MW | 245.2132 | 313.1436 | 401.2006 | 123.9114 | -791.9335 | -830.4594 | -935.8486 | -1699.6734 | -335.2888 | -285.8407 | -8.5918 | -10.9719 | -16.8341 | -4.1224
2027 | 3546 | MW | 280.2437 | 357.8785 | 458.515 | 141.613 | -731.0156 | -765.7483 | -862.9254 | -1568.9293 | -314.6557 | -263.5674 | -8.5918 | -10.9719 | -16.8341 | -4.1224
2027 | 3547 | MW | 308.268 | 393.6663 | 504.3665 | 152.234 | -657.914 | -679.4668 | -765.6943 | -1412.0363 | -288.8642 | -233.8696 | -8.5918 | -10.9719 | -16.8341 | -4.1224
2027 | 3548 | MW | 308.268 | 393.6663 | 504.3665 | 155.7743 | -633.5468 | -668.6816 | -753.5405 | -1359.7387 | -278.5476 | -230.1574 | -8.5918 | -10.9719 | -16.8341 | -4.1224
2027 | 3549 | MW | 679.5909 | 867.8553 | 1111.8989 | 336.3309 | -596.9961 | -636.326 | -717.0788 | -1281.2922 | -268.2311 | -219.0208 | -8.5918 | -10.9719 | -33.6683 | -5.4965
2027 | 3550 | MW | 679.5909 | 867.8553 | 1111.8989 | 336.3309 | -536.0781 | -571.6149 | -644.1556 | -1150.5481 | -237.2813 | -196.7475 | 6.4438 | 8.2289 | 0 | 0
2027 | 3551 | MW | 637.5543 | 814.1735 | 1043.1217 | 318.6293 | -450.7929 | -496.1186 | -559.0784 | -967.5064 | -206.3316 | -170.762 | 10.7397 | 13.7149 | 16.8341 | 1.3741
2027 | 3552 | MW | 560.4873 | 715.7569 | 905.5672 | 279.6857 | -389.875 | -431.4075 | -486.1551 | -836.7623 | -175.3818 | -148.4887 | 10.7397 | 13.7149 | 16.8341 | 1.3741
2027 | 3553 | MW | 476.4142 | 608.3934 | 779.4755 | 237.2018 | -316.7734 | -377.4815 | -425.3857 | -679.8693 | -144.4321 | -129.9276 | 8.5918 | 10.9719 | 0 | 2.7483
2027 | 3554 | MW | 413.3594 | 527.8707 | 664.8468 | 205.3389 | -304.5898 | -345.126 | -388.9241 | -653.7205 | -134.1155 | -118.7909 | 6.4438 | 8.2289 | 0 | 2.7483
2027 | 3555 | MW | 350.3046 | 447.3481 | 573.1438 | 173.4759 | -292.4062 | -334.3408 | -376.7702 | -627.5717 | -134.1155 | -115.0787 | 6.4438 | 8.2289 | 0 | 2.7483
2027 | 3556 | MW | 287.2497 | 366.8254 | 469.9779 | 141.613 | -292.4062 | -334.3408 | -376.7702 | -627.5717 | -134.1155 | -115.0787 | 6.4438 | 8.2289 | 0 | 2.7483
2027 | 3557 | MW | 245.2132 | 313.1436 | 401.2006 | 116.8307 | -292.4062 | -301.9852 | -340.3086 | -627.5717 | -139.2738 | -103.9421 | 4.2959 | 5.486 | 0 | 2.7483
2027 | 3558 | MW | 210.1827 | 268.4088 | 343.8863 | 102.6694 | -316.7734 | -323.5556 | -364.6164 | -679.8693 | -149.5904 | -111.3665 | 4.2959 | 5.486 | 0 | 2.7483
2027 | 3559 | MW | 182.1584 | 232.621 | 298.0348 | 88.5081 | -377.6914 | -377.4815 | -425.3857 | -810.6135 | -180.5401 | -129.9276 | 4.2959 | 5.486 | 0 | 2.7483
2027 | 3560 | MW | 168.1462 | 214.7271 | 275.109 | 81.4275 | -450.7929 | -442.1927 | -498.309 | -967.5064 | -206.3316 | -152.2009 | 6.4438 | 8.2289 | 0 | 2.7483
2027 | 3561 | MW | 161.1401 | 205.7801 | 263.6461 | 77.8872 | -499.5273 | -506.9038 | -571.2323 | -1072.1017 | -232.123 | -174.4742 | 6.4438 | 8.2289 | 33.6683 | 2.7483
2027 | 3562 | MW | 175.1523 | 223.674 | 286.5719 | 88.5081 | -548.2617 | -550.0445 | -619.8478 | -1176.6969 | -247.5979 | -189.323 | 6.4438 | 8.2289 | 33.6683 | 2.7483
2027 | 3563 | MW | 224.1949 | 286.3028 | 355.3491 | 113.2904 | -572.6289 | -593.1853 | -668.4633 | -1228.9946 | -252.7562 | -204.1719 | 8.5918 | 10.9719 | 33.6683 | 4.1224
2027 | 3564 | MW | 287.2497 | 366.8254 | 458.515 | 145.1533 | -584.8125 | -614.7556 | -692.7711 | -1255.1434 | -252.7562 | -211.5963 | 8.5918 | 10.9719 | 33.6683 | 4.1224
2027 | 3565 | MW | 315.2741 | 402.6133 | 515.8294 | 162.855 | -596.9961 | -636.326 | -717.0788 | -1281.2922 | -252.7562 | -219.0208 | 8.5918 | 10.9719 | 33.6683 | 4.1224
2027 | 3566 | MW | 350.3046 | 447.3481 | 561.6809 | 177.0163 | -596.9961 | -657.8964 | -741.3866 | -1281.2922 | -252.7562 | -226.4452 | 8.5918 | 10.9719 | 33.6683 | 4.1224
2027 | 3567 | MW | 196.1706 | 250.5149 | 320.9605 | 99.1291 | -596.9961 | -657.8964 | -741.3866 | -1281.2922 | -257.9145 | -226.4452 | 8.5918 | 10.9719 | 33.6683 | 1.3741
2027 | 3568 | MW | 217.1888 | 277.3558 | 355.3491 | 109.7501 | -584.8125 | -657.8964 | -741.3866 | -1255.1434 | -257.9145 | -226.4452 | 4.2959 | 5.486 | 0 | 1.3741
2027 | 3569 | MW | 245.2132 | 313.1436 | 412.6635 | 120.3711 | -584.8125 | -657.8964 | -741.3866 | -1255.1434 | -257.9145 | -226.4452 | -6.4438 | -8.2289 | -16.8341 | -4.1224
2027 | 3570 | MW | 259.2254 | 331.0376 | 424.1264 | 123.9114 | -548.2617 | -625.5408 | -704.925 | -1176.6969 | -247.5979 | -215.3086 | -6.4438 | -8.2289 | -16.8341 | -4.1224
2027 | 3571 | MW | 273.2376 | 348.9315 | 447.0521 | 134.5324 | -523.8945 | -593.1853 | -668.4633 | -1124.3993 | -242.4396 | -204.1719 | -6.4438 | -8.2289 | -16.8341 | -4.1224
2027 | 3572 | MW | 602.5239 | 769.4387 | 985.8073 | 308.0083 | -548.2617 | -614.7556 | -692.7711 | -1176.6969 | -242.4396 | -211.5963 | -8.5918 | -10.9719 | -16.8341 | -4.1224
2027 | 3573 | MW | 609.53 | 778.3856 | 997.2702 | 311.5486 | -536.0781 | -593.1853 | -668.4633 | -1150.5481 | -242.4396 | -204.1719 | -8.5918 | -10.9719 | -16.8341 | -4.1224
2027 | 3574 | MW | 595.5178 | 760.4917 | 962.8815 | 300.9276 | -487.3437 | -539.2593 | -607.6939 | -1045.9528 | -216.6482 | -185.6108 | 6.4438 | 8.2289 | 0 | 0
2027 | 3575 | MW | 553.4812 | 706.8099 | 905.5672 | 276.1454 | -414.2422 | -474.5482 | -534.7707 | -889.0599 | -190.8567 | -163.3375 | 10.7397 | 13.7149 | 16.8341 | 1.3741
2027 | 3576 | MW | 490.4264 | 626.2873 | 802.4013 | 247.8228 | -353.3242 | -409.8371 | -461.8474 | -758.3158 | -159.907 | -141.0642 | 8.5918 | 10.9719 | 16.8341 | 1.3741
2027 | 3577 | MW | 434.3777 | 554.7116 | 710.6983 | 219.5002 | -316.7734 | -366.6964 | -413.2319 | -679.8693 | -144.4321 | -126.2154 | 8.5918 | 10.9719 | 0 | 2.7483
2027 | 3578 | MW | 392.3411 | 501.0298 | 641.921 | 198.2582 | -292.4062 | -345.126 | -388.9241 | -627.5717 | -134.1155 | -118.7909 | 6.4438 | 8.2289 | 0 | 2.7483
2027 | 3579 | MW | 336.2924 | 429.4541 | 550.218 | 166.3953 | -292.4062 | -334.3408 | -376.7702 | -627.5717 | -128.9572 | -115.0787 | 6.4438 | 8.2289 | 0 | 2.7483
2027 | 3580 | MW | 301.2619 | 384.7193 | 492.9036 | 145.1533 | -292.4062 | -323.5556 | -364.6164 | -627.5717 | -134.1155 | -111.3665 | 4.2959 | 5.486 | 0 | 2.7483
2027 | 3581 | MW | 259.2254 | 331.0376 | 424.1264 | 127.4517 | -280.2226 | -291.2 | -328.1547 | -601.4229 | -134.1155 | -100.2298 | 4.2959 | 5.486 | 0 | 2.7483
2027 | 3582 | MW | 231.201 | 295.2497 | 378.2749 | 113.2904 | -304.5898 | -312.7704 | -352.4625 | -653.7205 | -144.4321 | -107.6543 | 4.2959 | 5.486 | 0 | 2.7483
2027 | 3583 | MW | 203.1767 | 259.4619 | 332.4234 | 99.1291 | -353.3242 | -355.9112 | -401.078 | -758.3158 | -170.2236 | -122.5031 | 6.4438 | 8.2289 | 0 | 2.7483
2027 | 3584 | MW | 182.1584 | 232.621 | 298.0348 | 88.5081 | -402.0586 | -399.0519 | -449.6935 | -862.9111 | -190.8567 | -137.352 | 6.4438 | 8.2289 | 0 | 2.7483
2027 | 3585 | MW | 175.1523 | 223.674 | 286.5719 | 84.9678 | -438.6093 | -452.9778 | -510.4629 | -941.3576 | -211.4899 | -155.9131 | 6.4438 | 8.2289 | 33.6683 | 2.7483
2027 | 3586 | MW | 189.1645 | 241.568 | 309.4976 | 92.0485 | -475.1601 | -485.3334 | -546.9245 | -1019.804 | -221.8064 | -167.0497 | 6.4438 | 8.2289 | 33.6683 | 4.1224
2027 | 3587 | MW | 217.1888 | 277.3558 | 355.3491 | 109.7501 | -499.5273 | -517.689 | -583.3862 | -1072.1017 | -232.123 | -178.1864 | 6.4438 | 8.2289 | 33.6683 | 4.1224
2027 | 3588 | MW | 259.2254 | 331.0376 | 424.1264 | 134.5324 | -511.7109 | -539.2593 | -607.6939 | -1098.2505 | -237.2813 | -185.6108 | 6.4438 | 8.2289 | 33.6683 | 4.1224
2027 | 3589 | MW | 301.2619 | 384.7193 | 481.4408 | 152.234 | -523.8945 | -560.8297 | -632.0017 | -1124.3993 | -242.4396 | -193.0353 | 6.4438 | 8.2289 | 33.6683 | 4.1224
2027 | 3590 | MW | 336.2924 | 429.4541 | 550.218 | 173.4759 | -536.0781 | -571.6149 | -644.1556 | -1150.5481 | -242.4396 | -196.7475 | 6.4438 | 8.2289 | 33.6683 | 4.1224
2027 | 3591 | MW | 189.1645 | 241.568 | 309.4976 | 95.5888 | -548.2617 | -593.1853 | -668.4633 | -1176.6969 | -242.4396 | -204.1719 | 6.4438 | 8.2289 | 33.6683 | 1.3741
2027 | 3592 | MW | 210.1827 | 268.4088 | 343.8863 | 102.6694 | -548.2617 | -614.7556 | -692.7711 | -1176.6969 | -247.5979 | -211.5963 | 4.2959 | 5.486 | 0 | 1.3741
2027 | 3593 | MW | 224.1949 | 286.3028 | 366.812 | 106.2098 | -560.4453 | -636.326 | -717.0788 | -1202.8458 | -247.5979 | -219.0208 | -6.4438 | -8.2289 | -16.8341 | -4.1224
2027 | 3594 | MW | 238.2071 | 304.1967 | 389.7378 | 116.8307 | -536.0781 | -625.5408 | -704.925 | -1150.5481 | -247.5979 | -215.3086 | -6.4438 | -8.2289 | -16.8341 | -4.1224
2027 | 3595 | MW | 252.2193 | 322.0906 | 412.6635 | 127.4517 | -523.8945 | -603.9705 | -680.6172 | -1124.3993 | -242.4396 | -207.8841 | -6.4438 | -8.2289 | -16.8341 | -4.1224
2027 | 3596 | MW | 595.5178 | 760.4917 | 962.8815 | 304.468 | -548.2617 | -614.7556 | -692.7711 | -1176.6969 | -247.5979 | -211.5963 | -6.4438 | -8.2289 | -16.8341 | -4.1224
2027 | 3597 | MW | 595.5178 | 760.4917 | 962.8815 | 304.468 | -536.0781 | -603.9705 | -680.6172 | -1150.5481 | -242.4396 | -207.8841 | -6.4438 | -8.2289 | -16.8341 | -4.1224
2027 | 3598 | MW | 581.5056 | 742.5978 | 939.9558 | 293.847 | -487.3437 | -539.2593 | -607.6939 | -1045.9528 | -216.6482 | -185.6108 | 6.4438 | 8.2289 | 0 | 0
2027 | 3599 | MW | 546.4751 | 697.863 | 882.6414 | 276.1454 | -414.2422 | -463.763 | -522.6168 | -889.0599 | -190.8567 | -159.6253 | 10.7397 | 13.7149 | 16.8341 | 1.3741
2027 | 3600 | MW | 483.4203 | 617.3403 | 790.9384 | 244.2824 | -353.3242 | -399.0519 | -449.6935 | -758.3158 | -159.907 | -137.352 | 8.5918 | 10.9719 | 16.8341 | 1.3741
2027 | 3601 | MW | 434.3777 | 554.7116 | 699.2354 | 215.9598 | -316.7734 | -355.9112 | -401.078 | -679.8693 | -144.4321 | -122.5031 | 8.5918 | 10.9719 | 0 | 2.7483
2027 | 3602 | MW | 385.335 | 492.0829 | 630.4582 | 194.7179 | -292.4062 | -334.3408 | -376.7702 | -627.5717 | -134.1155 | -115.0787 | 6.4438 | 8.2289 | 0 | 2.7483
2027 | 3603 | MW | 336.2924 | 429.4541 | 550.218 | 166.3953 | -292.4062 | -323.5556 | -364.6164 | -627.5717 | -128.9572 | -111.3665 | 6.4438 | 8.2289 | 0 | 2.7483
2027 | 3604 | MW | 294.2558 | 375.7724 | 481.4408 | 145.1533 | -292.4062 | -323.5556 | -364.6164 | -627.5717 | -134.1155 | -111.3665 | 4.2959 | 5.486 | 0 | 1.3741
2027 | 3605 | MW | 252.2193 | 322.0906 | 412.6635 | 123.9114 | -280.2226 | -280.4149 | -316.0008 | -601.4229 | -134.1155 | -96.5176 | 4.2959 | 5.486 | 0 | 1.3741
2027 | 3606 | MW | 217.1888 | 277.3558 | 355.3491 | 109.7501 | -304.5898 | -312.7704 | -352.4625 | -653.7205 | -144.4321 | -107.6543 | 4.2959 | 5.486 | 0 | 1.3741
2027 | 3607 | MW | 189.1645 | 241.568 | 320.9605 | 95.5888 | -341.1406 | -355.9112 | -401.078 | -732.167 | -170.2236 | -122.5031 | 4.2959 | 5.486 | 0 | 2.7483
2027 | 3608 | MW | 182.1584 | 232.621 | 298.0348 | 88.5081 | -402.0586 | -409.8371 | -461.8474 | -862.9111 | -190.8567 | -141.0642 | 4.2959 | 5.486 | 0 | 2.7483
2027 | 3609 | MW | 161.1401 | 205.7801 | 275.109 | 84.9678 | -438.6093 | -463.763 | -522.6168 | -941.3576 | -206.3316 | -159.6253 | 6.4438 | 8.2289 | 33.6683 | 2.7483
2027 | 3610 | MW | 161.1401 | 205.7801 | 263.6461 | 81.4275 | -475.1601 | -517.689 | -583.3862 | -1019.804 | -221.8064 | -178.1864 | 6.4438 | 8.2289 | 33.6683 | 2.7483
2027 | 3611 | MW | 168.1462 | 214.7271 | 263.6461 | 88.5081 | -511.7109 | -560.8297 | -632.0017 | -1098.2505 | -232.123 | -193.0353 | 6.4438 | 8.2289 | 50.5024 | 2.7483
2027 | 3612 | MW | 189.1645 | 241.568 | 309.4976 | 99.1291 | -536.0781 | -582.4001 | -656.3094 | -1150.5481 | -232.123 | -200.4597 | 8.5918 | 10.9719 | 50.5024 | 2.7483
2027 | 3613 | MW | 217.1888 | 277.3558 | 355.3491 | 109.7501 | -560.4453 | -603.9705 | -680.6172 | -1202.8458 | -232.123 | -207.8841 | 8.5918 | 10.9719 | 50.5024 | 2.7483
2027 | 3614 | MW | 245.2132 | 313.1436 | 389.7378 | 123.9114 | -584.8125 | -625.5408 | -704.925 | -1255.1434 | -232.123 | -215.3086 | 8.5918 | 10.9719 | 50.5024 | 2.7483
2027 | 3615 | MW | 287.2497 | 366.8254 | 469.9779 | 148.6937 | -596.9961 | -647.1112 | -729.2327 | -1281.2922 | -237.2813 | -222.733 | 8.5918 | 10.9719 | 50.5024 | 1.3741
2027 | 3616 | MW | 203.1767 | 259.4619 | 332.4234 | 99.1291 | -609.1796 | -668.6816 | -753.5405 | -1307.441 | -237.2813 | -230.1574 | 4.2959 | 5.486 | 0 | 1.3741
2027 | 3617 | MW | 252.2193 | 322.0906 | 412.6635 | 130.992 | -609.1796 | -690.252 | -777.8482 | -1307.441 | -242.4396 | -237.5819 | -6.4438 | -8.2289 | -16.8341 | -4.1224
2027 | 3618 | MW | 294.2558 | 375.7724 | 481.4408 | 148.6937 | -584.8125 | -668.6816 | -753.5405 | -1255.1434 | -242.4396 | -230.1574 | -6.4438 | -8.2289 | -16.8341 | -4.1224
2027 | 3619 | MW | 322.2802 | 411.5602 | 527.2923 | 159.3146 | -572.6289 | -647.1112 | -729.2327 | -1228.9946 | -242.4396 | -222.733 | -8.5918 | -10.9719 | -16.8341 | -4.1224
2027 | 3620 | MW | 322.2802 | 411.5602 | 527.2923 | 162.855 | -572.6289 | -657.8964 | -741.3866 | -1228.9946 | -247.5979 | -226.4452 | -8.5918 | -10.9719 | -16.8341 | -4.1224
2027 | 3621 | MW | 693.6031 | 885.7492 | 1134.8247 | 343.4115 | -560.4453 | -647.1112 | -729.2327 | -1202.8458 | -242.4396 | -222.733 | -8.5918 | -10.9719 | -16.8341 | -4.1224
2027 | 3622 | MW | 693.6031 | 885.7492 | 1134.8247 | 343.4115 | -499.5273 | -571.6149 | -644.1556 | -1072.1017 | -216.6482 | -196.7475 | 6.4438 | 8.2289 | 0 | 0
2027 | 3623 | MW | 658.5726 | 841.0144 | 1077.5103 | 329.2502 | -426.4258 | -496.1186 | -559.0784 | -915.2087 | -190.8567 | -170.762 | 8.5918 | 10.9719 | 16.8341 | 1.3741
2027 | 3624 | MW | 581.5056 | 742.5978 | 951.4187 | 290.3067 | -365.5078 | -420.6223 | -474.0013 | -784.4646 | -159.907 | -144.7764 | 8.5918 | 10.9719 | 16.8341 | 1.3741
2027 | 3625 | MW | 497.4325 | 635.2343 | 813.8642 | 247.8228 | -341.1406 | -388.2667 | -437.5396 | -732.167 | -149.5904 | -133.6398 | 8.5918 | 10.9719 | 16.8341 | 8.2448
2027 | 3626 | MW | 441.3838 | 563.6586 | 722.1612 | 219.5002 | -316.7734 | -355.9112 | -401.078 | -679.8693 | -139.2738 | -122.5031 | 6.4438 | 8.2289 | 16.8341 | 6.8707
2027 | 3627 | MW | 385.335 | 492.0829 | 630.4582 | 191.1776 | -304.5898 | -345.126 | -388.9241 | -653.7205 | -139.2738 | -118.7909 | 6.4438 | 8.2289 | 16.8341 | 5.4965
2027 | 3628 | MW | 322.2802 | 411.5602 | 527.2923 | 159.3146 | -316.7734 | -345.126 | -388.9241 | -679.8693 | -139.2738 | -118.7909 | 4.2959 | 5.486 | 16.8341 | 5.4965
2027 | 3629 | MW | 273.2376 | 348.9315 | 447.0521 | 134.5324 | -316.7734 | -312.7704 | -352.4625 | -679.8693 | -149.5904 | -107.6543 | 4.2959 | 5.486 | 16.8341 | 5.4965
2027 | 3630 | MW | 224.1949 | 286.3028 | 378.2749 | 113.2904 | -365.5078 | -366.6964 | -413.2319 | -784.4646 | -175.3818 | -126.2154 | 4.2959 | 5.486 | 16.8341 | 5.4965
2027 | 3631 | MW | 182.1584 | 232.621 | 298.0348 | 92.0485 | -487.3437 | -474.5482 | -534.7707 | -1045.9528 | -216.6482 | -163.3375 | 4.2959 | 5.486 | 16.8341 | 2.7483
2027 | 3632 | MW | 168.1462 | 214.7271 | 275.109 | 84.9678 | -621.3632 | -603.9705 | -680.6172 | -1333.5899 | -268.2311 | -207.8841 | 6.4438 | 8.2289 | 16.8341 | 2.7483
2027 | 3633 | MW | 147.1279 | 187.8862 | 240.7204 | 74.3468 | -731.0156 | -711.8223 | -802.156 | -1568.9293 | -304.3391 | -245.0063 | 6.4438 | 8.2289 | 16.8341 | 2.7483
2027 | 3634 | MW | 140.1218 | 178.9392 | 229.2575 | 70.8065 | -816.3007 | -787.3186 | -887.2331 | -1751.971 | -330.1305 | -270.9918 | 6.4438 | 8.2289 | 16.8341 | 2.7483
2027 | 3635 | MW | 147.1279 | 187.8862 | 240.7204 | 74.3468 | -877.2187 | -852.0298 | -960.1564 | -1882.7151 | -345.6054 | -293.2651 | 6.4438 | 8.2289 | 16.8341 | 2.7483
2027 | 3636 | MW | 175.1523 | 223.674 | 286.5719 | 92.0485 | -913.7695 | -895.1705 | -1008.7719 | -1961.1616 | -350.7637 | -308.114 | 6.4438 | 8.2289 | 16.8341 | 4.1224
2027 | 3637 | MW | 203.1767 | 259.4619 | 332.4234 | 102.6694 | -925.9531 | -927.5261 | -1045.2336 | -1987.3104 | -350.7637 | -319.2506 | 6.4438 | 8.2289 | 16.8341 | 4.1224
2027 | 3638 | MW | 231.201 | 295.2497 | 378.2749 | 116.8307 | -938.1367 | -959.8816 | -1081.6952 | -2013.4592 | -361.0803 | -330.3873 | 6.4438 | 8.2289 | 16.8341 | 4.1224
2027 | 3639 | MW | 280.2437 | 357.8785 | 458.515 | 145.1533 | -950.3202 | -981.452 | -1106.0029 | -2039.608 | -361.0803 | -337.8117 | 6.4438 | 8.2289 | 16.8341 | 4.1224
2027 | 3640 | MW | 154.134 | 196.8331 | 252.1833 | 77.8872 | -938.1367 | -992.2372 | -1118.1568 | -2013.4592 | -361.0803 | -341.5239 | 0 | 0 | -16.8341 | 1.3741
2027 | 3641 | MW | 189.1645 | 241.568 | 298.0348 | 99.1291 | -913.7695 | -981.452 | -1106.0029 | -1961.1616 | -361.0803 | -337.8117 | -32.2192 | -41.1447 | -117.839 | -13.7413
2027 | 3642 | MW | 217.1888 | 277.3558 | 343.8863 | 109.7501 | -852.8515 | -905.9557 | -1020.9258 | -1830.4175 | -335.2888 | -311.8262 | -36.5151 | -46.6307 | -117.839 | -15.1155
2027 | 3643 | MW | 224.1949 | 286.3028 | 366.812 | 116.8307 | -743.1992 | -798.1038 | -899.387 | -1595.0781 | -304.3391 | -274.704 | -38.663 | -49.3737 | -117.839 | -16.4896
2027 | 3644 | MW | 224.1949 | 286.3028 | 366.812 | 116.8307 | -694.4648 | -733.3927 | -826.4637 | -1490.4828 | -288.8642 | -252.4307 | -40.811 | -52.1167 | -134.6732 | -16.4896
2027 | 3645 | MW | 679.5909 | 867.8553 | 1111.8989 | 343.4115 | -633.5468 | -701.0371 | -790.0021 | -1359.7387 | -273.3893 | -241.2941 | -42.9589 | -54.8597 | -134.6732 | -16.4896
2027 | 3646 | MW | 679.5909 | 867.8553 | 1111.8989 | 343.4115 | -548.2617 | -614.7556 | -692.7711 | -1176.6969 | -242.4396 | -211.5963 | 0 | 0 | -16.8341 | 1.3741
2027 | 3647 | MW | 644.5604 | 823.1204 | 1054.5845 | 322.1696 | -462.9765 | -528.4742 | -595.54 | -993.6552 | -206.3316 | -181.8986 | 10.7397 | 13.7149 | 16.8341 | 5.4965
2027 | 3648 | MW | 588.5117 | 751.5448 | 962.8815 | 293.847 | -389.875 | -452.9778 | -510.4629 | -836.7623 | -175.3818 | -155.9131 | 8.5918 | 10.9719 | 16.8341 | 4.1224
2027 | 3649 | MW | 532.4629 | 679.9691 | 871.1785 | 261.9841 | -341.1406 | -399.0519 | -449.6935 | -732.167 | -149.5904 | -137.352 | 6.4438 | 8.2289 | 16.8341 | 6.8707
2027 | 3650 | MW | 462.402 | 590.4994 | 756.5498 | 226.5808 | -316.7734 | -366.6964 | -413.2319 | -679.8693 | -139.2738 | -126.2154 | 6.4438 | 8.2289 | 16.8341 | 5.4965
2027 | 3651 | MW | 385.335 | 492.0829 | 630.4582 | 191.1776 | -316.7734 | -355.9112 | -401.078 | -679.8693 | -139.2738 | -122.5031 | 4.2959 | 5.486 | 16.8341 | 5.4965
2027 | 3652 | MW | 322.2802 | 411.5602 | 527.2923 | 159.3146 | -316.7734 | -355.9112 | -401.078 | -679.8693 | -139.2738 | -122.5031 | 4.2959 | 5.486 | 16.8341 | 5.4965
2027 | 3653 | MW | 266.2315 | 339.9845 | 435.5893 | 127.4517 | -316.7734 | -323.5556 | -364.6164 | -679.8693 | -149.5904 | -111.3665 | 4.2959 | 5.486 | 16.8341 | 4.1224
2027 | 3654 | MW | 217.1888 | 277.3558 | 355.3491 | 106.2098 | -377.6914 | -377.4815 | -425.3857 | -810.6135 | -175.3818 | -129.9276 | 4.2959 | 5.486 | 16.8341 | 4.1224
2027 | 3655 | MW | 168.1462 | 214.7271 | 275.109 | 84.9678 | -487.3437 | -485.3334 | -546.9245 | -1045.9528 | -216.6482 | -167.0497 | 4.2959 | 5.486 | 16.8341 | 2.7483
2027 | 3656 | MW | 154.134 | 196.8331 | 252.1833 | 84.9678 | -621.3632 | -603.9705 | -680.6172 | -1333.5899 | -273.3893 | -207.8841 | 4.2959 | 5.486 | 16.8341 | 2.7483
2027 | 3657 | MW | 133.1157 | 169.9923 | 229.2575 | 70.8065 | -731.0156 | -711.8223 | -802.156 | -1568.9293 | -309.4974 | -245.0063 | 4.2959 | 5.486 | 16.8341 | 2.7483
2027 | 3658 | MW | 133.1157 | 169.9923 | 217.7946 | 67.2662 | -804.1171 | -787.3186 | -887.2331 | -1725.8222 | -335.2888 | -270.9918 | 4.2959 | 5.486 | 16.8341 | 2.7483
2027 | 3659 | MW | 140.1218 | 178.9392 | 229.2575 | 74.3468 | -865.0351 | -852.0298 | -960.1564 | -1856.5663 | -355.922 | -293.2651 | 6.4438 | 8.2289 | 16.8341 | 2.7483
2027 | 3660 | MW | 168.1462 | 214.7271 | 275.109 | 88.5081 | -913.7695 | -895.1705 | -1008.7719 | -1961.1616 | -361.0803 | -308.114 | 6.4438 | 8.2289 | 16.8341 | 4.1224
2027 | 3661 | MW | 196.1706 | 250.5149 | 320.9605 | 99.1291 | -938.1367 | -927.5261 | -1045.2336 | -2013.4592 | -366.2386 | -319.2506 | 6.4438 | 8.2289 | 16.8341 | 4.1224
2027 | 3662 | MW | 224.1949 | 286.3028 | 366.812 | 113.2904 | -962.5038 | -959.8816 | -1081.6952 | -2065.7569 | -371.3968 | -330.3873 | 6.4438 | 8.2289 | 16.8341 | 4.1224
2027 | 3663 | MW | 280.2437 | 357.8785 | 458.515 | 145.1533 | -962.5038 | -970.6668 | -1093.8491 | -2065.7569 | -371.3968 | -334.0995 | 8.5918 | 10.9719 | 16.8341 | 4.1224
2027 | 3664 | MW | 154.134 | 196.8331 | 252.1833 | 81.4275 | -950.3202 | -970.6668 | -1093.8491 | -2039.608 | -366.2386 | -334.0995 | -2.1479 | -2.743 | -16.8341 | 1.3741
2027 | 3665 | MW | 189.1645 | 241.568 | 309.4976 | 102.6694 | -925.9531 | -959.8816 | -1081.6952 | -1987.3104 | -366.2386 | -330.3873 | -45.1069 | -57.6026 | -117.839 | -10.9931
2027 | 3666 | MW | 217.1888 | 277.3558 | 355.3491 | 113.2904 | -852.8515 | -895.1705 | -1008.7719 | -1830.4175 | -340.4471 | -308.114 | -47.2548 | -60.3456 | -117.839 | -12.3672
2027 | 3667 | MW | 231.201 | 295.2497 | 378.2749 | 120.3711 | -755.3828 | -798.1038 | -899.387 | -1621.2269 | -304.3391 | -274.704 | -49.4028 | -63.0886 | -117.839 | -12.3672
2027 | 3668 | MW | 231.201 | 295.2497 | 378.2749 | 120.3711 | -694.4648 | -722.6075 | -814.3099 | -1490.4828 | -288.8642 | -248.7185 | -49.4028 | -63.0886 | -134.6732 | -13.7413
2027 | 3669 | MW | 686.597 | 876.8022 | 1111.8989 | 346.9519 | -645.7304 | -701.0371 | -790.0021 | -1385.8875 | -273.3893 | -241.2941 | -47.2548 | -60.3456 | -134.6732 | -15.1155
2027 | 3670 | MW | 686.597 | 876.8022 | 1111.8989 | 343.4115 | -560.4453 | -614.7556 | -692.7711 | -1202.8458 | -242.4396 | -211.5963 | -2.1479 | -2.743 | -16.8341 | 1.3741
2027 | 3671 | MW | 644.5604 | 823.1204 | 1054.5845 | 322.1696 | -475.1601 | -528.4742 | -595.54 | -1019.804 | -206.3316 | -181.8986 | 8.5918 | 10.9719 | 16.8341 | 5.4965
2027 | 3672 | MW | 588.5117 | 751.5448 | 962.8815 | 293.847 | -402.0586 | -452.9778 | -510.4629 | -862.9111 | -175.3818 | -155.9131 | 8.5918 | 10.9719 | 16.8341 | 4.1224
2027 | 3673 | MW | 532.4629 | 679.9691 | 871.1785 | 265.5244 | -341.1406 | -399.0519 | -449.6935 | -732.167 | -154.7487 | -137.352 | 8.5918 | 10.9719 | 16.8341 | 8.2448
2027 | 3674 | MW | 462.402 | 590.4994 | 756.5498 | 230.1211 | -328.957 | -366.6964 | -413.2319 | -706.0182 | -144.4321 | -126.2154 | 6.4438 | 8.2289 | 16.8341 | 6.8707
2027 | 3675 | MW | 385.335 | 492.0829 | 630.4582 | 191.1776 | -316.7734 | -355.9112 | -401.078 | -679.8693 | -139.2738 | -122.5031 | 6.4438 | 8.2289 | 16.8341 | 6.8707
2027 | 3676 | MW | 315.2741 | 402.6133 | 515.8294 | 159.3146 | -316.7734 | -355.9112 | -401.078 | -679.8693 | -139.2738 | -122.5031 | 6.4438 | 8.2289 | 16.8341 | 5.4965
2027 | 3677 | MW | 259.2254 | 331.0376 | 424.1264 | 127.4517 | -316.7734 | -323.5556 | -364.6164 | -679.8693 | -149.5904 | -111.3665 | 4.2959 | 5.486 | 16.8341 | 5.4965
2027 | 3678 | MW | 210.1827 | 268.4088 | 343.8863 | 102.6694 | -377.6914 | -377.4815 | -425.3857 | -810.6135 | -170.2236 | -129.9276 | 4.2959 | 5.486 | 16.8341 | 5.4965
2027 | 3679 | MW | 168.1462 | 214.7271 | 275.109 | 84.9678 | -487.3437 | -474.5482 | -534.7707 | -1045.9528 | -216.6482 | -163.3375 | 4.2959 | 5.486 | 16.8341 | 2.7483
2027 | 3680 | MW | 154.134 | 196.8331 | 252.1833 | 81.4275 | -621.3632 | -603.9705 | -680.6172 | -1333.5899 | -263.0728 | -207.8841 | 4.2959 | 5.486 | 16.8341 | 2.7483
2027 | 3681 | MW | 133.1157 | 169.9923 | 217.7946 | 70.8065 | -743.1992 | -701.0371 | -790.0021 | -1595.0781 | -304.3391 | -241.2941 | 4.2959 | 5.486 | 16.8341 | 4.1224
2027 | 3682 | MW | 126.1096 | 161.0453 | 217.7946 | 67.2662 | -828.4843 | -787.3186 | -887.2331 | -1778.1198 | -330.1305 | -270.9918 | 6.4438 | 8.2289 | 16.8341 | 4.1224
2027 | 3683 | MW | 140.1218 | 178.9392 | 229.2575 | 70.8065 | -901.5859 | -841.2446 | -948.0025 | -1935.0128 | -355.922 | -289.5529 | 6.4438 | 8.2289 | 16.8341 | 4.1224
2027 | 3684 | MW | 175.1523 | 223.674 | 286.5719 | 88.5081 | -938.1367 | -884.3853 | -996.618 | -2013.4592 | -366.2386 | -304.4018 | 6.4438 | 8.2289 | 16.8341 | 4.1224
2027 | 3685 | MW | 196.1706 | 250.5149 | 320.9605 | 99.1291 | -974.6874 | -905.9557 | -1020.9258 | -2091.9057 | -371.3968 | -311.8262 | 8.5918 | 10.9719 | 16.8341 | 4.1224
2027 | 3686 | MW | 224.1949 | 286.3028 | 366.812 | 113.2904 | -986.871 | -938.3113 | -1057.3874 | -2118.0545 | -376.5551 | -322.9628 | 8.5918 | 10.9719 | 16.8341 | 4.1224
2027 | 3687 | MW | 280.2437 | 357.8785 | 458.515 | 141.613 | -999.0546 | -959.8816 | -1081.6952 | -2144.2033 | -381.7134 | -330.3873 | 8.5918 | 10.9719 | 16.8341 | 4.1224
2027 | 3688 | MW | 154.134 | 196.8331 | 252.1833 | 81.4275 | -999.0546 | -959.8816 | -1081.6952 | -2144.2033 | -381.7134 | -330.3873 | -2.1479 | -2.743 | -16.8341 | 1.3741
2027 | 3689 | MW | 196.1706 | 250.5149 | 320.9605 | 102.6694 | -974.6874 | -959.8816 | -1081.6952 | -2091.9057 | -376.5551 | -330.3873 | -49.4028 | -63.0886 | -151.5073 | -13.7413
2027 | 3690 | MW | 224.1949 | 286.3028 | 366.812 | 116.8307 | -901.5859 | -905.9557 | -1020.9258 | -1935.0128 | -355.922 | -311.8262 | -51.5507 | -65.8316 | -151.5073 | -13.7413
2027 | 3691 | MW | 238.2071 | 304.1967 | 389.7378 | 120.3711 | -791.9335 | -819.6742 | -923.6948 | -1699.6734 | -314.6557 | -282.1285 | -53.6986 | -68.5746 | -151.5073 | -15.1155
2027 | 3692 | MW | 238.2071 | 304.1967 | 378.2749 | 123.9114 | -718.832 | -754.9631 | -850.7715 | -1542.7804 | -294.0225 | -259.8552 | -53.6986 | -68.5746 | -151.5073 | -15.1155
2027 | 3693 | MW | 679.5909 | 867.8553 | 1111.8989 | 343.4115 | -657.914 | -711.8223 | -802.156 | -1412.0363 | -278.5476 | -245.0063 | -53.6986 | -68.5746 | -168.3415 | -15.1155
2027 | 3694 | MW | 679.5909 | 867.8553 | 1111.8989 | 339.8712 | -572.6289 | -625.5408 | -704.925 | -1228.9946 | -247.5979 | -215.3086 | -2.1479 | -2.743 | -16.8341 | 1.3741
2027 | 3695 | MW | 644.5604 | 823.1204 | 1054.5845 | 318.6293 | -475.1601 | -539.2593 | -607.6939 | -1019.804 | -206.3316 | -185.6108 | 10.7397 | 13.7149 | 16.8341 | 5.4965
2027 | 3696 | MW | 588.5117 | 751.5448 | 962.8815 | 290.3067 | -402.0586 | -452.9778 | -510.4629 | -862.9111 | -175.3818 | -155.9131 | 8.5918 | 10.9719 | 16.8341 | 5.4965
2027 | 3697 | MW | 525.4569 | 671.0221 | 859.7157 | 258.4437 | -353.3242 | -399.0519 | -449.6935 | -758.3158 | -154.7487 | -137.352 | 12.8877 | 16.4579 | 16.8341 | 8.2448
2027 | 3698 | MW | 455.3959 | 581.5525 | 756.5498 | 226.5808 | -328.957 | -377.4815 | -425.3857 | -706.0182 | -144.4321 | -129.9276 | 10.7397 | 13.7149 | 16.8341 | 6.8707
2027 | 3699 | MW | 378.3289 | 483.1359 | 618.9953 | 187.6372 | -316.7734 | -366.6964 | -413.2319 | -679.8693 | -139.2738 | -126.2154 | 8.5918 | 10.9719 | 16.8341 | 5.4965
2027 | 3700 | MW | 308.268 | 393.6663 | 504.3665 | 155.7743 | -316.7734 | -355.9112 | -401.078 | -679.8693 | -144.4321 | -122.5031 | 8.5918 | 10.9719 | 16.8341 | 5.4965
2027 | 3701 | MW | 252.2193 | 322.0906 | 412.6635 | 123.9114 | -328.957 | -334.3408 | -376.7702 | -706.0182 | -149.5904 | -115.0787 | 6.4438 | 8.2289 | 16.8341 | 5.4965
2027 | 3702 | MW | 203.1767 | 259.4619 | 343.8863 | 99.1291 | -377.6914 | -377.4815 | -425.3857 | -810.6135 | -175.3818 | -129.9276 | 6.4438 | 8.2289 | 16.8341 | 4.1224
2027 | 3703 | MW | 161.1401 | 205.7801 | 263.6461 | 81.4275 | -487.3437 | -485.3334 | -546.9245 | -1045.9528 | -216.6482 | -167.0497 | 6.4438 | 8.2289 | 16.8341 | 2.7483
2027 | 3704 | MW | 154.134 | 196.8331 | 252.1833 | 81.4275 | -633.5468 | -614.7556 | -692.7711 | -1359.7387 | -263.0728 | -211.5963 | 8.5918 | 10.9719 | 16.8341 | 2.7483
2027 | 3705 | MW | 140.1218 | 178.9392 | 229.2575 | 74.3468 | -743.1992 | -722.6075 | -814.3099 | -1595.0781 | -299.1808 | -248.7185 | 8.5918 | 10.9719 | 16.8341 | 2.7483
2027 | 3706 | MW | 133.1157 | 169.9923 | 217.7946 | 67.2662 | -840.6679 | -808.889 | -911.5409 | -1804.2686 | -330.1305 | -278.4162 | 8.5918 | 10.9719 | 16.8341 | 2.7483
2027 | 3707 | MW | 140.1218 | 178.9392 | 229.2575 | 70.8065 | -913.7695 | -873.6001 | -984.4642 | -1961.1616 | -355.922 | -300.6895 | 8.5918 | 10.9719 | 16.8341 | 4.1224
2027 | 3708 | MW | 175.1523 | 223.674 | 286.5719 | 88.5081 | -950.3202 | -905.9557 | -1020.9258 | -2039.608 | -371.3968 | -311.8262 | 8.5918 | 10.9719 | 16.8341 | 4.1224
2027 | 3709 | MW | 196.1706 | 250.5149 | 320.9605 | 102.6694 | -986.871 | -938.3113 | -1057.3874 | -2118.0545 | -376.5551 | -322.9628 | 10.7397 | 13.7149 | 16.8341 | 4.1224
2027 | 3710 | MW | 224.1949 | 286.3028 | 366.812 | 116.8307 | -1011.2382 | -970.6668 | -1093.8491 | -2170.3521 | -386.8717 | -334.0995 | 10.7397 | 13.7149 | 16.8341 | 4.1224
2027 | 3711 | MW | 280.2437 | 357.8785 | 458.515 | 141.613 | -1023.4218 | -992.2372 | -1118.1568 | -2196.501 | -386.8717 | -341.5239 | 12.8877 | 16.4579 | 16.8341 | 4.1224
2027 | 3712 | MW | 161.1401 | 205.7801 | 263.6461 | 81.4275 | -1023.4218 | -992.2372 | -1118.1568 | -2196.501 | -392.03 | -341.5239 | 2.1479 | 2.743 | -16.8341 | 1.3741
2027 | 3713 | MW | 196.1706 | 250.5149 | 320.9605 | 102.6694 | -999.0546 | -992.2372 | -1118.1568 | -2144.2033 | -386.8717 | -341.5239 | -49.4028 | -63.0886 | -151.5073 | -15.1155
2027 | 3714 | MW | 224.1949 | 286.3028 | 366.812 | 113.2904 | -925.9531 | -927.5261 | -1045.2336 | -1987.3104 | -366.2386 | -319.2506 | -55.8466 | -71.3176 | -168.3415 | -15.1155
2027 | 3715 | MW | 245.2132 | 313.1436 | 389.7378 | 123.9114 | -804.1171 | -841.2446 | -948.0025 | -1725.8222 | -324.9722 | -289.5529 | -60.1425 | -76.8035 | -168.3415 | -15.1155
2027 | 3716 | MW | 238.2071 | 304.1967 | 389.7378 | 123.9114 | -743.1992 | -776.5335 | -875.0793 | -1595.0781 | -299.1808 | -267.2796 | -64.4384 | -82.2895 | -185.1756 | -16.4896
2027 | 3717 | MW | 686.597 | 876.8022 | 1111.8989 | 346.9519 | -670.0976 | -744.1779 | -838.6176 | -1438.1852 | -278.5476 | -256.1429 | -64.4384 | -82.2895 | -185.1756 | -16.4896
2027 | 3718 | MW | 686.597 | 876.8022 | 1123.3618 | 343.4115 | -584.8125 | -647.1112 | -729.2327 | -1255.1434 | -247.5979 | -222.733 | 2.1479 | 2.743 | -16.8341 | 1.3741
2027 | 3719 | MW | 644.5604 | 823.1204 | 1054.5845 | 322.1696 | -487.3437 | -550.0445 | -619.8478 | -1045.9528 | -211.4899 | -189.323 | 17.1836 | 21.9439 | 16.8341 | 5.4965
2027 | 3720 | MW | 588.5117 | 751.5448 | 962.8815 | 293.847 | -414.2422 | -474.5482 | -534.7707 | -889.0599 | -180.5401 | -163.3375 | 15.0356 | 19.2009 | 16.8341 | 4.1224
2027 | 3721 | MW | 525.4569 | 671.0221 | 871.1785 | 261.9841 | -341.1406 | -388.2667 | -437.5396 | -732.167 | -149.5904 | -133.6398 | 8.5918 | 10.9719 | 50.5024 | 6.8707
2027 | 3722 | MW | 462.402 | 590.4994 | 756.5498 | 230.1211 | -316.7734 | -366.6964 | -413.2319 | -679.8693 | -139.2738 | -126.2154 | 8.5918 | 10.9719 | 50.5024 | 5.4965
2027 | 3723 | MW | 378.3289 | 483.1359 | 618.9953 | 191.1776 | -304.5898 | -345.126 | -388.9241 | -653.7205 | -134.1155 | -118.7909 | 6.4438 | 8.2289 | 33.6683 | 5.4965
2027 | 3724 | MW | 315.2741 | 402.6133 | 515.8294 | 159.3146 | -304.5898 | -345.126 | -388.9241 | -653.7205 | -134.1155 | -118.7909 | 6.4438 | 8.2289 | 33.6683 | 5.4965
2027 | 3725 | MW | 266.2315 | 339.9845 | 435.5893 | 130.992 | -304.5898 | -312.7704 | -352.4625 | -653.7205 | -139.2738 | -107.6543 | 6.4438 | 8.2289 | 33.6683 | 4.1224
2027 | 3726 | MW | 231.201 | 295.2497 | 378.2749 | 109.7501 | -316.7734 | -334.3408 | -376.7702 | -679.8693 | -149.5904 | -115.0787 | 6.4438 | 8.2289 | 33.6683 | 4.1224
2027 | 3727 | MW | 196.1706 | 250.5149 | 320.9605 | 95.5888 | -389.875 | -399.0519 | -449.6935 | -836.7623 | -175.3818 | -137.352 | 6.4438 | 8.2289 | 33.6683 | 2.7483
2027 | 3728 | MW | 175.1523 | 223.674 | 286.5719 | 88.5081 | -475.1601 | -463.763 | -522.6168 | -1019.804 | -211.4899 | -159.6253 | 6.4438 | 8.2289 | 50.5024 | 2.7483
2027 | 3729 | MW | 161.1401 | 205.7801 | 263.6461 | 81.4275 | -560.4453 | -539.2593 | -607.6939 | -1202.8458 | -232.123 | -185.6108 | 6.4438 | 8.2289 | 50.5024 | 2.7483
2027 | 3730 | MW | 175.1523 | 223.674 | 275.109 | 95.5888 | -633.5468 | -593.1853 | -668.4633 | -1359.7387 | -252.7562 | -204.1719 | 6.4438 | 8.2289 | 50.5024 | 4.1224
2027 | 3731 | MW | 217.1888 | 277.3558 | 355.3491 | 109.7501 | -706.6484 | -636.326 | -717.0788 | -1516.6316 | -268.2311 | -219.0208 | 6.4438 | 8.2289 | 67.3366 | 4.1224
2027 | 3732 | MW | 280.2437 | 357.8785 | 458.515 | 138.0727 | -755.3828 | -657.8964 | -741.3866 | -1621.2269 | -283.7059 | -226.4452 | 8.5918 | 10.9719 | 67.3366 | 4.1224
2027 | 3733 | MW | 308.268 | 393.6663 | 504.3665 | 159.3146 | -779.7499 | -690.252 | -777.8482 | -1673.5245 | -299.1808 | -237.5819 | 8.5918 | 10.9719 | 67.3366 | 4.1224
2027 | 3734 | MW | 336.2924 | 429.4541 | 550.218 | 173.4759 | -804.1171 | -711.8223 | -802.156 | -1725.8222 | -309.4974 | -245.0063 | 8.5918 | 10.9719 | 84.1707 | 4.1224
2027 | 3735 | MW | 147.1279 | 187.8862 | 240.7204 | 77.8872 | -816.3007 | -722.6075 | -814.3099 | -1751.971 | -314.6557 | -248.7185 | 8.5918 | 10.9719 | 84.1707 | 4.1224
2027 | 3736 | MW | 168.1462 | 214.7271 | 263.6461 | 84.9678 | -816.3007 | -722.6075 | -814.3099 | -1751.971 | -319.8139 | -248.7185 | 0 | 0 | 50.5024 | 1.3741
2027 | 3737 | MW | 189.1645 | 241.568 | 298.0348 | 95.5888 | -804.1171 | -722.6075 | -814.3099 | -1725.8222 | -319.8139 | -248.7185 | -40.811 | -52.1167 | -134.6732 | -12.3672
2027 | 3738 | MW | 196.1706 | 250.5149 | 320.9605 | 99.1291 | -755.3828 | -679.4668 | -765.6943 | -1621.2269 | -299.1808 | -233.8696 | -42.9589 | -54.8597 | -134.6732 | -12.3672
2027 | 3739 | MW | 196.1706 | 250.5149 | 320.9605 | 102.6694 | -670.0976 | -625.5408 | -704.925 | -1438.1852 | -268.2311 | -215.3086 | -45.1069 | -57.6026 | -134.6732 | -12.3672
2027 | 3740 | MW | 630.5482 | 805.2265 | 1031.6588 | 315.0889 | -633.5468 | -614.7556 | -692.7711 | -1359.7387 | -257.9145 | -211.5963 | -47.2548 | -60.3456 | -134.6732 | -12.3672
2027 | 3741 | MW | 630.5482 | 805.2265 | 1031.6588 | 315.0889 | -596.9961 | -625.5408 | -704.925 | -1281.2922 | -252.7562 | -215.3086 | -49.4028 | -63.0886 | -134.6732 | -12.3672
2027 | 3742 | MW | 609.53 | 778.3856 | 997.2702 | 304.468 | -536.0781 | -560.8297 | -632.0017 | -1150.5481 | -226.9647 | -193.0353 | -2.1479 | -2.743 | 50.5024 | 1.3741
2027 | 3743 | MW | 574.4995 | 733.6508 | 939.9558 | 290.3067 | -450.7929 | -496.1186 | -559.0784 | -967.5064 | -196.015 | -170.762 | 10.7397 | 13.7149 | 84.1707 | 5.4965
2027 | 3744 | MW | 532.4629 | 679.9691 | 871.1785 | 269.0647 | -377.6914 | -420.6223 | -474.0013 | -810.6135 | -165.0653 | -144.7764 | 10.7397 | 13.7149 | 67.3366 | 4.1224
2027 | 3745 | MW | 476.4142 | 608.3934 | 790.9384 | 240.7421 | -328.957 | -377.4815 | -425.3857 | -706.0182 | -144.4321 | -129.9276 | 6.4438 | 8.2289 | 50.5024 | 6.8707
2027 | 3746 | MW | 420.3655 | 536.8177 | 687.7725 | 208.8792 | -304.5898 | -355.9112 | -401.078 | -653.7205 | -134.1155 | -122.5031 | 6.4438 | 8.2289 | 33.6683 | 5.4965
2027 | 3747 | MW | 364.3168 | 465.242 | 596.0695 | 184.0969 | -292.4062 | -334.3408 | -376.7702 | -627.5717 | -134.1155 | -115.0787 | 4.2959 | 5.486 | 33.6683 | 5.4965
2027 | 3748 | MW | 322.2802 | 411.5602 | 527.2923 | 162.855 | -292.4062 | -334.3408 | -376.7702 | -627.5717 | -134.1155 | -115.0787 | 4.2959 | 5.486 | 33.6683 | 5.4965
2027 | 3749 | MW | 287.2497 | 366.8254 | 469.9779 | 141.613 | -292.4062 | -291.2 | -328.1547 | -627.5717 | -139.2738 | -100.2298 | 4.2959 | 5.486 | 33.6683 | 4.1224
2027 | 3750 | MW | 252.2193 | 322.0906 | 412.6635 | 123.9114 | -304.5898 | -323.5556 | -364.6164 | -653.7205 | -149.5904 | -111.3665 | 4.2959 | 5.486 | 33.6683 | 4.1224
2027 | 3751 | MW | 224.1949 | 286.3028 | 366.812 | 113.2904 | -353.3242 | -366.6964 | -413.2319 | -758.3158 | -170.2236 | -126.2154 | 4.2959 | 5.486 | 33.6683 | 2.7483
2027 | 3752 | MW | 196.1706 | 250.5149 | 320.9605 | 102.6694 | -414.2422 | -409.8371 | -461.8474 | -889.0599 | -190.8567 | -141.0642 | 4.2959 | 5.486 | 33.6683 | 2.7483
2027 | 3753 | MW | 182.1584 | 232.621 | 298.0348 | 95.5888 | -475.1601 | -463.763 | -522.6168 | -1019.804 | -211.4899 | -159.6253 | 6.4438 | 8.2289 | 50.5024 | 2.7483
2027 | 3754 | MW | 196.1706 | 250.5149 | 320.9605 | 106.2098 | -523.8945 | -506.9038 | -571.2323 | -1124.3993 | -226.9647 | -174.4742 | 6.4438 | 8.2289 | 50.5024 | 2.7483
2027 | 3755 | MW | 231.201 | 295.2497 | 366.812 | 123.9114 | -572.6289 | -550.0445 | -619.8478 | -1228.9946 | -242.4396 | -189.323 | 6.4438 | 8.2289 | 50.5024 | 2.7483
2027 | 3756 | MW | 280.2437 | 357.8785 | 458.515 | 145.1533 | -621.3632 | -571.6149 | -644.1556 | -1333.5899 | -252.7562 | -196.7475 | 6.4438 | 8.2289 | 50.5024 | 4.1224
2027 | 3757 | MW | 322.2802 | 411.5602 | 527.2923 | 162.855 | -657.914 | -593.1853 | -668.4633 | -1412.0363 | -257.9145 | -204.1719 | 6.4438 | 8.2289 | 67.3366 | 4.1224
2027 | 3758 | MW | 336.2924 | 429.4541 | 550.218 | 173.4759 | -682.2812 | -614.7556 | -692.7711 | -1464.334 | -268.2311 | -211.5963 | 6.4438 | 8.2289 | 67.3366 | 4.1224
2027 | 3759 | MW | 140.1218 | 178.9392 | 217.7946 | 74.3468 | -706.6484 | -625.5408 | -704.925 | -1516.6316 | -278.5476 | -215.3086 | 6.4438 | 8.2289 | 84.1707 | 4.1224
2027 | 3760 | MW | 161.1401 | 205.7801 | 252.1833 | 84.9678 | -706.6484 | -647.1112 | -729.2327 | -1516.6316 | -288.8642 | -222.733 | -2.1479 | -2.743 | 50.5024 | 1.3741
2027 | 3761 | MW | 182.1584 | 232.621 | 298.0348 | 95.5888 | -718.832 | -657.8964 | -741.3866 | -1542.7804 | -294.0225 | -226.4452 | -34.3671 | -43.8877 | -117.839 | -10.9931
2027 | 3762 | MW | 189.1645 | 241.568 | 309.4976 | 95.5888 | -682.2812 | -647.1112 | -729.2327 | -1464.334 | -283.7059 | -222.733 | -36.5151 | -46.6307 | -117.839 | -10.9931
2027 | 3763 | MW | 189.1645 | 241.568 | 309.4976 | 99.1291 | -633.5468 | -614.7556 | -692.7711 | -1359.7387 | -263.0728 | -211.5963 | -38.663 | -49.3737 | -117.839 | -12.3672
2027 | 3764 | MW | 616.536 | 787.3326 | 1008.733 | 308.0083 | -609.1796 | -614.7556 | -692.7711 | -1307.441 | -252.7562 | -211.5963 | -40.811 | -52.1167 | -117.839 | -12.3672
2027 | 3765 | MW | 609.53 | 778.3856 | 997.2702 | 308.0083 | -572.6289 | -614.7556 | -692.7711 | -1228.9946 | -247.5979 | -211.5963 | -40.811 | -52.1167 | -117.839 | -13.7413
2027 | 3766 | MW | 588.5117 | 751.5448 | 962.8815 | 293.847 | -511.7109 | -560.8297 | -632.0017 | -1098.2505 | -221.8064 | -193.0353 | -2.1479 | -2.743 | 50.5024 | 1.3741
2027 | 3767 | MW | 567.4934 | 724.7039 | 928.4929 | 279.6857 | -426.4258 | -485.3334 | -546.9245 | -915.2087 | -190.8567 | -167.0497 | 8.5918 | 10.9719 | 67.3366 | 5.4965
2027 | 3768 | MW | 525.4569 | 671.0221 | 859.7157 | 261.9841 | -365.5078 | -409.8371 | -461.8474 | -784.4646 | -159.907 | -141.0642 | 8.5918 | 10.9719 | 67.3366 | 4.1224
2027 | 3769 | MW | 469.4081 | 599.4464 | 768.0127 | 233.6615 | -341.1406 | -377.4815 | -425.3857 | -732.167 | -149.5904 | -129.9276 | 6.4438 | 8.2289 | 67.3366 | 6.8707
2027 | 3770 | MW | 406.3533 | 518.9238 | 664.8468 | 201.7985 | -316.7734 | -355.9112 | -401.078 | -679.8693 | -144.4321 | -122.5031 | 4.2959 | 5.486 | 50.5024 | 5.4965
2027 | 3771 | MW | 350.3046 | 447.3481 | 573.1438 | 173.4759 | -304.5898 | -345.126 | -388.9241 | -653.7205 | -139.2738 | -118.7909 | 4.2959 | 5.486 | 50.5024 | 5.4965
2027 | 3772 | MW | 308.268 | 393.6663 | 504.3665 | 152.234 | -316.7734 | -345.126 | -388.9241 | -679.8693 | -144.4321 | -118.7909 | 4.2959 | 5.486 | 50.5024 | 5.4965
2027 | 3773 | MW | 273.2376 | 348.9315 | 447.0521 | 130.992 | -316.7734 | -323.5556 | -364.6164 | -679.8693 | -149.5904 | -111.3665 | 4.2959 | 5.486 | 33.6683 | 4.1224
2027 | 3774 | MW | 231.201 | 295.2497 | 389.7378 | 116.8307 | -365.5078 | -366.6964 | -413.2319 | -784.4646 | -175.3818 | -126.2154 | 4.2959 | 5.486 | 33.6683 | 4.1224
2027 | 3775 | MW | 196.1706 | 250.5149 | 320.9605 | 102.6694 | -487.3437 | -474.5482 | -534.7707 | -1045.9528 | -216.6482 | -163.3375 | 4.2959 | 5.486 | 33.6683 | 2.7483
2027 | 3776 | MW | 182.1584 | 232.621 | 309.4976 | 95.5888 | -621.3632 | -593.1853 | -668.4633 | -1333.5899 | -268.2311 | -204.1719 | 4.2959 | 5.486 | 50.5024 | 2.7483
2027 | 3777 | MW | 168.1462 | 214.7271 | 286.5719 | 88.5081 | -731.0156 | -701.0371 | -790.0021 | -1568.9293 | -304.3391 | -241.2941 | 4.2959 | 5.486 | 50.5024 | 2.7483
2027 | 3778 | MW | 161.1401 | 205.7801 | 263.6461 | 81.4275 | -804.1171 | -776.5335 | -875.0793 | -1725.8222 | -330.1305 | -267.2796 | 4.2959 | 5.486 | 50.5024 | 2.7483
2027 | 3779 | MW | 161.1401 | 205.7801 | 275.109 | 81.4275 | -852.8515 | -841.2446 | -948.0025 | -1830.4175 | -355.922 | -289.5529 | 4.2959 | 5.486 | 67.3366 | 4.1224
2027 | 3780 | MW | 196.1706 | 250.5149 | 320.9605 | 102.6694 | -901.5859 | -884.3853 | -996.618 | -1935.0128 | -371.3968 | -304.4018 | 4.2959 | 5.486 | 67.3366 | 4.1224
2027 | 3781 | MW | 217.1888 | 277.3558 | 355.3491 | 109.7501 | -925.9531 | -905.9557 | -1020.9258 | -1987.3104 | -386.8717 | -311.8262 | 4.2959 | 5.486 | 67.3366 | 4.1224
2027 | 3782 | MW | 245.2132 | 313.1436 | 401.2006 | 123.9114 | -950.3202 | -949.0964 | -1069.5413 | -2039.608 | -397.1883 | -326.6751 | 4.2959 | 5.486 | 84.1707 | 4.1224
2027 | 3783 | MW | 294.2558 | 375.7724 | 481.4408 | 148.6937 | -962.5038 | -959.8816 | -1081.6952 | -2065.7569 | -402.3466 | -330.3873 | 6.4438 | 8.2289 | 84.1707 | 4.1224
2027 | 3784 | MW | 154.134 | 196.8331 | 263.6461 | 81.4275 | -950.3202 | -949.0964 | -1069.5413 | -2039.608 | -402.3466 | -326.6751 | -2.1479 | -2.743 | 33.6683 | 1.3741
2027 | 3785 | MW | 196.1706 | 250.5149 | 320.9605 | 102.6694 | -925.9531 | -938.3113 | -1057.3874 | -1987.3104 | -392.03 | -322.9628 | -38.663 | -49.3737 | -151.5073 | -13.7413
2027 | 3786 | MW | 224.1949 | 286.3028 | 366.812 | 116.8307 | -865.0351 | -873.6001 | -984.4642 | -1856.5663 | -361.0803 | -300.6895 | -40.811 | -52.1167 | -151.5073 | -13.7413
2027 | 3787 | MW | 238.2071 | 304.1967 | 389.7378 | 120.3711 | -755.3828 | -765.7483 | -862.9254 | -1621.2269 | -314.6557 | -263.5674 | -42.9589 | -54.8597 | -134.6732 | -15.1155
2027 | 3788 | MW | 238.2071 | 304.1967 | 389.7378 | 120.3711 | -682.2812 | -701.0371 | -790.0021 | -1464.334 | -288.8642 | -241.2941 | -45.1069 | -57.6026 | -134.6732 | -15.1155
2027 | 3789 | MW | 693.6031 | 885.7492 | 1134.8247 | 354.0325 | -633.5468 | -668.6816 | -753.5405 | -1359.7387 | -273.3893 | -230.1574 | -45.1069 | -57.6026 | -134.6732 | -15.1155
2027 | 3790 | MW | 700.6091 | 894.6961 | 1134.8247 | 350.4922 | -548.2617 | -593.1853 | -668.4633 | -1176.6969 | -242.4396 | -204.1719 | -2.1479 | -2.743 | 33.6683 | 1.3741
2027 | 3791 | MW | 665.5787 | 849.9613 | 1088.9732 | 332.7906 | -462.9765 | -517.689 | -583.3862 | -993.6552 | -206.3316 | -178.1864 | 6.4438 | 8.2289 | 84.1707 | 5.4965
2027 | 3792 | MW | 609.53 | 778.3856 | 1008.733 | 304.468 | -389.875 | -442.1927 | -498.309 | -836.7623 | -175.3818 | -152.2009 | 6.4438 | 8.2289 | 67.3366 | 4.1224
2027 | 3793 | MW | 560.4873 | 715.7569 | 917.03 | 276.1454 | -353.3242 | -388.2667 | -437.5396 | -758.3158 | -149.5904 | -133.6398 | 12.8877 | 16.4579 | 16.8341 | 8.2448
2027 | 3794 | MW | 490.4264 | 626.2873 | 813.8642 | 240.7421 | -328.957 | -366.6964 | -413.2319 | -706.0182 | -144.4321 | -126.2154 | 8.5918 | 10.9719 | 16.8341 | 6.8707
2027 | 3795 | MW | 413.3594 | 527.8707 | 676.3097 | 205.3389 | -316.7734 | -355.9112 | -401.078 | -679.8693 | -139.2738 | -122.5031 | 6.4438 | 8.2289 | 16.8341 | 5.4965
2027 | 3796 | MW | 350.3046 | 447.3481 | 573.1438 | 173.4759 | -316.7734 | -355.9112 | -401.078 | -679.8693 | -144.4321 | -122.5031 | 6.4438 | 8.2289 | 16.8341 | 5.4965
2027 | 3797 | MW | 287.2497 | 366.8254 | 469.9779 | 141.613 | -328.957 | -323.5556 | -364.6164 | -706.0182 | -149.5904 | -111.3665 | 6.4438 | 8.2289 | 16.8341 | 5.4965
2027 | 3798 | MW | 238.2071 | 304.1967 | 401.2006 | 116.8307 | -377.6914 | -366.6964 | -413.2319 | -810.6135 | -175.3818 | -126.2154 | 6.4438 | 8.2289 | 16.8341 | 5.4965
2027 | 3799 | MW | 189.1645 | 241.568 | 309.4976 | 99.1291 | -487.3437 | -474.5482 | -534.7707 | -1045.9528 | -221.8064 | -163.3375 | 6.4438 | 8.2289 | 16.8341 | 2.7483
2027 | 3800 | MW | 168.1462 | 214.7271 | 286.5719 | 88.5081 | -621.3632 | -603.9705 | -680.6172 | -1333.5899 | -273.3893 | -207.8841 | 6.4438 | 8.2289 | 16.8341 | 2.7483
2027 | 3801 | MW | 147.1279 | 187.8862 | 252.1833 | 77.8872 | -731.0156 | -722.6075 | -814.3099 | -1568.9293 | -309.4974 | -248.7185 | 6.4438 | 8.2289 | 16.8341 | 2.7483
2027 | 3802 | MW | 140.1218 | 178.9392 | 229.2575 | 74.3468 | -804.1171 | -808.889 | -911.5409 | -1725.8222 | -335.2888 | -278.4162 | 8.5918 | 10.9719 | 16.8341 | 2.7483
2027 | 3803 | MW | 147.1279 | 187.8862 | 240.7204 | 74.3468 | -877.2187 | -884.3853 | -996.618 | -1882.7151 | -350.7637 | -304.4018 | 8.5918 | 10.9719 | 16.8341 | 4.1224
2027 | 3804 | MW | 182.1584 | 232.621 | 298.0348 | 92.0485 | -925.9531 | -916.7409 | -1033.0797 | -1987.3104 | -366.2386 | -315.5384 | 8.5918 | 10.9719 | 16.8341 | 4.1224
2027 | 3805 | MW | 196.1706 | 250.5149 | 332.4234 | 102.6694 | -950.3202 | -938.3113 | -1057.3874 | -2039.608 | -376.5551 | -322.9628 | 8.5918 | 10.9719 | 16.8341 | 4.1224
2027 | 3806 | MW | 224.1949 | 286.3028 | 378.2749 | 113.2904 | -974.6874 | -970.6668 | -1093.8491 | -2091.9057 | -381.7134 | -334.0995 | 10.7397 | 13.7149 | 16.8341 | 4.1224
2027 | 3807 | MW | 280.2437 | 357.8785 | 458.515 | 145.1533 | -974.6874 | -970.6668 | -1093.8491 | -2091.9057 | -386.8717 | -334.0995 | 10.7397 | 13.7149 | 16.8341 | 4.1224
2027 | 3808 | MW | 154.134 | 196.8331 | 252.1833 | 81.4275 | -974.6874 | -970.6668 | -1093.8491 | -2091.9057 | -381.7134 | -334.0995 | 0 | 0 | -16.8341 | 0
2027 | 3809 | MW | 196.1706 | 250.5149 | 320.9605 | 102.6694 | -938.1367 | -949.0964 | -1069.5413 | -2013.4592 | -376.5551 | -326.6751 | -51.5507 | -65.8316 | -168.3415 | -15.1155
2027 | 3810 | MW | 224.1949 | 286.3028 | 366.812 | 116.8307 | -865.0351 | -873.6001 | -984.4642 | -1856.5663 | -350.7637 | -300.6895 | -55.8466 | -71.3176 | -168.3415 | -16.4896
2027 | 3811 | MW | 238.2071 | 304.1967 | 389.7378 | 123.9114 | -743.1992 | -754.9631 | -850.7715 | -1595.0781 | -309.4974 | -259.8552 | -60.1425 | -76.8035 | -168.3415 | -16.4896
2027 | 3812 | MW | 238.2071 | 304.1967 | 389.7378 | 123.9114 | -682.2812 | -690.252 | -777.8482 | -1464.334 | -288.8642 | -237.5819 | -64.4384 | -82.2895 | -168.3415 | -17.8637
2027 | 3813 | MW | 686.597 | 876.8022 | 1123.3618 | 346.9519 | -633.5468 | -657.8964 | -741.3866 | -1359.7387 | -273.3893 | -226.4452 | -64.4384 | -82.2895 | -168.3415 | -17.8637
2027 | 3814 | MW | 686.597 | 876.8022 | 1123.3618 | 343.4115 | -548.2617 | -593.1853 | -668.4633 | -1176.6969 | -242.4396 | -204.1719 | 0 | 0 | -16.8341 | 1.3741
2027 | 3815 | MW | 651.5665 | 832.0674 | 1066.0474 | 322.1696 | -462.9765 | -506.9038 | -571.2323 | -993.6552 | -206.3316 | -174.4742 | 15.0356 | 19.2009 | 16.8341 | 5.4965
2027 | 3816 | MW | 595.5178 | 760.4917 | 974.3444 | 293.847 | -402.0586 | -442.1927 | -498.309 | -862.9111 | -175.3818 | -152.2009 | 15.0356 | 19.2009 | 16.8341 | 4.1224
2027 | 3817 | MW | 532.4629 | 679.9691 | 882.6414 | 265.5244 | -353.3242 | -388.2667 | -437.5396 | -758.3158 | -154.7487 | -133.6398 | 8.5918 | 10.9719 | 16.8341 | 8.2448
2027 | 3818 | MW | 469.4081 | 599.4464 | 768.0127 | 230.1211 | -328.957 | -366.6964 | -413.2319 | -706.0182 | -144.4321 | -126.2154 | 6.4438 | 8.2289 | 16.8341 | 6.8707
2027 | 3819 | MW | 392.3411 | 501.0298 | 641.921 | 194.7179 | -316.7734 | -355.9112 | -401.078 | -679.8693 | -144.4321 | -122.5031 | 6.4438 | 8.2289 | 16.8341 | 6.8707
2027 | 3820 | MW | 322.2802 | 411.5602 | 527.2923 | 159.3146 | -316.7734 | -345.126 | -388.9241 | -679.8693 | -144.4321 | -118.7909 | 4.2959 | 5.486 | 16.8341 | 5.4965
2027 | 3821 | MW | 266.2315 | 339.9845 | 435.5893 | 130.992 | -328.957 | -323.5556 | -364.6164 | -706.0182 | -149.5904 | -111.3665 | 4.2959 | 5.486 | 16.8341 | 5.4965
2027 | 3822 | MW | 217.1888 | 277.3558 | 366.812 | 106.2098 | -377.6914 | -377.4815 | -425.3857 | -810.6135 | -175.3818 | -129.9276 | 4.2959 | 5.486 | 16.8341 | 5.4965
2027 | 3823 | MW | 175.1523 | 223.674 | 286.5719 | 88.5081 | -487.3437 | -474.5482 | -534.7707 | -1045.9528 | -221.8064 | -163.3375 | 4.2959 | 5.486 | 16.8341 | 2.7483
2027 | 3824 | MW | 168.1462 | 214.7271 | 275.109 | 84.9678 | -621.3632 | -603.9705 | -680.6172 | -1333.5899 | -273.3893 | -207.8841 | 4.2959 | 5.486 | 16.8341 | 2.7483
2027 | 3825 | MW | 140.1218 | 178.9392 | 240.7204 | 74.3468 | -718.832 | -722.6075 | -814.3099 | -1542.7804 | -309.4974 | -248.7185 | 4.2959 | 5.486 | 16.8341 | 2.7483
2027 | 3826 | MW | 133.1157 | 169.9923 | 217.7946 | 70.8065 | -804.1171 | -808.889 | -911.5409 | -1725.8222 | -335.2888 | -278.4162 | 6.4438 | 8.2289 | 16.8341 | 4.1224
2027 | 3827 | MW | 140.1218 | 178.9392 | 229.2575 | 74.3468 | -877.2187 | -873.6001 | -984.4642 | -1882.7151 | -361.0803 | -300.6895 | 6.4438 | 8.2289 | 16.8341 | 4.1224
2027 | 3828 | MW | 175.1523 | 223.674 | 286.5719 | 88.5081 | -925.9531 | -895.1705 | -1008.7719 | -1987.3104 | -376.5551 | -308.114 | 6.4438 | 8.2289 | 16.8341 | 4.1224
2027 | 3829 | MW | 196.1706 | 250.5149 | 320.9605 | 102.6694 | -962.5038 | -905.9557 | -1020.9258 | -2065.7569 | -392.03 | -311.8262 | 6.4438 | 8.2289 | 16.8341 | 4.1224
2027 | 3830 | MW | 224.1949 | 286.3028 | 366.812 | 113.2904 | -986.871 | -938.3113 | -1057.3874 | -2118.0545 | -402.3466 | -322.9628 | 6.4438 | 8.2289 | 16.8341 | 4.1224
2027 | 3831 | MW | 280.2437 | 357.8785 | 458.515 | 145.1533 | -986.871 | -949.0964 | -1069.5413 | -2118.0545 | -402.3466 | -326.6751 | 8.5918 | 10.9719 | 16.8341 | 4.1224
2027 | 3832 | MW | 154.134 | 196.8331 | 252.1833 | 81.4275 | -974.6874 | -938.3113 | -1057.3874 | -2091.9057 | -402.3466 | -322.9628 | -2.1479 | -2.743 | -16.8341 | 1.3741
2027 | 3833 | MW | 196.1706 | 250.5149 | 320.9605 | 102.6694 | -925.9531 | -927.5261 | -1045.2336 | -1987.3104 | -397.1883 | -319.2506 | -47.2548 | -60.3456 | -151.5073 | -16.4896
2027 | 3834 | MW | 224.1949 | 286.3028 | 366.812 | 113.2904 | -852.8515 | -862.8149 | -972.3103 | -1830.4175 | -371.3968 | -296.9773 | -51.5507 | -65.8316 | -168.3415 | -16.4896
2027 | 3835 | MW | 238.2071 | 304.1967 | 389.7378 | 123.9114 | -743.1992 | -754.9631 | -850.7715 | -1595.0781 | -324.9722 | -259.8552 | -57.9945 | -74.0605 | -168.3415 | -16.4896
2027 | 3836 | MW | 238.2071 | 304.1967 | 389.7378 | 123.9114 | -682.2812 | -690.252 | -777.8482 | -1464.334 | -299.1808 | -237.5819 | -60.1425 | -76.8035 | -168.3415 | -16.4896
2027 | 3837 | MW | 679.5909 | 867.8553 | 1111.8989 | 343.4115 | -633.5468 | -657.8964 | -741.3866 | -1359.7387 | -278.5476 | -226.4452 | -60.1425 | -76.8035 | -168.3415 | -16.4896
2027 | 3838 | MW | 679.5909 | 867.8553 | 1111.8989 | 339.8712 | -548.2617 | -582.4001 | -656.3094 | -1176.6969 | -242.4396 | -200.4597 | -2.1479 | -2.743 | -16.8341 | 1.3741
2027 | 3839 | MW | 644.5604 | 823.1204 | 1054.5845 | 318.6293 | -462.9765 | -496.1186 | -559.0784 | -993.6552 | -206.3316 | -170.762 | 10.7397 | 13.7149 | 16.8341 | 5.4965
2027 | 3840 | MW | 588.5117 | 751.5448 | 962.8815 | 290.3067 | -389.875 | -431.4075 | -486.1551 | -836.7623 | -175.3818 | -148.4887 | 10.7397 | 13.7149 | 16.8341 | 5.4965
2027 | 3841 | MW | 532.4629 | 679.9691 | 871.1785 | 261.9841 | -341.1406 | -377.4815 | -425.3857 | -732.167 | -154.7487 | -129.9276 | 10.7397 | 13.7149 | 67.3366 | 8.2448
2027 | 3842 | MW | 462.402 | 590.4994 | 756.5498 | 230.1211 | -328.957 | -355.9112 | -401.078 | -706.0182 | -144.4321 | -122.5031 | 8.5918 | 10.9719 | 50.5024 | 6.8707
2027 | 3843 | MW | 385.335 | 492.0829 | 630.4582 | 191.1776 | -316.7734 | -345.126 | -388.9241 | -679.8693 | -139.2738 | -118.7909 | 6.4438 | 8.2289 | 50.5024 | 6.8707
2027 | 3844 | MW | 315.2741 | 402.6133 | 515.8294 | 159.3146 | -316.7734 | -345.126 | -388.9241 | -679.8693 | -144.4321 | -118.7909 | 6.4438 | 8.2289 | 50.5024 | 5.4965
2027 | 3845 | MW | 259.2254 | 331.0376 | 424.1264 | 127.4517 | -328.957 | -323.5556 | -364.6164 | -706.0182 | -149.5904 | -111.3665 | 6.4438 | 8.2289 | 33.6683 | 5.4965
2027 | 3846 | MW | 210.1827 | 268.4088 | 355.3491 | 102.6694 | -377.6914 | -366.6964 | -413.2319 | -810.6135 | -175.3818 | -126.2154 | 6.4438 | 8.2289 | 33.6683 | 5.4965
2027 | 3847 | MW | 168.1462 | 214.7271 | 275.109 | 84.9678 | -487.3437 | -474.5482 | -534.7707 | -1045.9528 | -221.8064 | -163.3375 | 6.4438 | 8.2289 | 33.6683 | 2.7483
2027 | 3848 | MW | 161.1401 | 205.7801 | 263.6461 | 84.9678 | -621.3632 | -603.9705 | -680.6172 | -1333.5899 | -283.7059 | -207.8841 | 6.4438 | 8.2289 | 50.5024 | 2.7483
2027 | 3849 | MW | 140.1218 | 178.9392 | 229.2575 | 70.8065 | -731.0156 | -711.8223 | -802.156 | -1568.9293 | -324.9722 | -245.0063 | 6.4438 | 8.2289 | 50.5024 | 2.7483
2027 | 3850 | MW | 133.1157 | 169.9923 | 217.7946 | 67.2662 | -816.3007 | -808.889 | -911.5409 | -1751.971 | -361.0803 | -278.4162 | 8.5918 | 10.9719 | 67.3366 | 4.1224
2027 | 3851 | MW | 140.1218 | 178.9392 | 229.2575 | 70.8065 | -889.4023 | -873.6001 | -984.4642 | -1908.8639 | -381.7134 | -300.6895 | 8.5918 | 10.9719 | 67.3366 | 4.1224
2027 | 3852 | MW | 168.1462 | 214.7271 | 275.109 | 88.5081 | -925.9531 | -916.7409 | -1033.0797 | -1987.3104 | -392.03 | -315.5384 | 8.5918 | 10.9719 | 84.1707 | 4.1224
2027 | 3853 | MW | 196.1706 | 250.5149 | 320.9605 | 102.6694 | -950.3202 | -938.3113 | -1057.3874 | -2039.608 | -397.1883 | -322.9628 | 8.5918 | 10.9719 | 84.1707 | 4.1224
2027 | 3854 | MW | 224.1949 | 286.3028 | 366.812 | 116.8307 | -974.6874 | -970.6668 | -1093.8491 | -2091.9057 | -402.3466 | -334.0995 | 8.5918 | 10.9719 | 101.0049 | 4.1224
2027 | 3855 | MW | 280.2437 | 357.8785 | 458.515 | 141.613 | -999.0546 | -981.452 | -1106.0029 | -2144.2033 | -402.3466 | -337.8117 | 10.7397 | 13.7149 | 101.0049 | 4.1224
2027 | 3856 | MW | 161.1401 | 205.7801 | 252.1833 | 81.4275 | -986.871 | -970.6668 | -1093.8491 | -2118.0545 | -402.3466 | -334.0995 | 0 | 0 | 50.5024 | 1.3741
2027 | 3857 | MW | 196.1706 | 250.5149 | 320.9605 | 106.2098 | -962.5038 | -959.8816 | -1081.6952 | -2065.7569 | -392.03 | -330.3873 | -47.2548 | -60.3456 | -168.3415 | -13.7413
2027 | 3858 | MW | 231.201 | 295.2497 | 366.812 | 116.8307 | -889.4023 | -884.3853 | -996.618 | -1908.8639 | -366.2386 | -304.4018 | -51.5507 | -65.8316 | -168.3415 | -13.7413
2027 | 3859 | MW | 245.2132 | 313.1436 | 389.7378 | 127.4517 | -767.5664 | -765.7483 | -862.9254 | -1647.3757 | -319.8139 | -263.5674 | -55.8466 | -71.3176 | -168.3415 | -13.7413
2027 | 3860 | MW | 238.2071 | 304.1967 | 389.7378 | 123.9114 | -694.4648 | -701.0371 | -790.0021 | -1490.4828 | -294.0225 | -241.2941 | -57.9945 | -74.0605 | -151.5073 | -13.7413
2027 | 3861 | MW | 686.597 | 876.8022 | 1123.3618 | 343.4115 | -633.5468 | -657.8964 | -741.3866 | -1359.7387 | -278.5476 | -226.4452 | -60.1425 | -76.8035 | -151.5073 | -15.1155
2027 | 3862 | MW | 686.597 | 876.8022 | 1123.3618 | 339.8712 | -548.2617 | -593.1853 | -668.4633 | -1176.6969 | -242.4396 | -204.1719 | 0 | 0 | 50.5024 | 1.3741
2027 | 3863 | MW | 644.5604 | 823.1204 | 1066.0474 | 322.1696 | -462.9765 | -506.9038 | -571.2323 | -993.6552 | -206.3316 | -174.4742 | 12.8877 | 16.4579 | 84.1707 | 5.4965
2027 | 3864 | MW | 588.5117 | 751.5448 | 974.3444 | 293.847 | -389.875 | -431.4075 | -486.1551 | -836.7623 | -175.3818 | -148.4887 | 12.8877 | 16.4579 | 67.3366 | 5.4965
2027 | 3865 | MW | 532.4629 | 679.9691 | 871.1785 | 261.9841 | -341.1406 | -377.4815 | -425.3857 | -732.167 | -154.7487 | -129.9276 | 8.5918 | 10.9719 | 16.8341 | 8.2448
2027 | 3866 | MW | 462.402 | 590.4994 | 756.5498 | 230.1211 | -328.957 | -355.9112 | -401.078 | -706.0182 | -144.4321 | -122.5031 | 8.5918 | 10.9719 | 16.8341 | 6.8707
2027 | 3867 | MW | 378.3289 | 483.1359 | 618.9953 | 191.1776 | -316.7734 | -345.126 | -388.9241 | -679.8693 | -139.2738 | -118.7909 | 6.4438 | 8.2289 | 16.8341 | 5.4965
2027 | 3868 | MW | 315.2741 | 402.6133 | 515.8294 | 155.7743 | -316.7734 | -345.126 | -388.9241 | -679.8693 | -144.4321 | -118.7909 | 6.4438 | 8.2289 | 16.8341 | 5.4965
2027 | 3869 | MW | 252.2193 | 322.0906 | 412.6635 | 127.4517 | -316.7734 | -312.7704 | -352.4625 | -679.8693 | -149.5904 | -107.6543 | 6.4438 | 8.2289 | 16.8341 | 5.4965
2027 | 3870 | MW | 210.1827 | 268.4088 | 343.8863 | 102.6694 | -377.6914 | -366.6964 | -413.2319 | -810.6135 | -175.3818 | -126.2154 | 6.4438 | 8.2289 | 16.8341 | 5.4965
2027 | 3871 | MW | 161.1401 | 205.7801 | 263.6461 | 84.9678 | -487.3437 | -463.763 | -522.6168 | -1045.9528 | -221.8064 | -159.6253 | 4.2959 | 5.486 | 16.8341 | 2.7483
2027 | 3872 | MW | 154.134 | 196.8331 | 252.1833 | 81.4275 | -621.3632 | -582.4001 | -656.3094 | -1333.5899 | -273.3893 | -200.4597 | 6.4438 | 8.2289 | 16.8341 | 2.7483
2027 | 3873 | MW | 133.1157 | 169.9923 | 217.7946 | 70.8065 | -731.0156 | -690.252 | -777.8482 | -1568.9293 | -314.6557 | -237.5819 | 6.4438 | 8.2289 | 16.8341 | 4.1224
2027 | 3874 | MW | 126.1096 | 161.0453 | 217.7946 | 67.2662 | -804.1171 | -765.7483 | -862.9254 | -1725.8222 | -335.2888 | -263.5674 | 6.4438 | 8.2289 | 16.8341 | 4.1224
2027 | 3875 | MW | 140.1218 | 178.9392 | 229.2575 | 70.8065 | -877.2187 | -830.4594 | -935.8486 | -1882.7151 | -355.922 | -285.8407 | 6.4438 | 8.2289 | 16.8341 | 4.1224
2027 | 3876 | MW | 168.1462 | 214.7271 | 275.109 | 88.5081 | -925.9531 | -862.8149 | -972.3103 | -1987.3104 | -371.3968 | -296.9773 | 6.4438 | 8.2289 | 16.8341 | 4.1224
2027 | 3877 | MW | 196.1706 | 250.5149 | 320.9605 | 99.1291 | -950.3202 | -895.1705 | -1008.7719 | -2039.608 | -376.5551 | -308.114 | 6.4438 | 8.2289 | 16.8341 | 4.1224
2027 | 3878 | MW | 224.1949 | 286.3028 | 366.812 | 113.2904 | -974.6874 | -927.5261 | -1045.2336 | -2091.9057 | -386.8717 | -319.2506 | 8.5918 | 10.9719 | 16.8341 | 4.1224
2027 | 3879 | MW | 273.2376 | 348.9315 | 447.0521 | 141.613 | -986.871 | -938.3113 | -1057.3874 | -2118.0545 | -386.8717 | -322.9628 | 8.5918 | 10.9719 | 16.8341 | 4.1224
2027 | 3880 | MW | 161.1401 | 205.7801 | 263.6461 | 81.4275 | -974.6874 | -938.3113 | -1057.3874 | -2091.9057 | -381.7134 | -322.9628 | -2.1479 | -2.743 | -16.8341 | 1.3741
2027 | 3881 | MW | 196.1706 | 250.5149 | 320.9605 | 102.6694 | -950.3202 | -916.7409 | -1033.0797 | -2039.608 | -371.3968 | -315.5384 | -47.2548 | -60.3456 | -117.839 | -12.3672
2027 | 3882 | MW | 231.201 | 295.2497 | 378.2749 | 116.8307 | -877.2187 | -852.0298 | -960.1564 | -1882.7151 | -340.4471 | -293.2651 | -49.4028 | -63.0886 | -134.6732 | -12.3672
2027 | 3883 | MW | 245.2132 | 313.1436 | 389.7378 | 123.9114 | -755.3828 | -733.3927 | -826.4637 | -1621.2269 | -299.1808 | -252.4307 | -51.5507 | -65.8316 | -134.6732 | -12.3672
2027 | 3884 | MW | 238.2071 | 304.1967 | 389.7378 | 123.9114 | -682.2812 | -668.6816 | -753.5405 | -1464.334 | -278.5476 | -230.1574 | -51.5507 | -65.8316 | -134.6732 | -13.7413
2027 | 3885 | MW | 679.5909 | 867.8553 | 1100.436 | 343.4115 | -621.3632 | -636.326 | -717.0788 | -1333.5899 | -268.2311 | -219.0208 | -51.5507 | -65.8316 | -151.5073 | -13.7413
2027 | 3886 | MW | 679.5909 | 867.8553 | 1111.8989 | 339.8712 | -548.2617 | -571.6149 | -644.1556 | -1176.6969 | -237.2813 | -196.7475 | -2.1479 | -2.743 | -16.8341 | 1.3741
2027 | 3887 | MW | 637.5543 | 814.1735 | 1043.1217 | 322.1696 | -462.9765 | -496.1186 | -559.0784 | -993.6552 | -206.3316 | -170.762 | 8.5918 | 10.9719 | 16.8341 | 5.4965
2027 | 3888 | MW | 581.5056 | 742.5978 | 951.4187 | 293.847 | -389.875 | -431.4075 | -486.1551 | -836.7623 | -175.3818 | -148.4887 | 8.5918 | 10.9719 | 16.8341 | 4.1224
2027 | 3889 | MW | 525.4569 | 671.0221 | 859.7157 | 261.9841 | -328.957 | -366.6964 | -413.2319 | -706.0182 | -144.4321 | -126.2154 | 6.4438 | 8.2289 | 50.5024 | 6.8707
2027 | 3890 | MW | 455.3959 | 581.5525 | 745.0869 | 226.5808 | -304.5898 | -345.126 | -388.9241 | -653.7205 | -139.2738 | -118.7909 | 6.4438 | 8.2289 | 50.5024 | 5.4965
2027 | 3891 | MW | 378.3289 | 483.1359 | 618.9953 | 191.1776 | -304.5898 | -334.3408 | -376.7702 | -653.7205 | -134.1155 | -115.0787 | 4.2959 | 5.486 | 33.6683 | 5.4965
2027 | 3892 | MW | 315.2741 | 402.6133 | 515.8294 | 155.7743 | -304.5898 | -334.3408 | -376.7702 | -653.7205 | -134.1155 | -115.0787 | 4.2959 | 5.486 | 33.6683 | 5.4965
2027 | 3893 | MW | 259.2254 | 331.0376 | 424.1264 | 130.992 | -292.4062 | -291.2 | -328.1547 | -627.5717 | -139.2738 | -100.2298 | 4.2959 | 5.486 | 33.6683 | 4.1224
2027 | 3894 | MW | 231.201 | 295.2497 | 378.2749 | 113.2904 | -316.7734 | -323.5556 | -364.6164 | -679.8693 | -149.5904 | -111.3665 | 4.2959 | 5.486 | 33.6683 | 4.1224
2027 | 3895 | MW | 203.1767 | 259.4619 | 320.9605 | 102.6694 | -389.875 | -388.2667 | -437.5396 | -836.7623 | -180.5401 | -133.6398 | 4.2959 | 5.486 | 33.6683 | 2.7483
2027 | 3896 | MW | 182.1584 | 232.621 | 298.0348 | 92.0485 | -462.9765 | -463.763 | -522.6168 | -993.6552 | -216.6482 | -159.6253 | 4.2959 | 5.486 | 50.5024 | 2.7483
2027 | 3897 | MW | 161.1401 | 205.7801 | 263.6461 | 84.9678 | -548.2617 | -528.4742 | -595.54 | -1176.6969 | -247.5979 | -181.8986 | 6.4438 | 8.2289 | 50.5024 | 2.7483
2027 | 3898 | MW | 182.1584 | 232.621 | 298.0348 | 92.0485 | -596.9961 | -593.1853 | -668.4633 | -1281.2922 | -263.0728 | -204.1719 | 6.4438 | 8.2289 | 50.5024 | 2.7483
2027 | 3899 | MW | 217.1888 | 277.3558 | 343.8863 | 109.7501 | -633.5468 | -636.326 | -717.0788 | -1359.7387 | -273.3893 | -219.0208 | 6.4438 | 8.2289 | 50.5024 | 2.7483
2027 | 3900 | MW | 266.2315 | 339.9845 | 447.0521 | 134.5324 | -657.914 | -679.4668 | -765.6943 | -1412.0363 | -278.5476 | -233.8696 | 6.4438 | 8.2289 | 67.3366 | 4.1224
2027 | 3901 | MW | 308.268 | 393.6663 | 504.3665 | 155.7743 | -670.0976 | -711.8223 | -802.156 | -1438.1852 | -278.5476 | -245.0063 | 6.4438 | 8.2289 | 67.3366 | 4.1224
2027 | 3902 | MW | 343.2985 | 438.4011 | 561.6809 | 169.9356 | -682.2812 | -733.3927 | -826.4637 | -1464.334 | -278.5476 | -252.4307 | 6.4438 | 8.2289 | 67.3366 | 4.1224
2027 | 3903 | MW | 147.1279 | 187.8862 | 240.7204 | 77.8872 | -682.2812 | -754.9631 | -850.7715 | -1464.334 | -278.5476 | -259.8552 | 6.4438 | 8.2289 | 67.3366 | 4.1224
2027 | 3904 | MW | 161.1401 | 205.7801 | 263.6461 | 88.5081 | -682.2812 | -765.7483 | -862.9254 | -1464.334 | -278.5476 | -263.5674 | -2.1479 | -2.743 | 33.6683 | 1.3741
2027 | 3905 | MW | 182.1584 | 232.621 | 298.0348 | 99.1291 | -670.0976 | -765.7483 | -862.9254 | -1438.1852 | -273.3893 | -263.5674 | -34.3671 | -43.8877 | -101.0049 | -10.9931
2027 | 3906 | MW | 189.1645 | 241.568 | 309.4976 | 99.1291 | -633.5468 | -711.8223 | -802.156 | -1359.7387 | -257.9145 | -245.0063 | -36.5151 | -46.6307 | -117.839 | -10.9931
2027 | 3907 | MW | 196.1706 | 250.5149 | 320.9605 | 99.1291 | -572.6289 | -647.1112 | -729.2327 | -1228.9946 | -242.4396 | -222.733 | -38.663 | -49.3737 | -117.839 | -10.9931
2027 | 3908 | MW | 609.53 | 778.3856 | 985.8073 | 308.0083 | -560.4453 | -625.5408 | -704.925 | -1202.8458 | -242.4396 | -215.3086 | -40.811 | -52.1167 | -101.0049 | -12.3672
2027 | 3909 | MW | 609.53 | 778.3856 | 997.2702 | 304.468 | -536.0781 | -614.7556 | -692.7711 | -1150.5481 | -237.2813 | -211.5963 | -42.9589 | -54.8597 | -117.839 | -12.3672
2027 | 3910 | MW | 595.5178 | 760.4917 | 974.3444 | 297.3873 | -487.3437 | -550.0445 | -619.8478 | -1045.9528 | -216.6482 | -189.323 | -2.1479 | -2.743 | 33.6683 | 1.3741
2027 | 3911 | MW | 574.4995 | 733.6508 | 951.4187 | 283.226 | -426.4258 | -485.3334 | -546.9245 | -915.2087 | -185.6984 | -167.0497 | 8.5918 | 10.9719 | 67.3366 | 5.4965
2027 | 3912 | MW | 532.4629 | 679.9691 | 882.6414 | 265.5244 | -353.3242 | -409.8371 | -461.8474 | -758.3158 | -159.907 | -141.0642 | 8.5918 | 10.9719 | 67.3366 | 4.1224
2027 | 3913 | MW | 476.4142 | 608.3934 | 779.4755 | 237.2018 | -316.7734 | -366.6964 | -413.2319 | -679.8693 | -144.4321 | -126.2154 | 6.4438 | 8.2289 | 50.5024 | 6.8707
2027 | 3914 | MW | 413.3594 | 527.8707 | 676.3097 | 205.3389 | -292.4062 | -345.126 | -388.9241 | -627.5717 | -134.1155 | -118.7909 | 4.2959 | 5.486 | 33.6683 | 5.4965
2027 | 3915 | MW | 364.3168 | 465.242 | 596.0695 | 180.5566 | -292.4062 | -334.3408 | -376.7702 | -627.5717 | -128.9572 | -115.0787 | 4.2959 | 5.486 | 33.6683 | 5.4965
2027 | 3916 | MW | 322.2802 | 411.5602 | 527.2923 | 159.3146 | -292.4062 | -334.3408 | -376.7702 | -627.5717 | -128.9572 | -115.0787 | 4.2959 | 5.486 | 33.6683 | 4.1224
2027 | 3917 | MW | 287.2497 | 366.8254 | 469.9779 | 141.613 | -280.2226 | -291.2 | -328.1547 | -601.4229 | -134.1155 | -100.2298 | 4.2959 | 5.486 | 33.6683 | 4.1224
2027 | 3918 | MW | 252.2193 | 322.0906 | 412.6635 | 127.4517 | -292.4062 | -312.7704 | -352.4625 | -627.5717 | -144.4321 | -107.6543 | 4.2959 | 5.486 | 33.6683 | 4.1224
2027 | 3919 | MW | 224.1949 | 286.3028 | 366.812 | 116.8307 | -341.1406 | -355.9112 | -401.078 | -732.167 | -170.2236 | -122.5031 | 4.2959 | 5.486 | 33.6683 | 2.7483
2027 | 3920 | MW | 196.1706 | 250.5149 | 320.9605 | 99.1291 | -389.875 | -409.8371 | -461.8474 | -836.7623 | -190.8567 | -141.0642 | 4.2959 | 5.486 | 33.6683 | 2.7483
2027 | 3921 | MW | 182.1584 | 232.621 | 309.4976 | 92.0485 | -438.6093 | -463.763 | -522.6168 | -941.3576 | -206.3316 | -159.6253 | 4.2959 | 5.486 | 50.5024 | 2.7483
2027 | 3922 | MW | 196.1706 | 250.5149 | 320.9605 | 95.5888 | -487.3437 | -517.689 | -583.3862 | -1045.9528 | -221.8064 | -178.1864 | 4.2959 | 5.486 | 50.5024 | 2.7483
2027 | 3923 | MW | 224.1949 | 286.3028 | 378.2749 | 109.7501 | -511.7109 | -550.0445 | -619.8478 | -1098.2505 | -232.123 | -189.323 | 4.2959 | 5.486 | 50.5024 | 2.7483
2027 | 3924 | MW | 280.2437 | 357.8785 | 458.515 | 138.0727 | -523.8945 | -582.4001 | -656.3094 | -1124.3993 | -237.2813 | -200.4597 | 4.2959 | 5.486 | 50.5024 | 4.1224
2027 | 3925 | MW | 301.2619 | 384.7193 | 504.3665 | 152.234 | -536.0781 | -603.9705 | -680.6172 | -1150.5481 | -242.4396 | -207.8841 | 4.2959 | 5.486 | 50.5024 | 4.1224
2027 | 3926 | MW | 336.2924 | 429.4541 | 550.218 | 173.4759 | -548.2617 | -625.5408 | -704.925 | -1176.6969 | -242.4396 | -215.3086 | 4.2959 | 5.486 | 50.5024 | 4.1224
2027 | 3927 | MW | 133.1157 | 169.9923 | 217.7946 | 70.8065 | -560.4453 | -647.1112 | -729.2327 | -1202.8458 | -252.7562 | -222.733 | 4.2959 | 5.486 | 50.5024 | 4.1224
2027 | 3928 | MW | 154.134 | 196.8331 | 240.7204 | 77.8872 | -572.6289 | -679.4668 | -765.6943 | -1228.9946 | -257.9145 | -233.8696 | -2.1479 | -2.743 | 33.6683 | 1.3741
2027 | 3929 | MW | 168.1462 | 214.7271 | 275.109 | 88.5081 | -572.6289 | -690.252 | -777.8482 | -1228.9946 | -263.0728 | -237.5819 | -30.0712 | -38.4018 | -84.1707 | -10.9931
2027 | 3930 | MW | 182.1584 | 232.621 | 298.0348 | 95.5888 | -548.2617 | -679.4668 | -765.6943 | -1176.6969 | -257.9145 | -233.8696 | -32.2192 | -41.1447 | -84.1707 | -10.9931
2027 | 3931 | MW | 189.1645 | 241.568 | 298.0348 | 95.5888 | -523.8945 | -636.326 | -717.0788 | -1124.3993 | -252.7562 | -219.0208 | -36.5151 | -46.6307 | -84.1707 | -12.3672
2027 | 3932 | MW | 609.53 | 778.3856 | 997.2702 | 304.468 | -523.8945 | -614.7556 | -692.7711 | -1124.3993 | -247.5979 | -211.5963 | -38.663 | -49.3737 | -84.1707 | -12.3672
2027 | 3933 | MW | 609.53 | 778.3856 | 997.2702 | 308.0083 | -523.8945 | -593.1853 | -668.4633 | -1124.3993 | -242.4396 | -204.1719 | -38.663 | -49.3737 | -84.1707 | -12.3672
2027 | 3934 | MW | 588.5117 | 751.5448 | 962.8815 | 297.3873 | -475.1601 | -539.2593 | -607.6939 | -1019.804 | -216.6482 | -185.6108 | -2.1479 | -2.743 | 33.6683 | 1.3741
2027 | 3935 | MW | 560.4873 | 715.7569 | 917.03 | 279.6857 | -414.2422 | -463.763 | -522.6168 | -889.0599 | -185.6984 | -159.6253 | 6.4438 | 8.2289 | 67.3366 | 5.4965
2027 | 3936 | MW | 518.4508 | 662.0751 | 848.2528 | 258.4437 | -341.1406 | -399.0519 | -449.6935 | -732.167 | -159.907 | -137.352 | 6.4438 | 8.2289 | 50.5024 | 4.1224
2027 | 3937 | MW | 462.402 | 590.4994 | 756.5498 | 230.1211 | -328.957 | -366.6964 | -413.2319 | -706.0182 | -149.5904 | -126.2154 | 12.8877 | 16.4579 | 67.3366 | 8.2448
2027 | 3938 | MW | 406.3533 | 518.9238 | 664.8468 | 201.7985 | -304.5898 | -345.126 | -388.9241 | -653.7205 | -139.2738 | -118.7909 | 10.7397 | 13.7149 | 50.5024 | 6.8707
2027 | 3939 | MW | 350.3046 | 447.3481 | 573.1438 | 177.0163 | -304.5898 | -334.3408 | -376.7702 | -653.7205 | -139.2738 | -115.0787 | 8.5918 | 10.9719 | 50.5024 | 5.4965
2027 | 3940 | MW | 308.268 | 393.6663 | 504.3665 | 152.234 | -304.5898 | -334.3408 | -376.7702 | -653.7205 | -139.2738 | -115.0787 | 6.4438 | 8.2289 | 50.5024 | 5.4965
2027 | 3941 | MW | 266.2315 | 339.9845 | 435.5893 | 130.992 | -304.5898 | -312.7704 | -352.4625 | -653.7205 | -149.5904 | -107.6543 | 6.4438 | 8.2289 | 33.6683 | 5.4965
2027 | 3942 | MW | 231.201 | 295.2497 | 378.2749 | 113.2904 | -353.3242 | -355.9112 | -401.078 | -758.3158 | -170.2236 | -122.5031 | 6.4438 | 8.2289 | 33.6683 | 5.4965
2027 | 3943 | MW | 196.1706 | 250.5149 | 320.9605 | 99.1291 | -462.9765 | -463.763 | -522.6168 | -993.6552 | -216.6482 | -159.6253 | 6.4438 | 8.2289 | 33.6683 | 2.7483
2027 | 3944 | MW | 182.1584 | 232.621 | 309.4976 | 95.5888 | -584.8125 | -603.9705 | -680.6172 | -1255.1434 | -273.3893 | -207.8841 | 6.4438 | 8.2289 | 50.5024 | 2.7483
2027 | 3945 | MW | 168.1462 | 214.7271 | 286.5719 | 88.5081 | -682.2812 | -722.6075 | -814.3099 | -1464.334 | -309.4974 | -248.7185 | 6.4438 | 8.2289 | 50.5024 | 2.7483
2027 | 3946 | MW | 161.1401 | 205.7801 | 263.6461 | 84.9678 | -743.1992 | -808.889 | -911.5409 | -1595.0781 | -335.2888 | -278.4162 | 8.5918 | 10.9719 | 67.3366 | 2.7483
2027 | 3947 | MW | 161.1401 | 205.7801 | 263.6461 | 84.9678 | -804.1171 | -884.3853 | -996.618 | -1725.8222 | -355.922 | -304.4018 | 8.5918 | 10.9719 | 67.3366 | 4.1224
2027 | 3948 | MW | 196.1706 | 250.5149 | 320.9605 | 102.6694 | -828.4843 | -916.7409 | -1033.0797 | -1778.1198 | -361.0803 | -315.5384 | 10.7397 | 13.7149 | 84.1707 | 4.1224
2027 | 3949 | MW | 217.1888 | 277.3558 | 355.3491 | 109.7501 | -852.8515 | -938.3113 | -1057.3874 | -1830.4175 | -361.0803 | -322.9628 | 10.7397 | 13.7149 | 84.1707 | 4.1224
2027 | 3950 | MW | 245.2132 | 313.1436 | 401.2006 | 123.9114 | -865.0351 | -959.8816 | -1081.6952 | -1856.5663 | -366.2386 | -330.3873 | 10.7397 | 13.7149 | 101.0049 | 4.1224
2027 | 3951 | MW | 294.2558 | 375.7724 | 481.4408 | 148.6937 | -865.0351 | -959.8816 | -1081.6952 | -1856.5663 | -366.2386 | -330.3873 | 12.8877 | 16.4579 | 117.839 | 4.1224
2027 | 3952 | MW | 161.1401 | 205.7801 | 263.6461 | 77.8872 | -852.8515 | -959.8816 | -1081.6952 | -1830.4175 | -366.2386 | -330.3873 | 0 | 0 | 67.3366 | 1.3741
2027 | 3953 | MW | 196.1706 | 250.5149 | 320.9605 | 99.1291 | -828.4843 | -949.0964 | -1069.5413 | -1778.1198 | -366.2386 | -326.6751 | -57.9945 | -74.0605 | -168.3415 | -13.7413
2027 | 3954 | MW | 224.1949 | 286.3028 | 366.812 | 113.2904 | -755.3828 | -884.3853 | -996.618 | -1621.2269 | -340.4471 | -304.4018 | -62.2904 | -79.5465 | -168.3415 | -15.1155
2027 | 3955 | MW | 238.2071 | 304.1967 | 389.7378 | 120.3711 | -670.0976 | -765.7483 | -862.9254 | -1438.1852 | -304.3391 | -263.5674 | -64.4384 | -82.2895 | -168.3415 | -16.4896
2027 | 3956 | MW | 238.2071 | 304.1967 | 389.7378 | 120.3711 | -621.3632 | -690.252 | -777.8482 | -1333.5899 | -283.7059 | -237.5819 | -66.5863 | -85.0325 | -151.5073 | -16.4896
2027 | 3957 | MW | 693.6031 | 885.7492 | 1134.8247 | 346.9519 | -596.9961 | -657.8964 | -741.3866 | -1281.2922 | -268.2311 | -226.4452 | -64.4384 | -82.2895 | -151.5073 | -16.4896
2027 | 3958 | MW | 693.6031 | 885.7492 | 1134.8247 | 346.9519 | -523.8945 | -582.4001 | -656.3094 | -1124.3993 | -237.2813 | -200.4597 | 0 | 0 | 50.5024 | 1.3741
2027 | 3959 | MW | 658.5726 | 841.0144 | 1088.9732 | 325.7099 | -450.7929 | -496.1186 | -559.0784 | -967.5064 | -201.1733 | -170.762 | 15.0356 | 19.2009 | 84.1707 | 5.4965
2027 | 3960 | MW | 609.53 | 778.3856 | 997.2702 | 300.9276 | -377.6914 | -431.4075 | -486.1551 | -810.6135 | -170.2236 | -148.4887 | 12.8877 | 16.4579 | 84.1707 | 4.1224
2027 | 3961 | MW | 553.4812 | 706.8099 | 905.5672 | 272.605 | -341.1406 | -377.4815 | -425.3857 | -732.167 | -149.5904 | -129.9276 | 12.8877 | 16.4579 | 33.6683 | 8.2448
2027 | 3962 | MW | 490.4264 | 626.2873 | 802.4013 | 240.7421 | -316.7734 | -345.126 | -388.9241 | -679.8693 | -144.4321 | -118.7909 | 8.5918 | 10.9719 | 16.8341 | 6.8707
2027 | 3963 | MW | 413.3594 | 527.8707 | 676.3097 | 205.3389 | -304.5898 | -345.126 | -388.9241 | -653.7205 | -139.2738 | -118.7909 | 6.4438 | 8.2289 | 16.8341 | 5.4965
2027 | 3964 | MW | 350.3046 | 447.3481 | 573.1438 | 173.4759 | -316.7734 | -334.3408 | -376.7702 | -679.8693 | -144.4321 | -115.0787 | 6.4438 | 8.2289 | 16.8341 | 5.4965
2027 | 3965 | MW | 294.2558 | 375.7724 | 481.4408 | 145.1533 | -316.7734 | -312.7704 | -352.4625 | -679.8693 | -149.5904 | -107.6543 | 6.4438 | 8.2289 | 16.8341 | 5.4965
2027 | 3966 | MW | 245.2132 | 313.1436 | 401.2006 | 120.3711 | -365.5078 | -355.9112 | -401.078 | -784.4646 | -175.3818 | -122.5031 | 6.4438 | 8.2289 | 16.8341 | 5.4965
2027 | 3967 | MW | 196.1706 | 250.5149 | 320.9605 | 95.5888 | -475.1601 | -463.763 | -522.6168 | -1019.804 | -216.6482 | -159.6253 | 6.4438 | 8.2289 | 16.8341 | 2.7483
2027 | 3968 | MW | 182.1584 | 232.621 | 298.0348 | 95.5888 | -596.9961 | -582.4001 | -656.3094 | -1281.2922 | -273.3893 | -200.4597 | 6.4438 | 8.2289 | 16.8341 | 2.7483
2027 | 3969 | MW | 154.134 | 196.8331 | 252.1833 | 81.4275 | -694.4648 | -690.252 | -777.8482 | -1490.4828 | -314.6557 | -237.5819 | 6.4438 | 8.2289 | 16.8341 | 2.7483
2027 | 3970 | MW | 140.1218 | 178.9392 | 229.2575 | 74.3468 | -779.7499 | -776.5335 | -875.0793 | -1673.5245 | -345.6054 | -267.2796 | 6.4438 | 8.2289 | 16.8341 | 2.7483
2027 | 3971 | MW | 147.1279 | 187.8862 | 240.7204 | 77.8872 | -852.8515 | -841.2446 | -948.0025 | -1830.4175 | -371.3968 | -289.5529 | 6.4438 | 8.2289 | 16.8341 | 4.1224
2027 | 3972 | MW | 182.1584 | 232.621 | 286.5719 | 92.0485 | -889.4023 | -873.6001 | -984.4642 | -1908.8639 | -386.8717 | -300.6895 | 8.5918 | 10.9719 | 33.6683 | 4.1224
2027 | 3973 | MW | 203.1767 | 259.4619 | 332.4234 | 102.6694 | -913.7695 | -895.1705 | -1008.7719 | -1961.1616 | -392.03 | -308.114 | 8.5918 | 10.9719 | 33.6683 | 4.1224
2027 | 3974 | MW | 231.201 | 295.2497 | 378.2749 | 116.8307 | -938.1367 | -927.5261 | -1045.2336 | -2013.4592 | -397.1883 | -319.2506 | 10.7397 | 13.7149 | 33.6683 | 4.1224
2027 | 3975 | MW | 280.2437 | 357.8785 | 458.515 | 145.1533 | -938.1367 | -938.3113 | -1057.3874 | -2013.4592 | -402.3466 | -322.9628 | 10.7397 | 13.7149 | 33.6683 | 4.1224
2027 | 3976 | MW | 154.134 | 196.8331 | 252.1833 | 81.4275 | -925.9531 | -938.3113 | -1057.3874 | -1987.3104 | -397.1883 | -322.9628 | -2.1479 | -2.743 | -16.8341 | 1.3741
2027 | 3977 | MW | 196.1706 | 250.5149 | 320.9605 | 102.6694 | -913.7695 | -916.7409 | -1033.0797 | -1961.1616 | -392.03 | -315.5384 | -64.4384 | -82.2895 | -252.5122 | -16.4896
2027 | 3978 | MW | 224.1949 | 286.3028 | 366.812 | 113.2904 | -840.6679 | -852.0298 | -960.1564 | -1804.2686 | -366.2386 | -293.2651 | -68.7343 | -87.7755 | -252.5122 | -17.8637
2027 | 3979 | MW | 238.2071 | 304.1967 | 389.7378 | 120.3711 | -731.0156 | -744.1779 | -838.6176 | -1568.9293 | -319.8139 | -256.1429 | -75.1781 | -96.0044 | -252.5122 | -17.8637
2027 | 3980 | MW | 238.2071 | 304.1967 | 389.7378 | 120.3711 | -657.914 | -668.6816 | -753.5405 | -1412.0363 | -294.0225 | -230.1574 | -79.474 | -101.4904 | -235.678 | -17.8637
2027 | 3981 | MW | 686.597 | 876.8022 | 1123.3618 | 343.4115 | -609.1796 | -636.326 | -717.0788 | -1307.441 | -273.3893 | -219.0208 | -79.474 | -101.4904 | -218.8439 | -17.8637
2027 | 3982 | MW | 686.597 | 876.8022 | 1123.3618 | 343.4115 | -536.0781 | -571.6149 | -644.1556 | -1150.5481 | -242.4396 | -196.7475 | -2.1479 | -2.743 | -16.8341 | 1.3741
2027 | 3983 | MW | 651.5665 | 832.0674 | 1066.0474 | 322.1696 | -450.7929 | -485.3334 | -546.9245 | -967.5064 | -206.3316 | -167.0497 | 17.1836 | 21.9439 | 33.6683 | 5.4965
2027 | 3984 | MW | 595.5178 | 760.4917 | 974.3444 | 293.847 | -389.875 | -420.6223 | -474.0013 | -836.7623 | -175.3818 | -144.7764 | 15.0356 | 19.2009 | 33.6683 | 5.4965
2027 | 3985 | MW | 539.469 | 688.916 | 882.6414 | 265.5244 | -341.1406 | -377.4815 | -425.3857 | -732.167 | -149.5904 | -129.9276 | 10.7397 | 13.7149 | 16.8341 | 8.2448
2027 | 3986 | MW | 469.4081 | 599.4464 | 768.0127 | 233.6615 | -316.7734 | -355.9112 | -401.078 | -679.8693 | -144.4321 | -122.5031 | 8.5918 | 10.9719 | 16.8341 | 6.8707
2027 | 3987 | MW | 392.3411 | 501.0298 | 641.921 | 194.7179 | -316.7734 | -345.126 | -388.9241 | -679.8693 | -139.2738 | -118.7909 | 8.5918 | 10.9719 | 16.8341 | 6.8707
2027 | 3988 | MW | 322.2802 | 411.5602 | 527.2923 | 162.855 | -316.7734 | -345.126 | -388.9241 | -679.8693 | -139.2738 | -118.7909 | 6.4438 | 8.2289 | 16.8341 | 5.4965
2027 | 3989 | MW | 266.2315 | 339.9845 | 435.5893 | 130.992 | -316.7734 | -312.7704 | -352.4625 | -679.8693 | -149.5904 | -107.6543 | 6.4438 | 8.2289 | 16.8341 | 5.4965
2027 | 3990 | MW | 217.1888 | 277.3558 | 355.3491 | 106.2098 | -365.5078 | -366.6964 | -413.2319 | -784.4646 | -175.3818 | -126.2154 | 6.4438 | 8.2289 | 16.8341 | 5.4965
2027 | 3991 | MW | 175.1523 | 223.674 | 286.5719 | 88.5081 | -475.1601 | -463.763 | -522.6168 | -1019.804 | -216.6482 | -159.6253 | 6.4438 | 8.2289 | 16.8341 | 2.7483
2027 | 3992 | MW | 161.1401 | 205.7801 | 263.6461 | 88.5081 | -609.1796 | -582.4001 | -656.3094 | -1307.441 | -268.2311 | -200.4597 | 6.4438 | 8.2289 | 16.8341 | 2.7483
2027 | 3993 | MW | 140.1218 | 178.9392 | 229.2575 | 74.3468 | -706.6484 | -679.4668 | -765.6943 | -1516.6316 | -309.4974 | -233.8696 | 6.4438 | 8.2289 | 16.8341 | 2.7483
2027 | 3994 | MW | 133.1157 | 169.9923 | 217.7946 | 70.8065 | -779.7499 | -754.9631 | -850.7715 | -1673.5245 | -340.4471 | -259.8552 | 6.4438 | 8.2289 | 16.8341 | 4.1224
2027 | 3995 | MW | 140.1218 | 178.9392 | 229.2575 | 74.3468 | -852.8515 | -819.6742 | -923.6948 | -1830.4175 | -366.2386 | -282.1285 | 8.5918 | 10.9719 | 16.8341 | 4.1224
2027 | 3996 | MW | 175.1523 | 223.674 | 286.5719 | 88.5081 | -901.5859 | -852.0298 | -960.1564 | -1935.0128 | -381.7134 | -293.2651 | 8.5918 | 10.9719 | 33.6683 | 4.1224
2027 | 3997 | MW | 196.1706 | 250.5149 | 320.9605 | 102.6694 | -925.9531 | -884.3853 | -996.618 | -1987.3104 | -386.8717 | -304.4018 | 10.7397 | 13.7149 | 33.6683 | 4.1224
2027 | 3998 | MW | 224.1949 | 286.3028 | 378.2749 | 116.8307 | -938.1367 | -916.7409 | -1033.0797 | -2013.4592 | -397.1883 | -315.5384 | 10.7397 | 13.7149 | 33.6683 | 5.4965
2027 | 3999 | MW | 280.2437 | 357.8785 | 458.515 | 141.613 | -938.1367 | -927.5261 | -1045.2336 | -2013.4592 | -392.03 | -319.2506 | 10.7397 | 13.7149 | 33.6683 | 5.4965
2027 | 4000 | MW | 154.134 | 196.8331 | 252.1833 | 81.4275 | -938.1367 | -916.7409 | -1033.0797 | -2013.4592 | -386.8717 | -315.5384 | 0 | 0 | -16.8341 | 1.3741
2027 | 4001 | MW | 196.1706 | 250.5149 | 309.4976 | 102.6694 | -901.5859 | -895.1705 | -1008.7719 | -1935.0128 | -376.5551 | -308.114 | -55.8466 | -71.3176 | -235.678 | -17.8637
2027 | 4002 | MW | 224.1949 | 286.3028 | 366.812 | 116.8307 | -828.4843 | -819.6742 | -923.6948 | -1778.1198 | -350.7637 | -282.1285 | -57.9945 | -74.0605 | -252.5122 | -17.8637
2027 | 4003 | MW | 238.2071 | 304.1967 | 389.7378 | 123.9114 | -718.832 | -711.8223 | -802.156 | -1542.7804 | -304.3391 | -245.0063 | -60.1425 | -76.8035 | -252.5122 | -17.8637
2027 | 4004 | MW | 238.2071 | 304.1967 | 389.7378 | 123.9114 | -657.914 | -657.8964 | -741.3866 | -1412.0363 | -283.7059 | -226.4452 | -62.2904 | -79.5465 | -235.678 | -17.8637
2027 | 4005 | MW | 679.5909 | 867.8553 | 1111.8989 | 343.4115 | -609.1796 | -636.326 | -717.0788 | -1307.441 | -268.2311 | -219.0208 | -60.1425 | -76.8035 | -218.8439 | -17.8637
2027 | 4006 | MW | 679.5909 | 867.8553 | 1111.8989 | 343.4115 | -536.0781 | -560.8297 | -632.0017 | -1150.5481 | -242.4396 | -193.0353 | 0 | 0 | -16.8341 | 1.3741
2027 | 4007 | MW | 644.5604 | 823.1204 | 1054.5845 | 322.1696 | -450.7929 | -485.3334 | -546.9245 | -967.5064 | -206.3316 | -167.0497 | 12.8877 | 16.4579 | 33.6683 | 5.4965
2027 | 4008 | MW | 588.5117 | 751.5448 | 962.8815 | 290.3067 | -389.875 | -420.6223 | -474.0013 | -836.7623 | -175.3818 | -144.7764 | 12.8877 | 16.4579 | 33.6683 | 5.4965
2027 | 4009 | MW | 525.4569 | 671.0221 | 859.7157 | 261.9841 | -341.1406 | -377.4815 | -425.3857 | -732.167 | -149.5904 | -129.9276 | 10.7397 | 13.7149 | 16.8341 | 8.2448
2027 | 4010 | MW | 462.402 | 590.4994 | 745.0869 | 230.1211 | -316.7734 | -355.9112 | -401.078 | -679.8693 | -144.4321 | -122.5031 | 8.5918 | 10.9719 | 16.8341 | 6.8707
2027 | 4011 | MW | 385.335 | 492.0829 | 618.9953 | 191.1776 | -304.5898 | -345.126 | -388.9241 | -653.7205 | -139.2738 | -118.7909 | 6.4438 | 8.2289 | 16.8341 | 6.8707
2027 | 4012 | MW | 315.2741 | 402.6133 | 515.8294 | 159.3146 | -316.7734 | -345.126 | -388.9241 | -679.8693 | -139.2738 | -118.7909 | 6.4438 | 8.2289 | 16.8341 | 5.4965
2027 | 4013 | MW | 259.2254 | 331.0376 | 424.1264 | 127.4517 | -316.7734 | -312.7704 | -352.4625 | -679.8693 | -144.4321 | -107.6543 | 6.4438 | 8.2289 | 16.8341 | 5.4965
2027 | 4014 | MW | 210.1827 | 268.4088 | 355.3491 | 102.6694 | -365.5078 | -366.6964 | -413.2319 | -784.4646 | -170.2236 | -126.2154 | 6.4438 | 8.2289 | 16.8341 | 5.4965
2027 | 4015 | MW | 168.1462 | 214.7271 | 275.109 | 84.9678 | -475.1601 | -463.763 | -522.6168 | -1019.804 | -216.6482 | -159.6253 | 6.4438 | 8.2289 | 16.8341 | 2.7483
2027 | 4016 | MW | 154.134 | 196.8331 | 263.6461 | 81.4275 | -596.9961 | -593.1853 | -668.4633 | -1281.2922 | -268.2311 | -204.1719 | 6.4438 | 8.2289 | 16.8341 | 2.7483
2027 | 4017 | MW | 133.1157 | 169.9923 | 229.2575 | 70.8065 | -706.6484 | -701.0371 | -790.0021 | -1516.6316 | -309.4974 | -241.2941 | 6.4438 | 8.2289 | 16.8341 | 2.7483
2027 | 4018 | MW | 133.1157 | 169.9923 | 217.7946 | 70.8065 | -779.7499 | -787.3186 | -887.2331 | -1673.5245 | -340.4471 | -270.9918 | 6.4438 | 8.2289 | 16.8341 | 4.1224
2027 | 4019 | MW | 140.1218 | 178.9392 | 229.2575 | 70.8065 | -852.8515 | -852.0298 | -960.1564 | -1830.4175 | -366.2386 | -293.2651 | 8.5918 | 10.9719 | 16.8341 | 4.1224
2027 | 4020 | MW | 175.1523 | 223.674 | 286.5719 | 84.9678 | -877.2187 | -895.1705 | -1008.7719 | -1882.7151 | -381.7134 | -308.114 | 8.5918 | 10.9719 | 16.8341 | 4.1224
2027 | 4021 | MW | 196.1706 | 250.5149 | 320.9605 | 99.1291 | -901.5859 | -927.5261 | -1045.2336 | -1935.0128 | -392.03 | -319.2506 | 8.5918 | 10.9719 | 16.8341 | 4.1224
2027 | 4022 | MW | 224.1949 | 286.3028 | 378.2749 | 113.2904 | -925.9531 | -959.8816 | -1081.6952 | -1987.3104 | -397.1883 | -330.3873 | 8.5918 | 10.9719 | 33.6683 | 5.4965
2027 | 4023 | MW | 280.2437 | 357.8785 | 458.515 | 141.613 | -913.7695 | -970.6668 | -1093.8491 | -1961.1616 | -402.3466 | -334.0995 | 10.7397 | 13.7149 | 33.6683 | 5.4965
2027 | 4024 | MW | 161.1401 | 205.7801 | 263.6461 | 84.9678 | -901.5859 | -959.8816 | -1081.6952 | -1935.0128 | -402.3466 | -330.3873 | 0 | 0 | -16.8341 | 1.3741
2027 | 4025 | MW | 203.1767 | 259.4619 | 320.9605 | 102.6694 | -877.2187 | -949.0964 | -1069.5413 | -1882.7151 | -402.3466 | -326.6751 | -49.4028 | -63.0886 | -218.8439 | -16.4896
2027 | 4026 | MW | 231.201 | 295.2497 | 366.812 | 116.8307 | -816.3007 | -873.6001 | -984.4642 | -1751.971 | -376.5551 | -300.6895 | -53.6986 | -68.5746 | -235.678 | -16.4896
2027 | 4027 | MW | 245.2132 | 313.1436 | 401.2006 | 127.4517 | -718.832 | -754.9631 | -850.7715 | -1542.7804 | -330.1305 | -259.8552 | -60.1425 | -76.8035 | -235.678 | -17.8637
2027 | 4028 | MW | 238.2071 | 304.1967 | 389.7378 | 123.9114 | -670.0976 | -679.4668 | -765.6943 | -1438.1852 | -304.3391 | -233.8696 | -62.2904 | -79.5465 | -218.8439 | -17.8637
2027 | 4029 | MW | 679.5909 | 867.8553 | 1111.8989 | 343.4115 | -621.3632 | -647.1112 | -729.2327 | -1333.5899 | -278.5476 | -222.733 | -60.1425 | -76.8035 | -218.8439 | -17.8637
2027 | 4030 | MW | 679.5909 | 867.8553 | 1111.8989 | 339.8712 | -548.2617 | -571.6149 | -644.1556 | -1176.6969 | -247.5979 | -196.7475 | 0 | 0 | -16.8341 | 1.3741
2027 | 4031 | MW | 644.5604 | 823.1204 | 1054.5845 | 322.1696 | -462.9765 | -496.1186 | -559.0784 | -993.6552 | -206.3316 | -170.762 | 12.8877 | 16.4579 | 33.6683 | 5.4965
2027 | 4032 | MW | 588.5117 | 751.5448 | 962.8815 | 293.847 | -389.875 | -420.6223 | -474.0013 | -836.7623 | -175.3818 | -144.7764 | 12.8877 | 16.4579 | 16.8341 | 5.4965
2027 | 4033 | MW | 525.4569 | 671.0221 | 859.7157 | 261.9841 | -341.1406 | -377.4815 | -425.3857 | -732.167 | -149.5904 | -129.9276 | 12.8877 | 16.4579 | 16.8341 | 8.2448
2027 | 4034 | MW | 455.3959 | 581.5525 | 745.0869 | 226.5808 | -316.7734 | -355.9112 | -401.078 | -679.8693 | -144.4321 | -122.5031 | 10.7397 | 13.7149 | 16.8341 | 6.8707
2027 | 4035 | MW | 378.3289 | 483.1359 | 618.9953 | 191.1776 | -316.7734 | -345.126 | -388.9241 | -679.8693 | -139.2738 | -118.7909 | 8.5918 | 10.9719 | 16.8341 | 5.4965
2027 | 4036 | MW | 315.2741 | 402.6133 | 515.8294 | 155.7743 | -316.7734 | -345.126 | -388.9241 | -679.8693 | -139.2738 | -118.7909 | 6.4438 | 8.2289 | 16.8341 | 5.4965
2027 | 4037 | MW | 252.2193 | 322.0906 | 412.6635 | 123.9114 | -316.7734 | -323.5556 | -364.6164 | -679.8693 | -149.5904 | -111.3665 | 6.4438 | 8.2289 | 16.8341 | 5.4965
2027 | 4038 | MW | 210.1827 | 268.4088 | 343.8863 | 102.6694 | -365.5078 | -366.6964 | -413.2319 | -784.4646 | -170.2236 | -126.2154 | 6.4438 | 8.2289 | 16.8341 | 4.1224
2027 | 4039 | MW | 168.1462 | 214.7271 | 275.109 | 84.9678 | -475.1601 | -463.763 | -522.6168 | -1019.804 | -216.6482 | -159.6253 | 6.4438 | 8.2289 | 16.8341 | 2.7483
2027 | 4040 | MW | 154.134 | 196.8331 | 252.1833 | 81.4275 | -621.3632 | -582.4001 | -656.3094 | -1333.5899 | -278.5476 | -200.4597 | 6.4438 | 8.2289 | 16.8341 | 2.7483
2027 | 4041 | MW | 133.1157 | 169.9923 | 217.7946 | 67.2662 | -743.1992 | -690.252 | -777.8482 | -1595.0781 | -324.9722 | -237.5819 | 8.5918 | 10.9719 | 16.8341 | 2.7483
2027 | 4042 | MW | 126.1096 | 161.0453 | 217.7946 | 67.2662 | -840.6679 | -776.5335 | -875.0793 | -1804.2686 | -366.2386 | -267.2796 | 8.5918 | 10.9719 | 16.8341 | 2.7483
2027 | 4043 | MW | 140.1218 | 178.9392 | 229.2575 | 70.8065 | -925.9531 | -841.2446 | -948.0025 | -1987.3104 | -397.1883 | -289.5529 | 8.5918 | 10.9719 | 16.8341 | 4.1224
2027 | 4044 | MW | 168.1462 | 214.7271 | 275.109 | 88.5081 | -974.6874 | -884.3853 | -996.618 | -2091.9057 | -412.6632 | -304.4018 | 8.5918 | 10.9719 | 16.8341 | 4.1224
2027 | 4045 | MW | 196.1706 | 250.5149 | 320.9605 | 99.1291 | -999.0546 | -916.7409 | -1033.0797 | -2144.2033 | -422.9797 | -315.5384 | 10.7397 | 13.7149 | 33.6683 | 4.1224
2027 | 4046 | MW | 224.1949 | 286.3028 | 366.812 | 113.2904 | -1011.2382 | -949.0964 | -1069.5413 | -2170.3521 | -428.138 | -326.6751 | 10.7397 | 13.7149 | 33.6683 | 4.1224
2027 | 4047 | MW | 280.2437 | 357.8785 | 458.515 | 145.1533 | -1023.4218 | -959.8816 | -1081.6952 | -2196.501 | -433.2963 | -330.3873 | 10.7397 | 13.7149 | 33.6683 | 4.1224
2027 | 4048 | MW | 161.1401 | 205.7801 | 263.6461 | 81.4275 | -1023.4218 | -949.0964 | -1069.5413 | -2196.501 | -433.2963 | -326.6751 | 2.1479 | 2.743 | -16.8341 | 0
2027 | 4049 | MW | 196.1706 | 250.5149 | 320.9605 | 102.6694 | -999.0546 | -927.5261 | -1045.2336 | -2144.2033 | -428.138 | -319.2506 | -51.5507 | -65.8316 | -218.8439 | -15.1155
2027 | 4050 | MW | 231.201 | 295.2497 | 378.2749 | 116.8307 | -925.9531 | -862.8149 | -972.3103 | -1987.3104 | -392.03 | -296.9773 | -57.9945 | -74.0605 | -235.678 | -15.1155
2027 | 4051 | MW | 245.2132 | 313.1436 | 401.2006 | 123.9114 | -804.1171 | -754.9631 | -850.7715 | -1725.8222 | -345.6054 | -259.8552 | -62.2904 | -79.5465 | -235.678 | -16.4896
2027 | 4052 | MW | 238.2071 | 304.1967 | 389.7378 | 123.9114 | -718.832 | -701.0371 | -790.0021 | -1542.7804 | -309.4974 | -241.2941 | -64.4384 | -82.2895 | -218.8439 | -16.4896
2027 | 4053 | MW | 679.5909 | 867.8553 | 1111.8989 | 343.4115 | -645.7304 | -657.8964 | -741.3866 | -1385.8875 | -283.7059 | -226.4452 | -64.4384 | -82.2895 | -202.0097 | -16.4896
2027 | 4054 | MW | 679.5909 | 867.8553 | 1111.8989 | 339.8712 | -560.4453 | -593.1853 | -668.4633 | -1202.8458 | -247.5979 | -204.1719 | 2.1479 | 2.743 | -16.8341 | 1.3741
2027 | 4055 | MW | 644.5604 | 823.1204 | 1054.5845 | 318.6293 | -475.1601 | -496.1186 | -559.0784 | -1019.804 | -211.4899 | -170.762 | 17.1836 | 21.9439 | 33.6683 | 5.4965
2027 | 4056 | MW | 581.5056 | 742.5978 | 962.8815 | 290.3067 | -402.0586 | -431.4075 | -486.1551 | -862.9111 | -175.3818 | -148.4887 | 15.0356 | 19.2009 | 16.8341 | 4.1224
2027 | 4057 | MW | 525.4569 | 671.0221 | 859.7157 | 261.9841 | -328.957 | -366.6964 | -413.2319 | -706.0182 | -149.5904 | -126.2154 | 10.7397 | 13.7149 | 16.8341 | 8.2448
2027 | 4058 | MW | 455.3959 | 581.5525 | 745.0869 | 226.5808 | -304.5898 | -345.126 | -388.9241 | -653.7205 | -139.2738 | -118.7909 | 8.5918 | 10.9719 | 16.8341 | 6.8707
2027 | 4059 | MW | 378.3289 | 483.1359 | 618.9953 | 191.1776 | -304.5898 | -334.3408 | -376.7702 | -653.7205 | -134.1155 | -115.0787 | 8.5918 | 10.9719 | 16.8341 | 5.4965
2027 | 4060 | MW | 315.2741 | 402.6133 | 527.2923 | 155.7743 | -304.5898 | -334.3408 | -376.7702 | -653.7205 | -134.1155 | -115.0787 | 6.4438 | 8.2289 | 16.8341 | 5.4965
2027 | 4061 | MW | 266.2315 | 339.9845 | 435.5893 | 130.992 | -292.4062 | -291.2 | -328.1547 | -627.5717 | -139.2738 | -100.2298 | 6.4438 | 8.2289 | 16.8341 | 5.4965
2027 | 4062 | MW | 231.201 | 295.2497 | 378.2749 | 113.2904 | -316.7734 | -323.5556 | -364.6164 | -679.8693 | -149.5904 | -111.3665 | 6.4438 | 8.2289 | 16.8341 | 5.4965
2027 | 4063 | MW | 203.1767 | 259.4619 | 332.4234 | 99.1291 | -377.6914 | -388.2667 | -437.5396 | -810.6135 | -180.5401 | -133.6398 | 6.4438 | 8.2289 | 16.8341 | 2.7483
2027 | 4064 | MW | 182.1584 | 232.621 | 298.0348 | 88.5081 | -462.9765 | -474.5482 | -534.7707 | -993.6552 | -216.6482 | -163.3375 | 6.4438 | 8.2289 | 16.8341 | 2.7483
2027 | 4065 | MW | 168.1462 | 214.7271 | 286.5719 | 81.4275 | -548.2617 | -550.0445 | -619.8478 | -1176.6969 | -242.4396 | -189.323 | 6.4438 | 8.2289 | 16.8341 | 2.7483
2027 | 4066 | MW | 189.1645 | 241.568 | 309.4976 | 92.0485 | -609.1796 | -614.7556 | -692.7711 | -1307.441 | -268.2311 | -211.5963 | 6.4438 | 8.2289 | 16.8341 | 4.1224
2027 | 4067 | MW | 217.1888 | 277.3558 | 355.3491 | 113.2904 | -657.914 | -668.6816 | -753.5405 | -1412.0363 | -283.7059 | -230.1574 | 8.5918 | 10.9719 | 16.8341 | 4.1224
2027 | 4068 | MW | 273.2376 | 348.9315 | 447.0521 | 141.613 | -706.6484 | -701.0371 | -790.0021 | -1516.6316 | -299.1808 | -241.2941 | 8.5918 | 10.9719 | 16.8341 | 4.1224
2027 | 4069 | MW | 315.2741 | 402.6133 | 515.8294 | 162.855 | -731.0156 | -733.3927 | -826.4637 | -1568.9293 | -309.4974 | -252.4307 | 10.7397 | 13.7149 | 16.8341 | 4.1224
2027 | 4070 | MW | 343.2985 | 438.4011 | 561.6809 | 177.0163 | -755.3828 | -744.1779 | -838.6176 | -1621.2269 | -319.8139 | -256.1429 | 10.7397 | 13.7149 | 16.8341 | 4.1224
2027 | 4071 | MW | 147.1279 | 187.8862 | 240.7204 | 77.8872 | -767.5664 | -754.9631 | -850.7715 | -1647.3757 | -319.8139 | -259.8552 | 12.8877 | 16.4579 | 16.8341 | 4.1224
2027 | 4072 | MW | 154.134 | 196.8331 | 252.1833 | 81.4275 | -755.3828 | -754.9631 | -850.7715 | -1621.2269 | -319.8139 | -259.8552 | -2.1479 | -2.743 | -16.8341 | 1.3741
2027 | 4073 | MW | 175.1523 | 223.674 | 286.5719 | 92.0485 | -755.3828 | -765.7483 | -862.9254 | -1621.2269 | -319.8139 | -263.5674 | -60.1425 | -76.8035 | -168.3415 | -12.3672
2027 | 4074 | MW | 189.1645 | 241.568 | 309.4976 | 99.1291 | -706.6484 | -733.3927 | -826.4637 | -1516.6316 | -304.3391 | -252.4307 | -62.2904 | -79.5465 | -168.3415 | -12.3672
2027 | 4075 | MW | 196.1706 | 250.5149 | 320.9605 | 102.6694 | -633.5468 | -679.4668 | -765.6943 | -1359.7387 | -278.5476 | -233.8696 | -62.2904 | -79.5465 | -168.3415 | -13.7413
2027 | 4076 | MW | 616.536 | 787.3326 | 1008.733 | 311.5486 | -609.1796 | -657.8964 | -741.3866 | -1307.441 | -268.2311 | -226.4452 | -62.2904 | -79.5465 | -168.3415 | -13.7413
2027 | 4077 | MW | 616.536 | 787.3326 | 1008.733 | 308.0083 | -584.8125 | -636.326 | -717.0788 | -1255.1434 | -257.9145 | -219.0208 | -60.1425 | -76.8035 | -168.3415 | -13.7413
2027 | 4078 | MW | 595.5178 | 760.4917 | 974.3444 | 297.3873 | -523.8945 | -571.6149 | -644.1556 | -1124.3993 | -232.123 | -196.7475 | -2.1479 | -2.743 | -16.8341 | 1.3741
2027 | 4079 | MW | 567.4934 | 724.7039 | 928.4929 | 286.7663 | -450.7929 | -496.1186 | -559.0784 | -967.5064 | -201.1733 | -170.762 | 12.8877 | 16.4579 | 16.8341 | 5.4965
2027 | 4080 | MW | 525.4569 | 671.0221 | 859.7157 | 265.5244 | -377.6914 | -420.6223 | -474.0013 | -810.6135 | -170.2236 | -144.7764 | 12.8877 | 16.4579 | 16.8341 | 4.1224
2027 | 4081 | MW | 469.4081 | 599.4464 | 779.4755 | 237.2018 | -328.957 | -366.6964 | -413.2319 | -706.0182 | -149.5904 | -126.2154 | 8.5918 | 10.9719 | 16.8341 | 6.8707
2027 | 4082 | MW | 413.3594 | 527.8707 | 676.3097 | 205.3389 | -304.5898 | -345.126 | -388.9241 | -653.7205 | -139.2738 | -118.7909 | 6.4438 | 8.2289 | 16.8341 | 5.4965
2027 | 4083 | MW | 357.3107 | 456.295 | 584.6066 | 177.0163 | -292.4062 | -334.3408 | -376.7702 | -627.5717 | -134.1155 | -115.0787 | 4.2959 | 5.486 | 16.8341 | 5.4965
2027 | 4084 | MW | 315.2741 | 402.6133 | 527.2923 | 155.7743 | -292.4062 | -323.5556 | -364.6164 | -627.5717 | -134.1155 | -111.3665 | 4.2959 | 5.486 | 16.8341 | 4.1224
2027 | 4085 | MW | 287.2497 | 366.8254 | 469.9779 | 138.0727 | -292.4062 | -291.2 | -328.1547 | -627.5717 | -139.2738 | -100.2298 | 4.2959 | 5.486 | 16.8341 | 4.1224
2027 | 4086 | MW | 259.2254 | 331.0376 | 424.1264 | 127.4517 | -304.5898 | -312.7704 | -352.4625 | -653.7205 | -149.5904 | -107.6543 | 4.2959 | 5.486 | 16.8341 | 4.1224
2027 | 4087 | MW | 231.201 | 295.2497 | 366.812 | 116.8307 | -365.5078 | -355.9112 | -401.078 | -784.4646 | -170.2236 | -122.5031 | 4.2959 | 5.486 | 16.8341 | 2.7483
2027 | 4088 | MW | 203.1767 | 259.4619 | 332.4234 | 106.2098 | -426.4258 | -409.8371 | -461.8474 | -915.2087 | -196.015 | -141.0642 | 4.2959 | 5.486 | 16.8341 | 2.7483
2027 | 4089 | MW | 189.1645 | 241.568 | 309.4976 | 99.1291 | -487.3437 | -474.5482 | -534.7707 | -1045.9528 | -221.8064 | -163.3375 | 4.2959 | 5.486 | 16.8341 | 2.7483
2027 | 4090 | MW | 203.1767 | 259.4619 | 320.9605 | 106.2098 | -548.2617 | -528.4742 | -595.54 | -1176.6969 | -242.4396 | -181.8986 | 6.4438 | 8.2289 | 16.8341 | 2.7483
2027 | 4091 | MW | 231.201 | 295.2497 | 378.2749 | 120.3711 | -596.9961 | -571.6149 | -644.1556 | -1281.2922 | -257.9145 | -196.7475 | 6.4438 | 8.2289 | 16.8341 | 2.7483
2027 | 4092 | MW | 280.2437 | 357.8785 | 458.515 | 141.613 | -633.5468 | -603.9705 | -680.6172 | -1359.7387 | -273.3893 | -207.8841 | 6.4438 | 8.2289 | 16.8341 | 4.1224
2027 | 4093 | MW | 322.2802 | 411.5602 | 527.2923 | 162.855 | -670.0976 | -636.326 | -717.0788 | -1438.1852 | -283.7059 | -219.0208 | 6.4438 | 8.2289 | 16.8341 | 4.1224
2027 | 4094 | MW | 343.2985 | 438.4011 | 561.6809 | 177.0163 | -706.6484 | -668.6816 | -753.5405 | -1516.6316 | -294.0225 | -230.1574 | 6.4438 | 8.2289 | 16.8341 | 4.1224
2027 | 4095 | MW | 147.1279 | 187.8862 | 229.2575 | 74.3468 | -731.0156 | -690.252 | -777.8482 | -1568.9293 | -304.3391 | -237.5819 | 6.4438 | 8.2289 | 16.8341 | 4.1224
2027 | 4096 | MW | 161.1401 | 205.7801 | 263.6461 | 84.9678 | -743.1992 | -711.8223 | -802.156 | -1595.0781 | -309.4974 | -245.0063 | -2.1479 | -2.743 | -16.8341 | 1.3741
2027 | 4097 | MW | 182.1584 | 232.621 | 286.5719 | 95.5888 | -743.1992 | -722.6075 | -814.3099 | -1595.0781 | -314.6557 | -248.7185 | -42.9589 | -54.8597 | -151.5073 | -10.9931
2027 | 4098 | MW | 182.1584 | 232.621 | 298.0348 | 95.5888 | -718.832 | -722.6075 | -814.3099 | -1542.7804 | -309.4974 | -248.7185 | -47.2548 | -60.3456 | -151.5073 | -12.3672
2027 | 4099 | MW | 196.1706 | 250.5149 | 309.4976 | 102.6694 | -670.0976 | -690.252 | -777.8482 | -1438.1852 | -294.0225 | -237.5819 | -51.5507 | -65.8316 | -151.5073 | -12.3672
2027 | 4100 | MW | 630.5482 | 805.2265 | 1031.6588 | 311.5486 | -657.914 | -668.6816 | -753.5405 | -1412.0363 | -283.7059 | -230.1574 | -55.8466 | -71.3176 | -151.5073 | -13.7413
2027 | 4101 | MW | 630.5482 | 805.2265 | 1031.6588 | 311.5486 | -621.3632 | -647.1112 | -729.2327 | -1333.5899 | -273.3893 | -222.733 | -55.8466 | -71.3176 | -168.3415 | -13.7413
2027 | 4102 | MW | 609.53 | 778.3856 | 1008.733 | 304.468 | -548.2617 | -571.6149 | -644.1556 | -1176.6969 | -242.4396 | -196.7475 | -2.1479 | -2.743 | -16.8341 | 1.3741
2027 | 4103 | MW | 588.5117 | 751.5448 | 962.8815 | 293.847 | -462.9765 | -485.3334 | -546.9245 | -993.6552 | -206.3316 | -167.0497 | 10.7397 | 13.7149 | 16.8341 | 5.4965
2027 | 4104 | MW | 546.4751 | 697.863 | 894.1043 | 272.605 | -389.875 | -409.8371 | -461.8474 | -836.7623 | -175.3818 | -141.0642 | 8.5918 | 10.9719 | 16.8341 | 4.1224
2027 | 4105 | MW | 490.4264 | 626.2873 | 802.4013 | 247.8228 | -377.6914 | -377.4815 | -425.3857 | -810.6135 | -165.0653 | -129.9276 | 10.7397 | 13.7149 | 16.8341 | 8.2448
2027 | 4106 | MW | 434.3777 | 554.7116 | 710.6983 | 215.9598 | -341.1406 | -355.9112 | -401.078 | -732.167 | -154.7487 | -122.5031 | 10.7397 | 13.7149 | 16.8341 | 6.8707
2027 | 4107 | MW | 378.3289 | 483.1359 | 618.9953 | 187.6372 | -328.957 | -345.126 | -388.9241 | -706.0182 | -149.5904 | -118.7909 | 8.5918 | 10.9719 | 16.8341 | 5.4965
2027 | 4108 | MW | 329.2863 | 420.5072 | 538.7551 | 162.855 | -328.957 | -345.126 | -388.9241 | -706.0182 | -149.5904 | -118.7909 | 6.4438 | 8.2289 | 16.8341 | 5.4965
2027 | 4109 | MW | 287.2497 | 366.8254 | 469.9779 | 141.613 | -328.957 | -312.7704 | -352.4625 | -706.0182 | -159.907 | -107.6543 | 6.4438 | 8.2289 | 16.8341 | 5.4965
2027 | 4110 | MW | 245.2132 | 313.1436 | 412.6635 | 120.3711 | -389.875 | -366.6964 | -413.2319 | -836.7623 | -180.5401 | -126.2154 | 6.4438 | 8.2289 | 16.8341 | 5.4965
2027 | 4111 | MW | 210.1827 | 268.4088 | 343.8863 | 106.2098 | -511.7109 | -485.3334 | -546.9245 | -1098.2505 | -232.123 | -167.0497 | 6.4438 | 8.2289 | 16.8341 | 2.7483
2027 | 4112 | MW | 189.1645 | 241.568 | 320.9605 | 95.5888 | -657.914 | -614.7556 | -692.7711 | -1412.0363 | -288.8642 | -211.5963 | 6.4438 | 8.2289 | 16.8341 | 2.7483
2027 | 4113 | MW | 175.1523 | 223.674 | 298.0348 | 84.9678 | -779.7499 | -733.3927 | -826.4637 | -1673.5245 | -335.2888 | -252.4307 | 6.4438 | 8.2289 | 16.8341 | 2.7483
2027 | 4114 | MW | 161.1401 | 205.7801 | 275.109 | 81.4275 | -877.2187 | -808.889 | -911.5409 | -1882.7151 | -371.3968 | -278.4162 | 6.4438 | 8.2289 | 16.8341 | 2.7483
2027 | 4115 | MW | 161.1401 | 205.7801 | 275.109 | 81.4275 | -950.3202 | -873.6001 | -984.4642 | -2039.608 | -397.1883 | -300.6895 | 8.5918 | 10.9719 | 16.8341 | 4.1224
2027 | 4116 | MW | 196.1706 | 250.5149 | 309.4976 | 99.1291 | -986.871 | -905.9557 | -1020.9258 | -2118.0545 | -412.6632 | -311.8262 | 8.5918 | 10.9719 | 16.8341 | 4.1224
2027 | 4117 | MW | 217.1888 | 277.3558 | 355.3491 | 113.2904 | -1023.4218 | -927.5261 | -1045.2336 | -2196.501 | -417.8214 | -319.2506 | 10.7397 | 13.7149 | 33.6683 | 4.1224
2027 | 4118 | MW | 245.2132 | 313.1436 | 401.2006 | 127.4517 | -1047.789 | -949.0964 | -1069.5413 | -2248.7986 | -428.138 | -326.6751 | 10.7397 | 13.7149 | 33.6683 | 4.1224
2027 | 4119 | MW | 294.2558 | 375.7724 | 481.4408 | 152.234 | -1059.9726 | -970.6668 | -1093.8491 | -2274.9474 | -433.2963 | -334.0995 | 12.8877 | 16.4579 | 33.6683 | 4.1224
2027 | 4120 | MW | 161.1401 | 205.7801 | 252.1833 | 84.9678 | -1072.1562 | -981.452 | -1106.0029 | -2301.0962 | -433.2963 | -337.8117 | -2.1479 | -2.743 | -16.8341 | 0
2027 | 4121 | MW | 196.1706 | 250.5149 | 309.4976 | 102.6694 | -1047.789 | -970.6668 | -1093.8491 | -2248.7986 | -433.2963 | -334.0995 | -68.7343 | -87.7755 | -235.678 | -16.4896
2027 | 4122 | MW | 224.1949 | 286.3028 | 366.812 | 116.8307 | -974.6874 | -916.7409 | -1033.0797 | -2091.9057 | -402.3466 | -315.5384 | -73.0302 | -93.2614 | -252.5122 | -17.8637
2027 | 4123 | MW | 238.2071 | 304.1967 | 389.7378 | 123.9114 | -852.8515 | -819.6742 | -923.6948 | -1830.4175 | -355.922 | -282.1285 | -77.3261 | -98.7474 | -252.5122 | -17.8637
2027 | 4124 | MW | 238.2071 | 304.1967 | 389.7378 | 123.9114 | -779.7499 | -765.7483 | -862.9254 | -1673.5245 | -324.9722 | -263.5674 | -77.3261 | -98.7474 | -235.678 | -19.2379
2027 | 4125 | MW | 700.6091 | 894.6961 | 1134.8247 | 354.0325 | -718.832 | -711.8223 | -802.156 | -1542.7804 | -299.1808 | -245.0063 | -75.1781 | -96.0044 | -235.678 | -17.8637
2027 | 4126 | MW | 700.6091 | 894.6961 | 1146.2875 | 350.4922 | -621.3632 | -625.5408 | -704.925 | -1333.5899 | -263.0728 | -215.3086 | -2.1479 | -2.743 | -16.8341 | 1.3741
2027 | 4127 | MW | 665.5787 | 849.9613 | 1088.9732 | 332.7906 | -523.8945 | -528.4742 | -595.54 | -1124.3993 | -221.8064 | -181.8986 | 15.0356 | 19.2009 | 33.6683 | 5.4965
2027 | 4128 | MW | 616.536 | 787.3326 | 1008.733 | 304.468 | -438.6093 | -452.9778 | -510.4629 | -941.3576 | -185.6984 | -155.9131 | 12.8877 | 16.4579 | 33.6683 | 4.1224
2027 | 4129 | MW | 560.4873 | 715.7569 | 917.03 | 276.1454 | -377.6914 | -399.0519 | -449.6935 | -810.6135 | -165.0653 | -137.352 | 12.8877 | 16.4579 | 16.8341 | 9.6189
2027 | 4130 | MW | 490.4264 | 626.2873 | 802.4013 | 244.2824 | -353.3242 | -366.6964 | -413.2319 | -758.3158 | -154.7487 | -126.2154 | 10.7397 | 13.7149 | 16.8341 | 6.8707
2027 | 4131 | MW | 420.3655 | 536.8177 | 687.7725 | 208.8792 | -341.1406 | -355.9112 | -401.078 | -732.167 | -149.5904 | -122.5031 | 8.5918 | 10.9719 | 16.8341 | 6.8707
2027 | 4132 | MW | 357.3107 | 456.295 | 584.6066 | 173.4759 | -341.1406 | -355.9112 | -401.078 | -732.167 | -149.5904 | -122.5031 | 6.4438 | 8.2289 | 16.8341 | 5.4965
2027 | 4133 | MW | 294.2558 | 375.7724 | 492.9036 | 145.1533 | -341.1406 | -323.5556 | -364.6164 | -732.167 | -159.907 | -111.3665 | 6.4438 | 8.2289 | 16.8341 | 5.4965
2027 | 4134 | MW | 245.2132 | 313.1436 | 412.6635 | 120.3711 | -389.875 | -377.4815 | -425.3857 | -836.7623 | -180.5401 | -129.9276 | 6.4438 | 8.2289 | 16.8341 | 5.4965
2027 | 4135 | MW | 196.1706 | 250.5149 | 320.9605 | 95.5888 | -511.7109 | -474.5482 | -534.7707 | -1098.2505 | -226.9647 | -163.3375 | 6.4438 | 8.2289 | 16.8341 | 2.7483
2027 | 4136 | MW | 175.1523 | 223.674 | 286.5719 | 92.0485 | -657.914 | -603.9705 | -680.6172 | -1412.0363 | -283.7059 | -207.8841 | 6.4438 | 8.2289 | 16.8341 | 2.7483
2027 | 4137 | MW | 147.1279 | 187.8862 | 252.1833 | 77.8872 | -767.5664 | -722.6075 | -814.3099 | -1647.3757 | -324.9722 | -248.7185 | 8.5918 | 10.9719 | 16.8341 | 2.7483
2027 | 4138 | MW | 140.1218 | 178.9392 | 229.2575 | 70.8065 | -865.0351 | -798.1038 | -899.387 | -1856.5663 | -361.0803 | -274.704 | 8.5918 | 10.9719 | 16.8341 | 4.1224
2027 | 4139 | MW | 147.1279 | 187.8862 | 240.7204 | 77.8872 | -950.3202 | -862.8149 | -972.3103 | -2039.608 | -392.03 | -296.9773 | 8.5918 | 10.9719 | 16.8341 | 4.1224
2027 | 4140 | MW | 175.1523 | 223.674 | 286.5719 | 92.0485 | -999.0546 | -895.1705 | -1008.7719 | -2144.2033 | -402.3466 | -308.114 | 10.7397 | 13.7149 | 16.8341 | 4.1224
2027 | 4141 | MW | 203.1767 | 259.4619 | 332.4234 | 102.6694 | -1023.4218 | -927.5261 | -1045.2336 | -2196.501 | -402.3466 | -319.2506 | 10.7397 | 13.7149 | 33.6683 | 4.1224
2027 | 4142 | MW | 231.201 | 295.2497 | 378.2749 | 116.8307 | -1035.6054 | -959.8816 | -1081.6952 | -2222.6498 | -407.5049 | -330.3873 | 12.8877 | 16.4579 | 33.6683 | 5.4965
2027 | 4143 | MW | 280.2437 | 357.8785 | 458.515 | 145.1533 | -1047.789 | -970.6668 | -1093.8491 | -2248.7986 | -412.6632 | -334.0995 | 12.8877 | 16.4579 | 33.6683 | 5.4965
2027 | 4144 | MW | 154.134 | 196.8331 | 252.1833 | 81.4275 | -1035.6054 | -981.452 | -1106.0029 | -2222.6498 | -412.6632 | -337.8117 | 0 | 0 | -16.8341 | 1.3741
2027 | 4145 | MW | 196.1706 | 250.5149 | 309.4976 | 102.6694 | -1011.2382 | -970.6668 | -1093.8491 | -2170.3521 | -407.5049 | -334.0995 | -62.2904 | -79.5465 | -235.678 | -15.1155
2027 | 4146 | MW | 224.1949 | 286.3028 | 366.812 | 116.8307 | -925.9531 | -905.9557 | -1020.9258 | -1987.3104 | -376.5551 | -311.8262 | -68.7343 | -87.7755 | -252.5122 | -16.4896
2027 | 4147 | MW | 238.2071 | 304.1967 | 389.7378 | 123.9114 | -804.1171 | -798.1038 | -899.387 | -1725.8222 | -330.1305 | -274.704 | -70.8822 | -90.5184 | -252.5122 | -17.8637
2027 | 4148 | MW | 238.2071 | 304.1967 | 389.7378 | 123.9114 | -731.0156 | -754.9631 | -850.7715 | -1568.9293 | -304.3391 | -259.8552 | -73.0302 | -93.2614 | -235.678 | -19.2379
2027 | 4149 | MW | 686.597 | 876.8022 | 1123.3618 | 346.9519 | -670.0976 | -711.8223 | -802.156 | -1438.1852 | -288.8642 | -245.0063 | -73.0302 | -93.2614 | -235.678 | -20.612
2027 | 4150 | MW | 686.597 | 876.8022 | 1123.3618 | 346.9519 | -584.8125 | -625.5408 | -704.925 | -1255.1434 | -252.7562 | -215.3086 | 0 | 0 | -16.8341 | 1.3741
2027 | 4151 | MW | 651.5665 | 832.0674 | 1066.0474 | 325.7099 | -499.5273 | -528.4742 | -595.54 | -1072.1017 | -211.4899 | -181.8986 | 17.1836 | 21.9439 | 33.6683 | 6.8707
2027 | 4152 | MW | 595.5178 | 760.4917 | 974.3444 | 297.3873 | -414.2422 | -452.9778 | -510.4629 | -889.0599 | -180.5401 | -155.9131 | 15.0356 | 19.2009 | 16.8341 | 5.4965
2027 | 4153 | MW | 539.469 | 688.916 | 882.6414 | 265.5244 | -365.5078 | -399.0519 | -449.6935 | -784.4646 | -159.907 | -137.352 | 12.8877 | 16.4579 | 16.8341 | 8.2448
2027 | 4154 | MW | 469.4081 | 599.4464 | 768.0127 | 233.6615 | -341.1406 | -366.6964 | -413.2319 | -732.167 | -149.5904 | -126.2154 | 8.5918 | 10.9719 | 16.8341 | 6.8707
2027 | 4155 | MW | 392.3411 | 501.0298 | 641.921 | 194.7179 | -328.957 | -355.9112 | -401.078 | -706.0182 | -144.4321 | -122.5031 | 8.5918 | 10.9719 | 16.8341 | 5.4965
2027 | 4156 | MW | 329.2863 | 420.5072 | 538.7551 | 162.855 | -341.1406 | -355.9112 | -401.078 | -732.167 | -149.5904 | -122.5031 | 6.4438 | 8.2289 | 16.8341 | 5.4965
2027 | 4157 | MW | 273.2376 | 348.9315 | 447.0521 | 130.992 | -341.1406 | -323.5556 | -364.6164 | -732.167 | -154.7487 | -111.3665 | 6.4438 | 8.2289 | 16.8341 | 5.4965
2027 | 4158 | MW | 224.1949 | 286.3028 | 366.812 | 109.7501 | -389.875 | -377.4815 | -425.3857 | -836.7623 | -180.5401 | -129.9276 | 6.4438 | 8.2289 | 16.8341 | 5.4965
2027 | 4159 | MW | 175.1523 | 223.674 | 286.5719 | 88.5081 | -511.7109 | -474.5482 | -534.7707 | -1098.2505 | -221.8064 | -163.3375 | 6.4438 | 8.2289 | 16.8341 | 2.7483
2027 | 4160 | MW | 161.1401 | 205.7801 | 263.6461 | 84.9678 | -645.7304 | -603.9705 | -680.6172 | -1385.8875 | -278.5476 | -207.8841 | 6.4438 | 8.2289 | 16.8341 | 2.7483
2027 | 4161 | MW | 140.1218 | 178.9392 | 229.2575 | 74.3468 | -755.3828 | -701.0371 | -790.0021 | -1621.2269 | -324.9722 | -241.2941 | 6.4438 | 8.2289 | 16.8341 | 2.7483
2027 | 4162 | MW | 133.1157 | 169.9923 | 217.7946 | 70.8065 | -840.6679 | -776.5335 | -875.0793 | -1804.2686 | -355.922 | -267.2796 | 6.4438 | 8.2289 | 16.8341 | 2.7483
2027 | 4163 | MW | 140.1218 | 178.9392 | 229.2575 | 70.8065 | -913.7695 | -841.2446 | -948.0025 | -1961.1616 | -381.7134 | -289.5529 | 8.5918 | 10.9719 | 16.8341 | 4.1224
2027 | 4164 | MW | 175.1523 | 223.674 | 286.5719 | 92.0485 | -962.5038 | -873.6001 | -984.4642 | -2065.7569 | -392.03 | -300.6895 | 8.5918 | 10.9719 | 33.6683 | 4.1224
2027 | 4165 | MW | 196.1706 | 250.5149 | 320.9605 | 99.1291 | -1011.2382 | -905.9557 | -1020.9258 | -2170.3521 | -397.1883 | -311.8262 | 8.5918 | 10.9719 | 33.6683 | 4.1224
2027 | 4166 | MW | 224.1949 | 286.3028 | 366.812 | 116.8307 | -1035.6054 | -927.5261 | -1045.2336 | -2222.6498 | -407.5049 | -319.2506 | 10.7397 | 13.7149 | 33.6683 | 4.1224
2027 | 4167 | MW | 280.2437 | 357.8785 | 458.515 | 145.1533 | -1047.789 | -949.0964 | -1069.5413 | -2248.7986 | -412.6632 | -326.6751 | 10.7397 | 13.7149 | 33.6683 | 4.1224
2027 | 4168 | MW | 161.1401 | 205.7801 | 263.6461 | 81.4275 | -1047.789 | -949.0964 | -1069.5413 | -2248.7986 | -417.8214 | -326.6751 | 0 | 0 | -16.8341 | 1.3741
2027 | 4169 | MW | 196.1706 | 250.5149 | 320.9605 | 102.6694 | -1035.6054 | -938.3113 | -1057.3874 | -2222.6498 | -422.9797 | -322.9628 | -55.8466 | -71.3176 | -252.5122 | -16.4896
2027 | 4170 | MW | 231.201 | 295.2497 | 366.812 | 116.8307 | -962.5038 | -884.3853 | -996.618 | -2065.7569 | -392.03 | -304.4018 | -62.2904 | -79.5465 | -269.3463 | -17.8637
2027 | 4171 | MW | 245.2132 | 313.1436 | 389.7378 | 123.9114 | -840.6679 | -787.3186 | -887.2331 | -1804.2686 | -345.6054 | -270.9918 | -66.5863 | -85.0325 | -269.3463 | -17.8637
2027 | 4172 | MW | 238.2071 | 304.1967 | 389.7378 | 123.9114 | -755.3828 | -733.3927 | -826.4637 | -1621.2269 | -314.6557 | -252.4307 | -70.8822 | -90.5184 | -252.5122 | -19.2379
2027 | 4173 | MW | 679.5909 | 867.8553 | 1100.436 | 343.4115 | -682.2812 | -701.0371 | -790.0021 | -1464.334 | -288.8642 | -241.2941 | -70.8822 | -90.5184 | -235.678 | -17.8637
2027 | 4174 | MW | 679.5909 | 867.8553 | 1111.8989 | 343.4115 | -596.9961 | -614.7556 | -692.7711 | -1281.2922 | -252.7562 | -211.5963 | 0 | 0 | -16.8341 | 1.3741
2027 | 4175 | MW | 644.5604 | 823.1204 | 1054.5845 | 322.1696 | -499.5273 | -528.4742 | -595.54 | -1072.1017 | -216.6482 | -181.8986 | 15.0356 | 19.2009 | 33.6683 | 5.4965
2027 | 4176 | MW | 588.5117 | 751.5448 | 962.8815 | 293.847 | -414.2422 | -452.9778 | -510.4629 | -889.0599 | -180.5401 | -155.9131 | 15.0356 | 19.2009 | 33.6683 | 5.4965
2027 | 4177 | MW | 532.4629 | 679.9691 | 871.1785 | 261.9841 | -365.5078 | -399.0519 | -449.6935 | -784.4646 | -159.907 | -137.352 | 17.1836 | 21.9439 | 33.6683 | 8.2448
2027 | 4178 | MW | 462.402 | 590.4994 | 756.5498 | 230.1211 | -341.1406 | -377.4815 | -425.3857 | -732.167 | -149.5904 | -129.9276 | 10.7397 | 13.7149 | 33.6683 | 6.8707
2027 | 4179 | MW | 385.335 | 492.0829 | 630.4582 | 191.1776 | -328.957 | -355.9112 | -401.078 | -706.0182 | -144.4321 | -122.5031 | 8.5918 | 10.9719 | 16.8341 | 5.4965
2027 | 4180 | MW | 322.2802 | 411.5602 | 527.2923 | 159.3146 | -328.957 | -355.9112 | -401.078 | -706.0182 | -149.5904 | -122.5031 | 8.5918 | 10.9719 | 16.8341 | 5.4965
2027 | 4181 | MW | 266.2315 | 339.9845 | 435.5893 | 127.4517 | -341.1406 | -323.5556 | -364.6164 | -732.167 | -154.7487 | -111.3665 | 6.4438 | 8.2289 | 16.8341 | 5.4965
2027 | 4182 | MW | 217.1888 | 277.3558 | 355.3491 | 102.6694 | -389.875 | -377.4815 | -425.3857 | -836.7623 | -180.5401 | -129.9276 | 6.4438 | 8.2289 | 16.8341 | 5.4965
2027 | 4183 | MW | 168.1462 | 214.7271 | 275.109 | 88.5081 | -499.5273 | -474.5482 | -534.7707 | -1072.1017 | -226.9647 | -163.3375 | 6.4438 | 8.2289 | 16.8341 | 2.7483
2027 | 4184 | MW | 154.134 | 196.8331 | 263.6461 | 81.4275 | -645.7304 | -593.1853 | -668.4633 | -1385.8875 | -278.5476 | -204.1719 | 6.4438 | 8.2289 | 16.8341 | 2.7483
2027 | 4185 | MW | 133.1157 | 169.9923 | 229.2575 | 70.8065 | -755.3828 | -701.0371 | -790.0021 | -1621.2269 | -324.9722 | -241.2941 | 8.5918 | 10.9719 | 16.8341 | 2.7483
2027 | 4186 | MW | 126.1096 | 161.0453 | 217.7946 | 70.8065 | -852.8515 | -776.5335 | -875.0793 | -1830.4175 | -355.922 | -267.2796 | 8.5918 | 10.9719 | 33.6683 | 2.7483
2027 | 4187 | MW | 140.1218 | 178.9392 | 229.2575 | 74.3468 | -950.3202 | -830.4594 | -935.8486 | -2039.608 | -386.8717 | -285.8407 | 8.5918 | 10.9719 | 33.6683 | 4.1224
2027 | 4188 | MW | 175.1523 | 223.674 | 275.109 | 88.5081 | -1011.2382 | -873.6001 | -984.4642 | -2170.3521 | -397.1883 | -300.6895 | 10.7397 | 13.7149 | 33.6683 | 4.1224
2027 | 4189 | MW | 196.1706 | 250.5149 | 320.9605 | 99.1291 | -1047.789 | -916.7409 | -1033.0797 | -2248.7986 | -402.3466 | -315.5384 | 10.7397 | 13.7149 | 33.6683 | 4.1224
2027 | 4190 | MW | 224.1949 | 286.3028 | 366.812 | 116.8307 | -1084.3398 | -959.8816 | -1081.6952 | -2327.2451 | -412.6632 | -330.3873 | 12.8877 | 16.4579 | 50.5024 | 4.1224
2027 | 4191 | MW | 280.2437 | 357.8785 | 458.515 | 141.613 | -1108.707 | -970.6668 | -1093.8491 | -2379.5427 | -422.9797 | -334.0995 | 15.0356 | 19.2009 | 50.5024 | 5.4965
2027 | 4192 | MW | 161.1401 | 205.7801 | 263.6461 | 81.4275 | -1096.5234 | -970.6668 | -1093.8491 | -2353.3939 | -428.138 | -334.0995 | 0 | 0 | -16.8341 | 1.3741
2027 | 4193 | MW | 196.1706 | 250.5149 | 320.9605 | 102.6694 | -1072.1562 | -959.8816 | -1081.6952 | -2301.0962 | -428.138 | -330.3873 | -73.0302 | -93.2614 | -286.1805 | -17.8637
2027 | 4194 | MW | 231.201 | 295.2497 | 366.812 | 116.8307 | -999.0546 | -905.9557 | -1020.9258 | -2144.2033 | -397.1883 | -311.8262 | -77.3261 | -98.7474 | -286.1805 | -17.8637
2027 | 4195 | MW | 245.2132 | 313.1436 | 401.2006 | 123.9114 | -852.8515 | -798.1038 | -899.387 | -1830.4175 | -340.4471 | -274.704 | -83.7699 | -106.9763 | -286.1805 | -19.2379
2027 | 4196 | MW | 238.2071 | 304.1967 | 389.7378 | 123.9114 | -755.3828 | -754.9631 | -850.7715 | -1621.2269 | -309.4974 | -259.8552 | -85.9178 | -109.7193 | -269.3463 | -17.8637
2027 | 4197 | MW | 679.5909 | 867.8553 | 1111.8989 | 343.4115 | -682.2812 | -711.8223 | -802.156 | -1464.334 | -288.8642 | -245.0063 | -85.9178 | -109.7193 | -269.3463 | -17.8637
2027 | 4198 | MW | 686.597 | 876.8022 | 1123.3618 | 339.8712 | -596.9961 | -625.5408 | -704.925 | -1281.2922 | -252.7562 | -215.3086 | 0 | 0 | 0 | 1.3741
2027 | 4199 | MW | 644.5604 | 823.1204 | 1066.0474 | 318.6293 | -499.5273 | -528.4742 | -595.54 | -1072.1017 | -211.4899 | -181.8986 | 21.4795 | 27.4298 | 50.5024 | 5.4965
2027 | 4200 | MW | 588.5117 | 751.5448 | 974.3444 | 290.3067 | -414.2422 | -452.9778 | -510.4629 | -889.0599 | -180.5401 | -155.9131 | 19.3315 | 24.6868 | 33.6683 | 4.1224
2027 | 4201 | MW | 532.4629 | 679.9691 | 871.1785 | 261.9841 | -365.5078 | -399.0519 | -449.6935 | -784.4646 | -159.907 | -137.352 | 10.7397 | 13.7149 | 16.8341 | 8.2448
2027 | 4202 | MW | 462.402 | 590.4994 | 756.5498 | 226.5808 | -341.1406 | -366.6964 | -413.2319 | -732.167 | -149.5904 | -126.2154 | 8.5918 | 10.9719 | 16.8341 | 5.4965
2027 | 4203 | MW | 378.3289 | 483.1359 | 618.9953 | 191.1776 | -328.957 | -355.9112 | -401.078 | -706.0182 | -144.4321 | -122.5031 | 6.4438 | 8.2289 | 16.8341 | 5.4965
2027 | 4204 | MW | 315.2741 | 402.6133 | 515.8294 | 155.7743 | -328.957 | -355.9112 | -401.078 | -706.0182 | -144.4321 | -122.5031 | 6.4438 | 8.2289 | 16.8341 | 4.1224
2027 | 4205 | MW | 259.2254 | 331.0376 | 424.1264 | 127.4517 | -341.1406 | -323.5556 | -364.6164 | -732.167 | -154.7487 | -111.3665 | 6.4438 | 8.2289 | 16.8341 | 4.1224
2027 | 4206 | MW | 210.1827 | 268.4088 | 343.8863 | 102.6694 | -389.875 | -377.4815 | -425.3857 | -836.7623 | -175.3818 | -129.9276 | 4.2959 | 5.486 | 16.8341 | 4.1224
2027 | 4207 | MW | 168.1462 | 214.7271 | 275.109 | 84.9678 | -499.5273 | -474.5482 | -534.7707 | -1072.1017 | -221.8064 | -163.3375 | 4.2959 | 5.486 | 16.8341 | 2.7483
2027 | 4208 | MW | 154.134 | 196.8331 | 263.6461 | 81.4275 | -633.5468 | -593.1853 | -668.4633 | -1359.7387 | -273.3893 | -204.1719 | 6.4438 | 8.2289 | 16.8341 | 2.7483
2027 | 4209 | MW | 133.1157 | 169.9923 | 229.2575 | 70.8065 | -755.3828 | -701.0371 | -790.0021 | -1621.2269 | -314.6557 | -241.2941 | 6.4438 | 8.2289 | 16.8341 | 2.7483
2027 | 4210 | MW | 133.1157 | 169.9923 | 217.7946 | 70.8065 | -840.6679 | -765.7483 | -862.9254 | -1804.2686 | -340.4471 | -263.5674 | 6.4438 | 8.2289 | 16.8341 | 2.7483
2027 | 4211 | MW | 140.1218 | 178.9392 | 229.2575 | 74.3468 | -925.9531 | -830.4594 | -935.8486 | -1987.3104 | -361.0803 | -285.8407 | 6.4438 | 8.2289 | 16.8341 | 2.7483
2027 | 4212 | MW | 168.1462 | 214.7271 | 275.109 | 88.5081 | -986.871 | -873.6001 | -984.4642 | -2118.0545 | -376.5551 | -300.6895 | 8.5918 | 10.9719 | 33.6683 | 4.1224
2027 | 4213 | MW | 196.1706 | 250.5149 | 320.9605 | 102.6694 | -1011.2382 | -905.9557 | -1020.9258 | -2170.3521 | -381.7134 | -311.8262 | 8.5918 | 10.9719 | 33.6683 | 4.1224
2027 | 4214 | MW | 224.1949 | 286.3028 | 366.812 | 116.8307 | -1047.789 | -938.3113 | -1057.3874 | -2248.7986 | -392.03 | -322.9628 | 10.7397 | 13.7149 | 33.6683 | 4.1224
2027 | 4215 | MW | 280.2437 | 357.8785 | 458.515 | 141.613 | -1059.9726 | -959.8816 | -1081.6952 | -2274.9474 | -392.03 | -330.3873 | 10.7397 | 13.7149 | 33.6683 | 4.1224
2027 | 4216 | MW | 161.1401 | 205.7801 | 263.6461 | 84.9678 | -1059.9726 | -959.8816 | -1081.6952 | -2274.9474 | -386.8717 | -330.3873 | -2.1479 | -2.743 | -16.8341 | 0
2027 | 4217 | MW | 203.1767 | 259.4619 | 320.9605 | 106.2098 | -1047.789 | -949.0964 | -1069.5413 | -2248.7986 | -386.8717 | -326.6751 | -64.4384 | -82.2895 | -235.678 | -15.1155
2027 | 4218 | MW | 231.201 | 295.2497 | 378.2749 | 120.3711 | -962.5038 | -895.1705 | -1008.7719 | -2065.7569 | -355.922 | -308.114 | -70.8822 | -90.5184 | -252.5122 | -16.4896
2027 | 4219 | MW | 245.2132 | 313.1436 | 401.2006 | 127.4517 | -828.4843 | -798.1038 | -899.387 | -1778.1198 | -319.8139 | -274.704 | -75.1781 | -96.0044 | -252.5122 | -16.4896
2027 | 4220 | MW | 245.2132 | 313.1436 | 389.7378 | 127.4517 | -743.1992 | -754.9631 | -850.7715 | -1595.0781 | -294.0225 | -259.8552 | -77.3261 | -98.7474 | -235.678 | -17.8637
2027 | 4221 | MW | 679.5909 | 867.8553 | 1100.436 | 343.4115 | -670.0976 | -711.8223 | -802.156 | -1438.1852 | -278.5476 | -245.0063 | -77.3261 | -98.7474 | -235.678 | -17.8637
2027 | 4222 | MW | 672.5848 | 858.9083 | 1111.8989 | 339.8712 | -584.8125 | -625.5408 | -704.925 | -1255.1434 | -247.5979 | -215.3086 | -2.1479 | -2.743 | -16.8341 | 1.3741
2027 | 4223 | MW | 637.5543 | 814.1735 | 1043.1217 | 318.6293 | -487.3437 | -528.4742 | -595.54 | -1045.9528 | -211.4899 | -181.8986 | 15.0356 | 19.2009 | 33.6683 | 5.4965
2027 | 4224 | MW | 581.5056 | 742.5978 | 951.4187 | 290.3067 | -414.2422 | -452.9778 | -510.4629 | -889.0599 | -180.5401 | -155.9131 | 12.8877 | 16.4579 | 33.6683 | 5.4965
2027 | 4225 | MW | 525.4569 | 671.0221 | 859.7157 | 261.9841 | -341.1406 | -388.2667 | -437.5396 | -732.167 | -149.5904 | -133.6398 | 10.7397 | 13.7149 | 67.3366 | 8.2448
2027 | 4226 | MW | 455.3959 | 581.5525 | 745.0869 | 226.5808 | -316.7734 | -366.6964 | -413.2319 | -679.8693 | -139.2738 | -126.2154 | 6.4438 | 8.2289 | 50.5024 | 6.8707
2027 | 4227 | MW | 378.3289 | 483.1359 | 618.9953 | 187.6372 | -304.5898 | -355.9112 | -401.078 | -653.7205 | -139.2738 | -122.5031 | 6.4438 | 8.2289 | 50.5024 | 5.4965
2027 | 4228 | MW | 315.2741 | 402.6133 | 515.8294 | 155.7743 | -316.7734 | -345.126 | -388.9241 | -679.8693 | -139.2738 | -118.7909 | 6.4438 | 8.2289 | 50.5024 | 5.4965
2027 | 4229 | MW | 266.2315 | 339.9845 | 435.5893 | 130.992 | -304.5898 | -312.7704 | -352.4625 | -653.7205 | -144.4321 | -107.6543 | 4.2959 | 5.486 | 50.5024 | 5.4965
2027 | 4230 | MW | 231.201 | 295.2497 | 378.2749 | 113.2904 | -328.957 | -334.3408 | -376.7702 | -706.0182 | -154.7487 | -115.0787 | 4.2959 | 5.486 | 50.5024 | 5.4965
2027 | 4231 | MW | 203.1767 | 259.4619 | 332.4234 | 102.6694 | -402.0586 | -399.0519 | -449.6935 | -862.9111 | -185.6984 | -137.352 | 4.2959 | 5.486 | 50.5024 | 2.7483
2027 | 4232 | MW | 189.1645 | 241.568 | 298.0348 | 95.5888 | -487.3437 | -474.5482 | -534.7707 | -1045.9528 | -216.6482 | -163.3375 | 4.2959 | 5.486 | 50.5024 | 2.7483
2027 | 4233 | MW | 175.1523 | 223.674 | 286.5719 | 84.9678 | -584.8125 | -550.0445 | -619.8478 | -1255.1434 | -247.5979 | -189.323 | 4.2959 | 5.486 | 50.5024 | 4.1224
2027 | 4234 | MW | 189.1645 | 241.568 | 309.4976 | 99.1291 | -657.914 | -614.7556 | -692.7711 | -1412.0363 | -273.3893 | -211.5963 | 6.4438 | 8.2289 | 67.3366 | 4.1224
2027 | 4235 | MW | 224.1949 | 286.3028 | 355.3491 | 113.2904 | -706.6484 | -668.6816 | -753.5405 | -1516.6316 | -288.8642 | -230.1574 | 6.4438 | 8.2289 | 67.3366 | 4.1224
2027 | 4236 | MW | 273.2376 | 348.9315 | 435.5893 | 138.0727 | -755.3828 | -701.0371 | -790.0021 | -1621.2269 | -299.1808 | -241.2941 | 8.5918 | 10.9719 | 84.1707 | 4.1224
2027 | 4237 | MW | 315.2741 | 402.6133 | 504.3665 | 159.3146 | -791.9335 | -722.6075 | -814.3099 | -1699.6734 | -304.3391 | -248.7185 | 8.5918 | 10.9719 | 84.1707 | 4.1224
2027 | 4238 | MW | 350.3046 | 447.3481 | 573.1438 | 177.0163 | -804.1171 | -744.1779 | -838.6176 | -1725.8222 | -309.4974 | -256.1429 | 8.5918 | 10.9719 | 101.0049 | 4.1224
2027 | 4239 | MW | 147.1279 | 187.8862 | 240.7204 | 74.3468 | -828.4843 | -765.7483 | -862.9254 | -1778.1198 | -314.6557 | -263.5674 | 10.7397 | 13.7149 | 117.839 | 4.1224
2027 | 4240 | MW | 168.1462 | 214.7271 | 275.109 | 84.9678 | -828.4843 | -765.7483 | -862.9254 | -1778.1198 | -314.6557 | -263.5674 | -2.1479 | -2.743 | 67.3366 | 1.3741
2027 | 4241 | MW | 182.1584 | 232.621 | 298.0348 | 95.5888 | -828.4843 | -765.7483 | -862.9254 | -1778.1198 | -319.8139 | -263.5674 | -53.6986 | -68.5746 | -202.0097 | -12.3672
2027 | 4242 | MW | 196.1706 | 250.5149 | 320.9605 | 102.6694 | -779.7499 | -744.1779 | -838.6176 | -1673.5245 | -304.3391 | -256.1429 | -57.9945 | -74.0605 | -202.0097 | -12.3672
2027 | 4243 | MW | 196.1706 | 250.5149 | 320.9605 | 99.1291 | -706.6484 | -679.4668 | -765.6943 | -1516.6316 | -278.5476 | -233.8696 | -62.2904 | -79.5465 | -185.1756 | -13.7413
2027 | 4244 | MW | 616.536 | 787.3326 | 1020.1959 | 311.5486 | -657.914 | -668.6816 | -753.5405 | -1412.0363 | -268.2311 | -230.1574 | -64.4384 | -82.2895 | -185.1756 | -13.7413
2027 | 4245 | MW | 616.536 | 787.3326 | 1020.1959 | 308.0083 | -621.3632 | -647.1112 | -729.2327 | -1333.5899 | -257.9145 | -222.733 | -64.4384 | -82.2895 | -168.3415 | -13.7413
2027 | 4246 | MW | 602.5239 | 769.4387 | 985.8073 | 300.9276 | -548.2617 | -582.4001 | -656.3094 | -1176.6969 | -232.123 | -200.4597 | -2.1479 | -2.743 | 50.5024 | 1.3741
2027 | 4247 | MW | 574.4995 | 733.6508 | 939.9558 | 286.7663 | -462.9765 | -506.9038 | -571.2323 | -993.6552 | -201.1733 | -174.4742 | 12.8877 | 16.4579 | 101.0049 | 5.4965
2027 | 4248 | MW | 525.4569 | 671.0221 | 859.7157 | 265.5244 | -389.875 | -442.1927 | -498.309 | -836.7623 | -170.2236 | -152.2009 | 12.8877 | 16.4579 | 84.1707 | 4.1224
2027 | 4249 | MW | 476.4142 | 608.3934 | 779.4755 | 237.2018 | -341.1406 | -388.2667 | -437.5396 | -732.167 | -149.5904 | -133.6398 | 10.7397 | 13.7149 | 16.8341 | 6.8707
2027 | 4250 | MW | 413.3594 | 527.8707 | 676.3097 | 201.7985 | -316.7734 | -366.6964 | -413.2319 | -679.8693 | -139.2738 | -126.2154 | 8.5918 | 10.9719 | 16.8341 | 6.8707
2027 | 4251 | MW | 357.3107 | 456.295 | 584.6066 | 177.0163 | -304.5898 | -345.126 | -388.9241 | -653.7205 | -134.1155 | -118.7909 | 6.4438 | 8.2289 | 16.8341 | 5.4965
2027 | 4252 | MW | 315.2741 | 402.6133 | 515.8294 | 155.7743 | -304.5898 | -345.126 | -388.9241 | -653.7205 | -139.2738 | -118.7909 | 6.4438 | 8.2289 | 16.8341 | 5.4965
2027 | 4253 | MW | 280.2437 | 357.8785 | 458.515 | 138.0727 | -292.4062 | -301.9852 | -340.3086 | -627.5717 | -139.2738 | -103.9421 | 6.4438 | 8.2289 | 16.8341 | 5.4965
2027 | 4254 | MW | 245.2132 | 313.1436 | 401.2006 | 123.9114 | -316.7734 | -323.5556 | -364.6164 | -679.8693 | -149.5904 | -111.3665 | 6.4438 | 8.2289 | 16.8341 | 5.4965
2027 | 4255 | MW | 217.1888 | 277.3558 | 355.3491 | 109.7501 | -365.5078 | -366.6964 | -413.2319 | -784.4646 | -175.3818 | -126.2154 | 6.4438 | 8.2289 | 16.8341 | 2.7483
2027 | 4256 | MW | 196.1706 | 250.5149 | 320.9605 | 102.6694 | -426.4258 | -420.6223 | -474.0013 | -915.2087 | -196.015 | -144.7764 | 6.4438 | 8.2289 | 16.8341 | 2.7483
2027 | 4257 | MW | 189.1645 | 241.568 | 298.0348 | 99.1291 | -511.7109 | -474.5482 | -534.7707 | -1098.2505 | -216.6482 | -163.3375 | 6.4438 | 8.2289 | 16.8341 | 4.1224
2027 | 4258 | MW | 196.1706 | 250.5149 | 320.9605 | 102.6694 | -584.8125 | -539.2593 | -607.6939 | -1255.1434 | -242.4396 | -185.6108 | 6.4438 | 8.2289 | 16.8341 | 4.1224
2027 | 4259 | MW | 231.201 | 295.2497 | 378.2749 | 123.9114 | -657.914 | -582.4001 | -656.3094 | -1412.0363 | -257.9145 | -200.4597 | 6.4438 | 8.2289 | 16.8341 | 4.1224
2027 | 4260 | MW | 287.2497 | 366.8254 | 469.9779 | 145.1533 | -706.6484 | -603.9705 | -680.6172 | -1516.6316 | -268.2311 | -207.8841 | 8.5918 | 10.9719 | 16.8341 | 4.1224
2027 | 4261 | MW | 322.2802 | 411.5602 | 527.2923 | 162.855 | -743.1992 | -636.326 | -717.0788 | -1595.0781 | -278.5476 | -219.0208 | 8.5918 | 10.9719 | 33.6683 | 4.1224
2027 | 4262 | MW | 350.3046 | 447.3481 | 573.1438 | 177.0163 | -779.7499 | -668.6816 | -753.5405 | -1673.5245 | -288.8642 | -230.1574 | 8.5918 | 10.9719 | 33.6683 | 4.1224
2027 | 4263 | MW | 147.1279 | 187.8862 | 229.2575 | 74.3468 | -804.1171 | -690.252 | -777.8482 | -1725.8222 | -299.1808 | -237.5819 | 10.7397 | 13.7149 | 33.6683 | 4.1224
2027 | 4264 | MW | 161.1401 | 205.7801 | 263.6461 | 84.9678 | -816.3007 | -722.6075 | -814.3099 | -1751.971 | -309.4974 | -248.7185 | 0 | 0 | -16.8341 | 1.3741
2027 | 4265 | MW | 182.1584 | 232.621 | 298.0348 | 92.0485 | -828.4843 | -744.1779 | -838.6176 | -1778.1198 | -324.9722 | -256.1429 | -51.5507 | -65.8316 | -218.8439 | -12.3672
2027 | 4266 | MW | 189.1645 | 241.568 | 309.4976 | 95.5888 | -804.1171 | -733.3927 | -826.4637 | -1725.8222 | -319.8139 | -252.4307 | -55.8466 | -71.3176 | -235.678 | -12.3672
2027 | 4267 | MW | 189.1645 | 241.568 | 309.4976 | 95.5888 | -731.0156 | -701.0371 | -790.0021 | -1568.9293 | -304.3391 | -241.2941 | -57.9945 | -74.0605 | -235.678 | -13.7413
2027 | 4268 | MW | 609.53 | 778.3856 | 997.2702 | 308.0083 | -682.2812 | -690.252 | -777.8482 | -1464.334 | -288.8642 | -237.5819 | -60.1425 | -76.8035 | -218.8439 | -13.7413
2027 | 4269 | MW | 609.53 | 778.3856 | 997.2702 | 304.468 | -633.5468 | -668.6816 | -753.5405 | -1359.7387 | -273.3893 | -230.1574 | -60.1425 | -76.8035 | -218.8439 | -15.1155
2027 | 4270 | MW | 588.5117 | 751.5448 | 974.3444 | 290.3067 | -548.2617 | -593.1853 | -668.4633 | -1176.6969 | -242.4396 | -204.1719 | 0 | 0 | -16.8341 | 1.3741
2027 | 4271 | MW | 567.4934 | 724.7039 | 928.4929 | 279.6857 | -462.9765 | -517.689 | -583.3862 | -993.6552 | -206.3316 | -178.1864 | 12.8877 | 16.4579 | 33.6683 | 5.4965
2027 | 4272 | MW | 525.4569 | 671.0221 | 859.7157 | 258.4437 | -389.875 | -442.1927 | -498.309 | -836.7623 | -170.2236 | -152.2009 | 12.8877 | 16.4579 | 33.6683 | 4.1224
2027 | 4273 | MW | 469.4081 | 599.4464 | 768.0127 | 230.1211 | -365.5078 | -399.0519 | -449.6935 | -784.4646 | -159.907 | -137.352 | 10.7397 | 13.7149 | 33.6683 | 8.2448
2027 | 4274 | MW | 406.3533 | 518.9238 | 676.3097 | 198.2582 | -341.1406 | -377.4815 | -425.3857 | -732.167 | -149.5904 | -129.9276 | 8.5918 | 10.9719 | 16.8341 | 6.8707
2027 | 4275 | MW | 357.3107 | 456.295 | 584.6066 | 173.4759 | -328.957 | -355.9112 | -401.078 | -706.0182 | -149.5904 | -122.5031 | 8.5918 | 10.9719 | 16.8341 | 5.4965
2027 | 4276 | MW | 315.2741 | 402.6133 | 515.8294 | 152.234 | -328.957 | -355.9112 | -401.078 | -706.0182 | -149.5904 | -122.5031 | 6.4438 | 8.2289 | 16.8341 | 5.4965
2027 | 4277 | MW | 280.2437 | 357.8785 | 458.515 | 130.992 | -341.1406 | -334.3408 | -376.7702 | -732.167 | -159.907 | -115.0787 | 6.4438 | 8.2289 | 16.8341 | 5.4965
2027 | 4278 | MW | 238.2071 | 304.1967 | 401.2006 | 113.2904 | -389.875 | -377.4815 | -425.3857 | -836.7623 | -180.5401 | -129.9276 | 6.4438 | 8.2289 | 16.8341 | 5.4965
2027 | 4279 | MW | 203.1767 | 259.4619 | 332.4234 | 102.6694 | -511.7109 | -496.1186 | -559.0784 | -1098.2505 | -226.9647 | -170.762 | 6.4438 | 8.2289 | 16.8341 | 2.7483
2027 | 4280 | MW | 189.1645 | 241.568 | 309.4976 | 99.1291 | -657.914 | -625.5408 | -704.925 | -1412.0363 | -288.8642 | -215.3086 | 6.4438 | 8.2289 | 16.8341 | 2.7483
2027 | 4281 | MW | 168.1462 | 214.7271 | 286.5719 | 88.5081 | -779.7499 | -733.3927 | -826.4637 | -1673.5245 | -335.2888 | -252.4307 | 6.4438 | 8.2289 | 16.8341 | 2.7483
2027 | 4282 | MW | 161.1401 | 205.7801 | 263.6461 | 81.4275 | -877.2187 | -808.889 | -911.5409 | -1882.7151 | -371.3968 | -278.4162 | 6.4438 | 8.2289 | 33.6683 | 2.7483
2027 | 4283 | MW | 161.1401 | 205.7801 | 275.109 | 81.4275 | -962.5038 | -873.6001 | -984.4642 | -2065.7569 | -402.3466 | -300.6895 | 8.5918 | 10.9719 | 33.6683 | 4.1224
2027 | 4284 | MW | 196.1706 | 250.5149 | 320.9605 | 99.1291 | -1023.4218 | -905.9557 | -1020.9258 | -2196.501 | -412.6632 | -311.8262 | 8.5918 | 10.9719 | 33.6683 | 4.1224
2027 | 4285 | MW | 217.1888 | 277.3558 | 355.3491 | 109.7501 | -1059.9726 | -938.3113 | -1057.3874 | -2274.9474 | -422.9797 | -322.9628 | 10.7397 | 13.7149 | 33.6683 | 4.1224
2027 | 4286 | MW | 245.2132 | 313.1436 | 401.2006 | 123.9114 | -1096.5234 | -970.6668 | -1093.8491 | -2353.3939 | -428.138 | -334.0995 | 10.7397 | 13.7149 | 50.5024 | 4.1224
2027 | 4287 | MW | 294.2558 | 375.7724 | 481.4408 | 148.6937 | -1108.707 | -981.452 | -1106.0029 | -2379.5427 | -433.2963 | -337.8117 | 12.8877 | 16.4579 | 50.5024 | 4.1224
2027 | 4288 | MW | 154.134 | 196.8331 | 252.1833 | 81.4275 | -1108.707 | -1003.0224 | -1130.3107 | -2379.5427 | -438.4546 | -345.2361 | 0 | 0 | -16.8341 | 0
2027 | 4289 | MW | 189.1645 | 241.568 | 309.4976 | 99.1291 | -1084.3398 | -1003.0224 | -1130.3107 | -2327.2451 | -438.4546 | -345.2361 | -60.1425 | -76.8035 | -252.5122 | -16.4896
2027 | 4290 | MW | 224.1949 | 286.3028 | 355.3491 | 113.2904 | -1011.2382 | -949.0964 | -1069.5413 | -2170.3521 | -412.6632 | -326.6751 | -62.2904 | -79.5465 | -252.5122 | -17.8637
2027 | 4291 | MW | 238.2071 | 304.1967 | 389.7378 | 120.3711 | -877.2187 | -841.2446 | -948.0025 | -1882.7151 | -366.2386 | -289.5529 | -64.4384 | -82.2895 | -235.678 | -17.8637
2027 | 4292 | MW | 238.2071 | 304.1967 | 389.7378 | 120.3711 | -791.9335 | -787.3186 | -887.2331 | -1699.6734 | -330.1305 | -270.9918 | -66.5863 | -85.0325 | -235.678 | -19.2379
2027 | 4293 | MW | 693.6031 | 885.7492 | 1134.8247 | 350.4922 | -718.832 | -733.3927 | -826.4637 | -1542.7804 | -304.3391 | -252.4307 | -64.4384 | -82.2895 | -252.5122 | -17.8637
2027 | 4294 | MW | 700.6091 | 894.6961 | 1146.2875 | 346.9519 | -621.3632 | -647.1112 | -729.2327 | -1333.5899 | -268.2311 | -222.733 | 0 | 0 | -16.8341 | 1.3741
2027 | 4295 | MW | 665.5787 | 849.9613 | 1100.436 | 329.2502 | -511.7109 | -550.0445 | -619.8478 | -1098.2505 | -221.8064 | -189.323 | 15.0356 | 19.2009 | 33.6683 | 5.4965
2027 | 4296 | MW | 616.536 | 787.3326 | 1008.733 | 300.9276 | -426.4258 | -474.5482 | -534.7707 | -915.2087 | -185.6984 | -163.3375 | 12.8877 | 16.4579 | 33.6683 | 5.4965
2027 | 4297 | MW | 560.4873 | 715.7569 | 917.03 | 272.605 | -377.6914 | -409.8371 | -461.8474 | -810.6135 | -159.907 | -141.0642 | 10.7397 | 13.7149 | 16.8341 | 8.2448
2027 | 4298 | MW | 497.4325 | 635.2343 | 813.8642 | 240.7421 | -353.3242 | -388.2667 | -437.5396 | -758.3158 | -149.5904 | -133.6398 | 10.7397 | 13.7149 | 16.8341 | 6.8707
2027 | 4299 | MW | 420.3655 | 536.8177 | 699.2354 | 205.3389 | -341.1406 | -366.6964 | -413.2319 | -732.167 | -149.5904 | -126.2154 | 8.5918 | 10.9719 | 16.8341 | 5.4965
2027 | 4300 | MW | 357.3107 | 456.295 | 584.6066 | 173.4759 | -341.1406 | -366.6964 | -413.2319 | -732.167 | -149.5904 | -126.2154 | 8.5918 | 10.9719 | 16.8341 | 5.4965
2027 | 4301 | MW | 294.2558 | 375.7724 | 481.4408 | 141.613 | -353.3242 | -334.3408 | -376.7702 | -758.3158 | -159.907 | -115.0787 | 6.4438 | 8.2289 | 16.8341 | 5.4965
2027 | 4302 | MW | 245.2132 | 313.1436 | 412.6635 | 116.8307 | -402.0586 | -388.2667 | -437.5396 | -862.9111 | -180.5401 | -133.6398 | 6.4438 | 8.2289 | 16.8341 | 5.4965
2027 | 4303 | MW | 189.1645 | 241.568 | 320.9605 | 95.5888 | -523.8945 | -496.1186 | -559.0784 | -1124.3993 | -226.9647 | -170.762 | 6.4438 | 8.2289 | 16.8341 | 2.7483
2027 | 4304 | MW | 175.1523 | 223.674 | 286.5719 | 92.0485 | -670.0976 | -625.5408 | -704.925 | -1438.1852 | -288.8642 | -215.3086 | 6.4438 | 8.2289 | 16.8341 | 2.7483
2027 | 4305 | MW | 147.1279 | 187.8862 | 240.7204 | 77.8872 | -791.9335 | -733.3927 | -826.4637 | -1699.6734 | -345.6054 | -252.4307 | 6.4438 | 8.2289 | 16.8341 | 2.7483
2027 | 4306 | MW | 140.1218 | 178.9392 | 229.2575 | 70.8065 | -877.2187 | -808.889 | -911.5409 | -1882.7151 | -386.8717 | -278.4162 | 8.5918 | 10.9719 | 16.8341 | 2.7483
2027 | 4307 | MW | 147.1279 | 187.8862 | 240.7204 | 74.3468 | -938.1367 | -873.6001 | -984.4642 | -2013.4592 | -422.9797 | -300.6895 | 8.5918 | 10.9719 | 16.8341 | 4.1224
2027 | 4308 | MW | 182.1584 | 232.621 | 298.0348 | 92.0485 | -986.871 | -927.5261 | -1045.2336 | -2118.0545 | -438.4546 | -319.2506 | 10.7397 | 13.7149 | 33.6683 | 4.1224
2027 | 4309 | MW | 203.1767 | 259.4619 | 332.4234 | 106.2098 | -1011.2382 | -970.6668 | -1093.8491 | -2170.3521 | -443.6129 | -334.0995 | 12.8877 | 16.4579 | 33.6683 | 4.1224
2027 | 4310 | MW | 231.201 | 295.2497 | 378.2749 | 116.8307 | -1047.789 | -1003.0224 | -1130.3107 | -2248.7986 | -448.7712 | -345.2361 | 12.8877 | 16.4579 | 33.6683 | 4.1224
2027 | 4311 | MW | 280.2437 | 357.8785 | 469.9779 | 145.1533 | -1059.9726 | -1013.8076 | -1142.4646 | -2274.9474 | -453.9295 | -348.9484 | 15.0356 | 19.2009 | 33.6683 | 4.1224
2027 | 4312 | MW | 154.134 | 196.8331 | 252.1833 | 81.4275 | -1047.789 | -1024.5927 | -1154.6185 | -2248.7986 | -464.2461 | -352.6606 | 0 | 0 | -16.8341 | 0
2027 | 4313 | MW | 196.1706 | 250.5149 | 309.4976 | 102.6694 | -1023.4218 | -1003.0224 | -1130.3107 | -2196.501 | -464.2461 | -345.2361 | -66.5863 | -85.0325 | -252.5122 | -16.4896
2027 | 4314 | MW | 224.1949 | 286.3028 | 366.812 | 116.8307 | -950.3202 | -938.3113 | -1057.3874 | -2039.608 | -433.2963 | -322.9628 | -70.8822 | -90.5184 | -252.5122 | -17.8637
2027 | 4315 | MW | 238.2071 | 304.1967 | 389.7378 | 123.9114 | -828.4843 | -830.4594 | -935.8486 | -1778.1198 | -381.7134 | -285.8407 | -70.8822 | -90.5184 | -252.5122 | -19.2379
2027 | 4316 | MW | 238.2071 | 304.1967 | 389.7378 | 123.9114 | -755.3828 | -776.5335 | -875.0793 | -1621.2269 | -345.6054 | -267.2796 | -70.8822 | -90.5184 | -235.678 | -19.2379
2027 | 4317 | MW | 686.597 | 876.8022 | 1123.3618 | 346.9519 | -706.6484 | -733.3927 | -826.4637 | -1516.6316 | -314.6557 | -252.4307 | -66.5863 | -85.0325 | -218.8439 | -19.2379
2027 | 4318 | MW | 686.597 | 876.8022 | 1134.8247 | 343.4115 | -609.1796 | -636.326 | -717.0788 | -1307.441 | -268.2311 | -219.0208 | 0 | 0 | -16.8341 | 1.3741
2027 | 4319 | MW | 651.5665 | 832.0674 | 1066.0474 | 325.7099 | -511.7109 | -550.0445 | -619.8478 | -1098.2505 | -221.8064 | -189.323 | 15.0356 | 19.2009 | 33.6683 | 5.4965
2027 | 4320 | MW | 595.5178 | 760.4917 | 974.3444 | 297.3873 | -426.4258 | -463.763 | -522.6168 | -915.2087 | -185.6984 | -159.6253 | 12.8877 | 16.4579 | 33.6683 | 5.4965
2027 | 4321 | MW | 532.4629 | 679.9691 | 871.1785 | 265.5244 | -377.6914 | -409.8371 | -461.8474 | -810.6135 | -165.0653 | -141.0642 | 8.5918 | 10.9719 | 33.6683 | 8.2448
2027 | 4322 | MW | 462.402 | 590.4994 | 768.0127 | 230.1211 | -353.3242 | -388.2667 | -437.5396 | -758.3158 | -154.7487 | -133.6398 | 6.4438 | 8.2289 | 16.8341 | 6.8707
2027 | 4323 | MW | 392.3411 | 501.0298 | 641.921 | 194.7179 | -341.1406 | -366.6964 | -413.2319 | -732.167 | -149.5904 | -126.2154 | 6.4438 | 8.2289 | 16.8341 | 5.4965
2027 | 4324 | MW | 322.2802 | 411.5602 | 527.2923 | 162.855 | -341.1406 | -366.6964 | -413.2319 | -732.167 | -149.5904 | -126.2154 | 4.2959 | 5.486 | 16.8341 | 5.4965
2027 | 4325 | MW | 266.2315 | 339.9845 | 435.5893 | 130.992 | -341.1406 | -334.3408 | -376.7702 | -732.167 | -159.907 | -115.0787 | 4.2959 | 5.486 | 16.8341 | 5.4965
2027 | 4326 | MW | 217.1888 | 277.3558 | 355.3491 | 102.6694 | -402.0586 | -388.2667 | -437.5396 | -862.9111 | -180.5401 | -133.6398 | 4.2959 | 5.486 | 16.8341 | 5.4965
2027 | 4327 | MW | 175.1523 | 223.674 | 286.5719 | 84.9678 | -523.8945 | -485.3334 | -546.9245 | -1124.3993 | -232.123 | -167.0497 | 4.2959 | 5.486 | 16.8341 | 2.7483
2027 | 4328 | MW | 161.1401 | 205.7801 | 263.6461 | 84.9678 | -657.914 | -603.9705 | -680.6172 | -1412.0363 | -288.8642 | -207.8841 | 4.2959 | 5.486 | 16.8341 | 2.7483
2027 | 4329 | MW | 140.1218 | 178.9392 | 229.2575 | 74.3468 | -779.7499 | -711.8223 | -802.156 | -1673.5245 | -340.4471 | -245.0063 | 6.4438 | 8.2289 | 16.8341 | 2.7483
2027 | 4330 | MW | 133.1157 | 169.9923 | 217.7946 | 70.8065 | -852.8515 | -787.3186 | -887.2331 | -1830.4175 | -381.7134 | -270.9918 | 6.4438 | 8.2289 | 16.8341 | 2.7483
2027 | 4331 | MW | 140.1218 | 178.9392 | 229.2575 | 74.3468 | -925.9531 | -852.0298 | -960.1564 | -1987.3104 | -412.6632 | -293.2651 | 6.4438 | 8.2289 | 33.6683 | 4.1224
2027 | 4332 | MW | 175.1523 | 223.674 | 275.109 | 92.0485 | -962.5038 | -884.3853 | -996.618 | -2065.7569 | -433.2963 | -304.4018 | 6.4438 | 8.2289 | 33.6683 | 4.1224
2027 | 4333 | MW | 196.1706 | 250.5149 | 320.9605 | 102.6694 | -986.871 | -916.7409 | -1033.0797 | -2118.0545 | -443.6129 | -315.5384 | 6.4438 | 8.2289 | 33.6683 | 4.1224
2027 | 4334 | MW | 224.1949 | 286.3028 | 366.812 | 116.8307 | -1011.2382 | -938.3113 | -1057.3874 | -2170.3521 | -459.0878 | -322.9628 | 8.5918 | 10.9719 | 33.6683 | 4.1224
2027 | 4335 | MW | 280.2437 | 357.8785 | 458.515 | 141.613 | -1023.4218 | -959.8816 | -1081.6952 | -2196.501 | -464.2461 | -330.3873 | 8.5918 | 10.9719 | 50.5024 | 4.1224
2027 | 4336 | MW | 161.1401 | 205.7801 | 263.6461 | 81.4275 | -1023.4218 | -959.8816 | -1081.6952 | -2196.501 | -464.2461 | -330.3873 | -2.1479 | -2.743 | -16.8341 | 0
2027 | 4337 | MW | 196.1706 | 250.5149 | 320.9605 | 102.6694 | -999.0546 | -949.0964 | -1069.5413 | -2144.2033 | -453.9295 | -326.6751 | -53.6986 | -68.5746 | -252.5122 | -16.4896
2027 | 4338 | MW | 224.1949 | 286.3028 | 366.812 | 116.8307 | -925.9531 | -895.1705 | -1008.7719 | -1987.3104 | -417.8214 | -308.114 | -57.9945 | -74.0605 | -269.3463 | -16.4896
2027 | 4339 | MW | 238.2071 | 304.1967 | 389.7378 | 123.9114 | -816.3007 | -798.1038 | -899.387 | -1751.971 | -361.0803 | -274.704 | -62.2904 | -79.5465 | -252.5122 | -17.8637
2027 | 4340 | MW | 238.2071 | 304.1967 | 389.7378 | 123.9114 | -743.1992 | -744.1779 | -838.6176 | -1595.0781 | -324.9722 | -256.1429 | -66.5863 | -85.0325 | -235.678 | -19.2379
2027 | 4341 | MW | 679.5909 | 867.8553 | 1111.8989 | 343.4115 | -694.4648 | -701.0371 | -790.0021 | -1490.4828 | -299.1808 | -241.2941 | -66.5863 | -85.0325 | -235.678 | -17.8637
2027 | 4342 | MW | 679.5909 | 867.8553 | 1111.8989 | 343.4115 | -609.1796 | -614.7556 | -692.7711 | -1307.441 | -263.0728 | -211.5963 | -2.1479 | -2.743 | -16.8341 | 1.3741
2027 | 4343 | MW | 644.5604 | 823.1204 | 1054.5845 | 322.1696 | -511.7109 | -528.4742 | -595.54 | -1098.2505 | -221.8064 | -181.8986 | 12.8877 | 16.4579 | 33.6683 | 5.4965
2027 | 4344 | MW | 588.5117 | 751.5448 | 962.8815 | 293.847 | -426.4258 | -452.9778 | -510.4629 | -915.2087 | -185.6984 | -155.9131 | 10.7397 | 13.7149 | 33.6683 | 5.4965
2027 | 4345 | MW | 525.4569 | 671.0221 | 859.7157 | 265.5244 | -365.5078 | -399.0519 | -449.6935 | -784.4646 | -159.907 | -137.352 | 10.7397 | 13.7149 | 33.6683 | 8.2448
2027 | 4346 | MW | 455.3959 | 581.5525 | 745.0869 | 230.1211 | -341.1406 | -366.6964 | -413.2319 | -732.167 | -149.5904 | -126.2154 | 8.5918 | 10.9719 | 33.6683 | 6.8707
2027 | 4347 | MW | 378.3289 | 483.1359 | 618.9953 | 187.6372 | -328.957 | -355.9112 | -401.078 | -706.0182 | -144.4321 | -122.5031 | 6.4438 | 8.2289 | 33.6683 | 6.8707
2027 | 4348 | MW | 315.2741 | 402.6133 | 515.8294 | 155.7743 | -328.957 | -355.9112 | -401.078 | -706.0182 | -144.4321 | -122.5031 | 6.4438 | 8.2289 | 16.8341 | 5.4965
2027 | 4349 | MW | 252.2193 | 322.0906 | 412.6635 | 123.9114 | -341.1406 | -323.5556 | -364.6164 | -732.167 | -154.7487 | -111.3665 | 6.4438 | 8.2289 | 16.8341 | 5.4965
2027 | 4350 | MW | 203.1767 | 259.4619 | 332.4234 | 99.1291 | -389.875 | -377.4815 | -425.3857 | -836.7623 | -180.5401 | -129.9276 | 6.4438 | 8.2289 | 16.8341 | 5.4965
2027 | 4351 | MW | 161.1401 | 205.7801 | 275.109 | 81.4275 | -511.7109 | -474.5482 | -534.7707 | -1098.2505 | -232.123 | -163.3375 | 6.4438 | 8.2289 | 16.8341 | 2.7483
2027 | 4352 | MW | 154.134 | 196.8331 | 263.6461 | 81.4275 | -645.7304 | -593.1853 | -668.4633 | -1385.8875 | -288.8642 | -204.1719 | 6.4438 | 8.2289 | 33.6683 | 2.7483
2027 | 4353 | MW | 133.1157 | 169.9923 | 217.7946 | 74.3468 | -767.5664 | -701.0371 | -790.0021 | -1647.3757 | -340.4471 | -241.2941 | 6.4438 | 8.2289 | 33.6683 | 2.7483
2027 | 4354 | MW | 126.1096 | 161.0453 | 217.7946 | 67.2662 | -852.8515 | -776.5335 | -875.0793 | -1830.4175 | -371.3968 | -267.2796 | 6.4438 | 8.2289 | 33.6683 | 2.7483
2027 | 4355 | MW | 140.1218 | 178.9392 | 229.2575 | 67.2662 | -913.7695 | -841.2446 | -948.0025 | -1961.1616 | -397.1883 | -289.5529 | 6.4438 | 8.2289 | 33.6683 | 4.1224
2027 | 4356 | MW | 168.1462 | 214.7271 | 286.5719 | 81.4275 | -962.5038 | -873.6001 | -984.4642 | -2065.7569 | -412.6632 | -300.6895 | 6.4438 | 8.2289 | 33.6683 | 4.1224
2027 | 4357 | MW | 196.1706 | 250.5149 | 320.9605 | 95.5888 | -986.871 | -905.9557 | -1020.9258 | -2118.0545 | -417.8214 | -311.8262 | 8.5918 | 10.9719 | 33.6683 | 4.1224
2027 | 4358 | MW | 224.1949 | 286.3028 | 366.812 | 113.2904 | -1011.2382 | -927.5261 | -1045.2336 | -2170.3521 | -422.9797 | -319.2506 | 8.5918 | 10.9719 | 33.6683 | 4.1224
2027 | 4359 | MW | 280.2437 | 357.8785 | 458.515 | 141.613 | -1011.2382 | -938.3113 | -1057.3874 | -2170.3521 | -422.9797 | -322.9628 | 10.7397 | 13.7149 | 50.5024 | 4.1224
2027 | 4360 | MW | 161.1401 | 205.7801 | 263.6461 | 77.8872 | -1011.2382 | -949.0964 | -1069.5413 | -2170.3521 | -428.138 | -326.6751 | 0 | 0 | 0 | 1.3741
2027 | 4361 | MW | 196.1706 | 250.5149 | 320.9605 | 95.5888 | -986.871 | -938.3113 | -1057.3874 | -2118.0545 | -428.138 | -322.9628 | -55.8466 | -71.3176 | -235.678 | -16.4896
2027 | 4362 | MW | 224.1949 | 286.3028 | 366.812 | 109.7501 | -913.7695 | -884.3853 | -996.618 | -1961.1616 | -392.03 | -304.4018 | -60.1425 | -76.8035 | -235.678 | -16.4896
2027 | 4363 | MW | 238.2071 | 304.1967 | 389.7378 | 120.3711 | -791.9335 | -776.5335 | -875.0793 | -1699.6734 | -340.4471 | -267.2796 | -64.4384 | -82.2895 | -235.678 | -17.8637
2027 | 4364 | MW | 238.2071 | 304.1967 | 389.7378 | 120.3711 | -718.832 | -733.3927 | -826.4637 | -1542.7804 | -304.3391 | -252.4307 | -66.5863 | -85.0325 | -218.8439 | -19.2379
2027 | 4365 | MW | 679.5909 | 867.8553 | 1111.8989 | 343.4115 | -670.0976 | -690.252 | -777.8482 | -1438.1852 | -283.7059 | -237.5819 | -64.4384 | -82.2895 | -218.8439 | -17.8637
2027 | 4366 | MW | 679.5909 | 867.8553 | 1111.8989 | 343.4115 | -584.8125 | -614.7556 | -692.7711 | -1255.1434 | -247.5979 | -211.5963 | -2.1479 | -2.743 | 0 | 1.3741
2027 | 4367 | MW | 644.5604 | 823.1204 | 1043.1217 | 325.7099 | -487.3437 | -528.4742 | -595.54 | -1045.9528 | -211.4899 | -181.8986 | 12.8877 | 16.4579 | 50.5024 | 5.4965
2027 | 4368 | MW | 588.5117 | 751.5448 | 951.4187 | 297.3873 | -414.2422 | -452.9778 | -510.4629 | -889.0599 | -175.3818 | -155.9131 | 12.8877 | 16.4579 | 33.6683 | 5.4965
2027 | 4369 | MW | 525.4569 | 671.0221 | 859.7157 | 269.0647 | -365.5078 | -399.0519 | -449.6935 | -784.4646 | -154.7487 | -137.352 | 10.7397 | 13.7149 | 33.6683 | 8.2448
2027 | 4370 | MW | 455.3959 | 581.5525 | 745.0869 | 233.6615 | -341.1406 | -377.4815 | -425.3857 | -732.167 | -144.4321 | -129.9276 | 10.7397 | 13.7149 | 16.8341 | 6.8707
2027 | 4371 | MW | 378.3289 | 483.1359 | 618.9953 | 191.1776 | -328.957 | -355.9112 | -401.078 | -706.0182 | -144.4321 | -122.5031 | 8.5918 | 10.9719 | 16.8341 | 5.4965
2027 | 4372 | MW | 308.268 | 393.6663 | 504.3665 | 159.3146 | -328.957 | -355.9112 | -401.078 | -706.0182 | -144.4321 | -122.5031 | 8.5918 | 10.9719 | 16.8341 | 5.4965
2027 | 4373 | MW | 252.2193 | 322.0906 | 412.6635 | 127.4517 | -341.1406 | -334.3408 | -376.7702 | -732.167 | -154.7487 | -115.0787 | 6.4438 | 8.2289 | 16.8341 | 5.4965
2027 | 4374 | MW | 203.1767 | 259.4619 | 332.4234 | 102.6694 | -389.875 | -377.4815 | -425.3857 | -836.7623 | -180.5401 | -129.9276 | 6.4438 | 8.2289 | 16.8341 | 5.4965
2027 | 4375 | MW | 168.1462 | 214.7271 | 275.109 | 84.9678 | -511.7109 | -474.5482 | -534.7707 | -1098.2505 | -226.9647 | -163.3375 | 6.4438 | 8.2289 | 16.8341 | 2.7483
2027 | 4376 | MW | 154.134 | 196.8331 | 252.1833 | 84.9678 | -645.7304 | -593.1853 | -668.4633 | -1385.8875 | -283.7059 | -204.1719 | 6.4438 | 8.2289 | 16.8341 | 2.7483
2027 | 4377 | MW | 140.1218 | 178.9392 | 229.2575 | 74.3468 | -755.3828 | -690.252 | -777.8482 | -1621.2269 | -324.9722 | -237.5819 | 6.4438 | 8.2289 | 16.8341 | 2.7483
2027 | 4378 | MW | 133.1157 | 169.9923 | 217.7946 | 67.2662 | -840.6679 | -765.7483 | -862.9254 | -1804.2686 | -350.7637 | -263.5674 | 6.4438 | 8.2289 | 16.8341 | 2.7483
2027 | 4379 | MW | 140.1218 | 178.9392 | 229.2575 | 70.8065 | -913.7695 | -830.4594 | -935.8486 | -1961.1616 | -371.3968 | -285.8407 | 8.5918 | 10.9719 | 33.6683 | 4.1224
2027 | 4380 | MW | 168.1462 | 214.7271 | 275.109 | 84.9678 | -950.3202 | -873.6001 | -984.4642 | -2039.608 | -381.7134 | -300.6895 | 8.5918 | 10.9719 | 33.6683 | 4.1224
2027 | 4381 | MW | 189.1645 | 241.568 | 320.9605 | 95.5888 | -974.6874 | -895.1705 | -1008.7719 | -2091.9057 | -386.8717 | -308.114 | 10.7397 | 13.7149 | 33.6683 | 4.1224
2027 | 4382 | MW | 224.1949 | 286.3028 | 366.812 | 109.7501 | -999.0546 | -916.7409 | -1033.0797 | -2144.2033 | -392.03 | -315.5384 | 10.7397 | 13.7149 | 33.6683 | 4.1224
2027 | 4383 | MW | 280.2437 | 357.8785 | 458.515 | 138.0727 | -1011.2382 | -938.3113 | -1057.3874 | -2170.3521 | -397.1883 | -322.9628 | 12.8877 | 16.4579 | 33.6683 | 4.1224
2027 | 4384 | MW | 154.134 | 196.8331 | 263.6461 | 77.8872 | -999.0546 | -938.3113 | -1057.3874 | -2144.2033 | -397.1883 | -322.9628 | 0 | 0 | -16.8341 | 1.3741
2027 | 4385 | MW | 196.1706 | 250.5149 | 320.9605 | 99.1291 | -974.6874 | -927.5261 | -1045.2336 | -2091.9057 | -392.03 | -319.2506 | -62.2904 | -79.5465 | -218.8439 | -15.1155
2027 | 4386 | MW | 224.1949 | 286.3028 | 366.812 | 113.2904 | -901.5859 | -862.8149 | -972.3103 | -1935.0128 | -361.0803 | -296.9773 | -66.5863 | -85.0325 | -235.678 | -15.1155
2027 | 4387 | MW | 245.2132 | 313.1436 | 401.2006 | 123.9114 | -779.7499 | -765.7483 | -862.9254 | -1673.5245 | -319.8139 | -263.5674 | -68.7343 | -87.7755 | -235.678 | -16.4896
2027 | 4388 | MW | 238.2071 | 304.1967 | 389.7378 | 120.3711 | -706.6484 | -722.6075 | -814.3099 | -1516.6316 | -294.0225 | -248.7185 | -68.7343 | -87.7755 | -218.8439 | -16.4896
2027 | 4389 | MW | 686.597 | 876.8022 | 1123.3618 | 343.4115 | -657.914 | -679.4668 | -765.6943 | -1412.0363 | -278.5476 | -233.8696 | -68.7343 | -87.7755 | -218.8439 | -16.4896
2027 | 4390 | MW | 686.597 | 876.8022 | 1123.3618 | 343.4115 | -572.6289 | -603.9705 | -680.6172 | -1228.9946 | -247.5979 | -207.8841 | 0 | 0 | -16.8341 | 1.3741
2027 | 4391 | MW | 644.5604 | 823.1204 | 1054.5845 | 322.1696 | -475.1601 | -517.689 | -583.3862 | -1019.804 | -206.3316 | -178.1864 | 15.0356 | 19.2009 | 33.6683 | 5.4965
2027 | 4392 | MW | 588.5117 | 751.5448 | 962.8815 | 297.3873 | -402.0586 | -442.1927 | -498.309 | -862.9111 | -175.3818 | -152.2009 | 12.8877 | 16.4579 | 33.6683 | 4.1224
2027 | 4393 | MW | 532.4629 | 679.9691 | 871.1785 | 265.5244 | -341.1406 | -388.2667 | -437.5396 | -732.167 | -149.5904 | -133.6398 | 8.5918 | 10.9719 | 16.8341 | 8.2448
2027 | 4394 | MW | 462.402 | 590.4994 | 756.5498 | 230.1211 | -328.957 | -355.9112 | -401.078 | -706.0182 | -139.2738 | -122.5031 | 8.5918 | 10.9719 | 16.8341 | 6.8707
2027 | 4395 | MW | 378.3289 | 483.1359 | 618.9953 | 191.1776 | -316.7734 | -345.126 | -388.9241 | -679.8693 | -134.1155 | -118.7909 | 6.4438 | 8.2289 | 16.8341 | 5.4965
2027 | 4396 | MW | 315.2741 | 402.6133 | 515.8294 | 159.3146 | -316.7734 | -345.126 | -388.9241 | -679.8693 | -134.1155 | -118.7909 | 6.4438 | 8.2289 | 16.8341 | 5.4965
2027 | 4397 | MW | 259.2254 | 331.0376 | 424.1264 | 130.992 | -304.5898 | -312.7704 | -352.4625 | -653.7205 | -139.2738 | -107.6543 | 6.4438 | 8.2289 | 16.8341 | 5.4965
2027 | 4398 | MW | 224.1949 | 286.3028 | 366.812 | 109.7501 | -328.957 | -334.3408 | -376.7702 | -706.0182 | -149.5904 | -115.0787 | 6.4438 | 8.2289 | 16.8341 | 5.4965
2027 | 4399 | MW | 196.1706 | 250.5149 | 320.9605 | 95.5888 | -389.875 | -388.2667 | -437.5396 | -836.7623 | -180.5401 | -133.6398 | 6.4438 | 8.2289 | 16.8341 | 2.7483
2027 | 4400 | MW | 175.1523 | 223.674 | 286.5719 | 88.5081 | -475.1601 | -463.763 | -522.6168 | -1019.804 | -211.4899 | -159.6253 | 6.4438 | 8.2289 | 16.8341 | 2.7483
2027 | 4401 | MW | 154.134 | 196.8331 | 263.6461 | 77.8872 | -560.4453 | -528.4742 | -595.54 | -1202.8458 | -242.4396 | -181.8986 | 6.4438 | 8.2289 | 16.8341 | 2.7483
2027 | 4402 | MW | 175.1523 | 223.674 | 286.5719 | 88.5081 | -621.3632 | -593.1853 | -668.4633 | -1333.5899 | -263.0728 | -204.1719 | 6.4438 | 8.2289 | 16.8341 | 2.7483
2027 | 4403 | MW | 203.1767 | 259.4619 | 332.4234 | 102.6694 | -682.2812 | -647.1112 | -729.2327 | -1464.334 | -278.5476 | -222.733 | 8.5918 | 10.9719 | 16.8341 | 4.1224
2027 | 4404 | MW | 259.2254 | 331.0376 | 424.1264 | 130.992 | -718.832 | -668.6816 | -753.5405 | -1542.7804 | -288.8642 | -230.1574 | 8.5918 | 10.9719 | 16.8341 | 4.1224
2027 | 4405 | MW | 301.2619 | 384.7193 | 492.9036 | 148.6937 | -755.3828 | -701.0371 | -790.0021 | -1621.2269 | -299.1808 | -241.2941 | 8.5918 | 10.9719 | 16.8341 | 4.1224
2027 | 4406 | MW | 329.2863 | 420.5072 | 538.7551 | 162.855 | -779.7499 | -722.6075 | -814.3099 | -1673.5245 | -309.4974 | -248.7185 | 8.5918 | 10.9719 | 16.8341 | 4.1224
2027 | 4407 | MW | 140.1218 | 178.9392 | 229.2575 | 67.2662 | -791.9335 | -733.3927 | -826.4637 | -1699.6734 | -314.6557 | -252.4307 | 8.5918 | 10.9719 | 33.6683 | 4.1224
2027 | 4408 | MW | 154.134 | 196.8331 | 263.6461 | 77.8872 | -791.9335 | -744.1779 | -838.6176 | -1699.6734 | -319.8139 | -256.1429 | 0 | 0 | 0 | 1.3741
2027 | 4409 | MW | 175.1523 | 223.674 | 298.0348 | 88.5081 | -779.7499 | -754.9631 | -850.7715 | -1673.5245 | -330.1305 | -259.8552 | -45.1069 | -57.6026 | -151.5073 | -13.7413
2027 | 4410 | MW | 189.1645 | 241.568 | 309.4976 | 88.5081 | -731.0156 | -733.3927 | -826.4637 | -1568.9293 | -314.6557 | -252.4307 | -47.2548 | -60.3456 | -168.3415 | -13.7413
2027 | 4411 | MW | 189.1645 | 241.568 | 309.4976 | 92.0485 | -657.914 | -679.4668 | -765.6943 | -1412.0363 | -288.8642 | -233.8696 | -51.5507 | -65.8316 | -168.3415 | -13.7413
2027 | 4412 | MW | 609.53 | 778.3856 | 997.2702 | 304.468 | -621.3632 | -657.8964 | -741.3866 | -1333.5899 | -273.3893 | -226.4452 | -53.6986 | -68.5746 | -168.3415 | -15.1155
2027 | 4413 | MW | 609.53 | 778.3856 | 997.2702 | 304.468 | -596.9961 | -636.326 | -717.0788 | -1281.2922 | -257.9145 | -219.0208 | -53.6986 | -68.5746 | -168.3415 | -13.7413
2027 | 4414 | MW | 581.5056 | 742.5978 | 951.4187 | 290.3067 | -523.8945 | -571.6149 | -644.1556 | -1124.3993 | -232.123 | -196.7475 | 0 | 0 | 0 | 1.3741
2027 | 4415 | MW | 560.4873 | 715.7569 | 917.03 | 279.6857 | -450.7929 | -496.1186 | -559.0784 | -967.5064 | -196.015 | -170.762 | 12.8877 | 16.4579 | 33.6683 | 5.4965
2027 | 4416 | MW | 525.4569 | 671.0221 | 859.7157 | 261.9841 | -377.6914 | -420.6223 | -474.0013 | -810.6135 | -165.0653 | -144.7764 | 10.7397 | 13.7149 | 16.8341 | 4.1224
2027 | 4417 | MW | 476.4142 | 608.3934 | 779.4755 | 237.2018 | -353.3242 | -377.4815 | -425.3857 | -758.3158 | -149.5904 | -129.9276 | 10.7397 | 13.7149 | 16.8341 | 8.2448
2027 | 4418 | MW | 413.3594 | 527.8707 | 676.3097 | 205.3389 | -316.7734 | -355.9112 | -401.078 | -679.8693 | -144.4321 | -122.5031 | 10.7397 | 13.7149 | 16.8341 | 6.8707
2027 | 4419 | MW | 357.3107 | 456.295 | 584.6066 | 180.5566 | -316.7734 | -345.126 | -388.9241 | -679.8693 | -139.2738 | -118.7909 | 8.5918 | 10.9719 | 16.8341 | 5.4965
2027 | 4420 | MW | 315.2741 | 402.6133 | 515.8294 | 159.3146 | -316.7734 | -345.126 | -388.9241 | -679.8693 | -139.2738 | -118.7909 | 8.5918 | 10.9719 | 16.8341 | 5.4965
2027 | 4421 | MW | 280.2437 | 357.8785 | 458.515 | 141.613 | -316.7734 | -312.7704 | -352.4625 | -679.8693 | -144.4321 | -107.6543 | 8.5918 | 10.9719 | 16.8341 | 5.4965
2027 | 4422 | MW | 252.2193 | 322.0906 | 401.2006 | 123.9114 | -353.3242 | -355.9112 | -401.078 | -758.3158 | -170.2236 | -122.5031 | 6.4438 | 8.2289 | 16.8341 | 5.4965
2027 | 4423 | MW | 224.1949 | 286.3028 | 366.812 | 109.7501 | -462.9765 | -442.1927 | -498.309 | -993.6552 | -221.8064 | -152.2009 | 6.4438 | 8.2289 | 16.8341 | 2.7483
2027 | 4424 | MW | 189.1645 | 241.568 | 309.4976 | 99.1291 | -584.8125 | -550.0445 | -619.8478 | -1255.1434 | -283.7059 | -189.323 | 8.5918 | 10.9719 | 16.8341 | 2.7483
2027 | 4425 | MW | 182.1584 | 232.621 | 286.5719 | 92.0485 | -694.4648 | -647.1112 | -729.2327 | -1490.4828 | -330.1305 | -222.733 | 8.5918 | 10.9719 | 16.8341 | 2.7483
2027 | 4426 | MW | 189.1645 | 241.568 | 309.4976 | 99.1291 | -767.5664 | -711.8223 | -802.156 | -1647.3757 | -361.0803 | -245.0063 | 8.5918 | 10.9719 | 16.8341 | 4.1224
2027 | 4427 | MW | 224.1949 | 286.3028 | 366.812 | 116.8307 | -840.6679 | -776.5335 | -875.0793 | -1804.2686 | -381.7134 | -267.2796 | 8.5918 | 10.9719 | 16.8341 | 4.1224
2027 | 4428 | MW | 280.2437 | 357.8785 | 458.515 | 141.613 | -877.2187 | -808.889 | -911.5409 | -1882.7151 | -392.03 | -278.4162 | 8.5918 | 10.9719 | 16.8341 | 4.1224
2027 | 4429 | MW | 315.2741 | 402.6133 | 515.8294 | 155.7743 | -913.7695 | -841.2446 | -948.0025 | -1961.1616 | -397.1883 | -289.5529 | 10.7397 | 13.7149 | 16.8341 | 4.1224
2027 | 4430 | MW | 329.2863 | 420.5072 | 538.7551 | 166.3953 | -925.9531 | -862.8149 | -972.3103 | -1987.3104 | -397.1883 | -296.9773 | 10.7397 | 13.7149 | 16.8341 | 4.1224
2027 | 4431 | MW | 133.1157 | 169.9923 | 217.7946 | 67.2662 | -950.3202 | -873.6001 | -984.4642 | -2039.608 | -407.5049 | -300.6895 | 12.8877 | 16.4579 | 16.8341 | 4.1224
2027 | 4432 | MW | 154.134 | 196.8331 | 252.1833 | 74.3468 | -950.3202 | -873.6001 | -984.4642 | -2039.608 | -412.6632 | -300.6895 | 0 | 0 | -16.8341 | 1.3741
2027 | 4433 | MW | 168.1462 | 214.7271 | 286.5719 | 84.9678 | -938.1367 | -862.8149 | -972.3103 | -2013.4592 | -417.8214 | -296.9773 | -53.6986 | -68.5746 | -151.5073 | -12.3672
2027 | 4434 | MW | 175.1523 | 223.674 | 286.5719 | 92.0485 | -865.0351 | -798.1038 | -899.387 | -1856.5663 | -386.8717 | -274.704 | -55.8466 | -71.3176 | -151.5073 | -12.3672
2027 | 4435 | MW | 175.1523 | 223.674 | 286.5719 | 88.5081 | -755.3828 | -711.8223 | -802.156 | -1621.2269 | -335.2888 | -245.0063 | -60.1425 | -76.8035 | -151.5073 | -13.7413
2027 | 4436 | MW | 602.5239 | 769.4387 | 985.8073 | 300.9276 | -682.2812 | -657.8964 | -741.3866 | -1464.334 | -299.1808 | -226.4452 | -60.1425 | -76.8035 | -151.5073 | -13.7413
2027 | 4437 | MW | 602.5239 | 769.4387 | 985.8073 | 300.9276 | -633.5468 | -625.5408 | -704.925 | -1359.7387 | -273.3893 | -215.3086 | -60.1425 | -76.8035 | -168.3415 | -13.7413
2027 | 4438 | MW | 581.5056 | 742.5978 | 951.4187 | 290.3067 | -560.4453 | -560.8297 | -632.0017 | -1202.8458 | -242.4396 | -193.0353 | 0 | 0 | -16.8341 | 1.3741
2027 | 4439 | MW | 567.4934 | 724.7039 | 928.4929 | 279.6857 | -475.1601 | -485.3334 | -546.9245 | -1019.804 | -206.3316 | -167.0497 | 15.0356 | 19.2009 | 16.8341 | 5.4965
2027 | 4440 | MW | 525.4569 | 671.0221 | 859.7157 | 261.9841 | -402.0586 | -420.6223 | -474.0013 | -862.9111 | -175.3818 | -144.7764 | 12.8877 | 16.4579 | 16.8341 | 4.1224
2027 | 4441 | MW | 469.4081 | 599.4464 | 779.4755 | 230.1211 | -353.3242 | -377.4815 | -425.3857 | -758.3158 | -149.5904 | -129.9276 | 10.7397 | 13.7149 | 50.5024 | 8.2448
2027 | 4442 | MW | 413.3594 | 527.8707 | 676.3097 | 198.2582 | -316.7734 | -355.9112 | -401.078 | -679.8693 | -144.4321 | -122.5031 | 8.5918 | 10.9719 | 50.5024 | 6.8707
2027 | 4443 | MW | 350.3046 | 447.3481 | 584.6066 | 173.4759 | -316.7734 | -345.126 | -388.9241 | -679.8693 | -139.2738 | -118.7909 | 6.4438 | 8.2289 | 50.5024 | 5.4965
2027 | 4444 | MW | 308.268 | 393.6663 | 504.3665 | 148.6937 | -316.7734 | -345.126 | -388.9241 | -679.8693 | -139.2738 | -118.7909 | 6.4438 | 8.2289 | 50.5024 | 5.4965
2027 | 4445 | MW | 273.2376 | 348.9315 | 447.0521 | 130.992 | -316.7734 | -312.7704 | -352.4625 | -679.8693 | -144.4321 | -107.6543 | 6.4438 | 8.2289 | 33.6683 | 5.4965
2027 | 4446 | MW | 231.201 | 295.2497 | 389.7378 | 113.2904 | -353.3242 | -355.9112 | -401.078 | -758.3158 | -170.2236 | -122.5031 | 6.4438 | 8.2289 | 33.6683 | 5.4965
2027 | 4447 | MW | 196.1706 | 250.5149 | 320.9605 | 99.1291 | -462.9765 | -442.1927 | -498.309 | -993.6552 | -221.8064 | -152.2009 | 6.4438 | 8.2289 | 33.6683 | 2.7483
2027 | 4448 | MW | 182.1584 | 232.621 | 298.0348 | 95.5888 | -584.8125 | -550.0445 | -619.8478 | -1255.1434 | -283.7059 | -189.323 | 6.4438 | 8.2289 | 50.5024 | 2.7483
2027 | 4449 | MW | 175.1523 | 223.674 | 275.109 | 92.0485 | -694.4648 | -647.1112 | -729.2327 | -1490.4828 | -330.1305 | -222.733 | 6.4438 | 8.2289 | 50.5024 | 2.7483
2027 | 4450 | MW | 161.1401 | 205.7801 | 263.6461 | 81.4275 | -767.5664 | -711.8223 | -802.156 | -1647.3757 | -361.0803 | -245.0063 | 6.4438 | 8.2289 | 50.5024 | 2.7483
2027 | 4451 | MW | 168.1462 | 214.7271 | 275.109 | 81.4275 | -840.6679 | -776.5335 | -875.0793 | -1804.2686 | -381.7134 | -267.2796 | 6.4438 | 8.2289 | 67.3366 | 4.1224
2027 | 4452 | MW | 189.1645 | 241.568 | 320.9605 | 92.0485 | -877.2187 | -808.889 | -911.5409 | -1882.7151 | -392.03 | -278.4162 | 8.5918 | 10.9719 | 67.3366 | 4.1224
2027 | 4453 | MW | 210.1827 | 268.4088 | 355.3491 | 106.2098 | -913.7695 | -841.2446 | -948.0025 | -1961.1616 | -397.1883 | -289.5529 | 8.5918 | 10.9719 | 67.3366 | 4.1224
2027 | 4454 | MW | 238.2071 | 304.1967 | 401.2006 | 120.3711 | -925.9531 | -862.8149 | -972.3103 | -1987.3104 | -397.1883 | -296.9773 | 8.5918 | 10.9719 | 84.1707 | 4.1224
2027 | 4455 | MW | 294.2558 | 375.7724 | 481.4408 | 145.1533 | -950.3202 | -873.6001 | -984.4642 | -2039.608 | -407.5049 | -300.6895 | 8.5918 | 10.9719 | 84.1707 | 4.1224
2027 | 4456 | MW | 161.1401 | 205.7801 | 263.6461 | 77.8872 | -950.3202 | -873.6001 | -984.4642 | -2039.608 | -412.6632 | -300.6895 | 0 | 0 | 50.5024 | 1.3741
2027 | 4457 | MW | 196.1706 | 250.5149 | 320.9605 | 99.1291 | -938.1367 | -862.8149 | -972.3103 | -2013.4592 | -417.8214 | -296.9773 | -47.2548 | -60.3456 | -151.5073 | -12.3672
2027 | 4458 | MW | 224.1949 | 286.3028 | 366.812 | 109.7501 | -865.0351 | -798.1038 | -899.387 | -1856.5663 | -386.8717 | -274.704 | -53.6986 | -68.5746 | -151.5073 | -12.3672
2027 | 4459 | MW | 238.2071 | 304.1967 | 389.7378 | 116.8307 | -755.3828 | -711.8223 | -802.156 | -1621.2269 | -335.2888 | -245.0063 | -55.8466 | -71.3176 | -151.5073 | -13.7413
2027 | 4460 | MW | 231.201 | 295.2497 | 389.7378 | 116.8307 | -682.2812 | -657.8964 | -741.3866 | -1464.334 | -299.1808 | -226.4452 | -57.9945 | -74.0605 | -134.6732 | -13.7413
2027 | 4461 | MW | 693.6031 | 885.7492 | 1134.8247 | 350.4922 | -633.5468 | -625.5408 | -704.925 | -1359.7387 | -273.3893 | -215.3086 | -57.9945 | -74.0605 | -134.6732 | -13.7413
2027 | 4462 | MW | 693.6031 | 885.7492 | 1134.8247 | 350.4922 | -560.4453 | -560.8297 | -632.0017 | -1202.8458 | -242.4396 | -193.0353 | 0 | 0 | 50.5024 | 1.3741
2027 | 4463 | MW | 665.5787 | 849.9613 | 1088.9732 | 332.7906 | -475.1601 | -485.3334 | -546.9245 | -1019.804 | -206.3316 | -167.0497 | 12.8877 | 16.4579 | 84.1707 | 5.4965
2027 | 4464 | MW | 616.536 | 787.3326 | 997.2702 | 311.5486 | -402.0586 | -420.6223 | -474.0013 | -862.9111 | -175.3818 | -144.7764 | 10.7397 | 13.7149 | 67.3366 | 4.1224
2027 | 4465 | MW | 560.4873 | 715.7569 | 905.5672 | 283.226 | -353.3242 | -377.4815 | -425.3857 | -758.3158 | -154.7487 | -129.9276 | 12.8877 | 16.4579 | 67.3366 | 8.2448
2027 | 4466 | MW | 497.4325 | 635.2343 | 802.4013 | 251.3631 | -328.957 | -355.9112 | -401.078 | -706.0182 | -144.4321 | -122.5031 | 10.7397 | 13.7149 | 50.5024 | 6.8707
2027 | 4467 | MW | 420.3655 | 536.8177 | 676.3097 | 212.4195 | -316.7734 | -345.126 | -388.9241 | -679.8693 | -139.2738 | -118.7909 | 10.7397 | 13.7149 | 50.5024 | 5.4965
2027 | 4468 | MW | 357.3107 | 456.295 | 573.1438 | 180.5566 | -328.957 | -345.126 | -388.9241 | -706.0182 | -139.2738 | -118.7909 | 8.5918 | 10.9719 | 50.5024 | 5.4965
2027 | 4469 | MW | 294.2558 | 375.7724 | 481.4408 | 152.234 | -328.957 | -312.7704 | -352.4625 | -706.0182 | -149.5904 | -107.6543 | 8.5918 | 10.9719 | 50.5024 | 5.4965
2027 | 4470 | MW | 245.2132 | 313.1436 | 401.2006 | 123.9114 | -389.875 | -366.6964 | -413.2319 | -836.7623 | -175.3818 | -126.2154 | 6.4438 | 8.2289 | 50.5024 | 5.4965
2027 | 4471 | MW | 196.1706 | 250.5149 | 332.4234 | 99.1291 | -487.3437 | -463.763 | -522.6168 | -1045.9528 | -216.6482 | -159.6253 | 6.4438 | 8.2289 | 50.5024 | 2.7483
2027 | 4472 | MW | 175.1523 | 223.674 | 298.0348 | 92.0485 | -621.3632 | -582.4001 | -656.3094 | -1333.5899 | -268.2311 | -200.4597 | 6.4438 | 8.2289 | 50.5024 | 2.7483
2027 | 4473 | MW | 154.134 | 196.8331 | 252.1833 | 81.4275 | -718.832 | -679.4668 | -765.6943 | -1542.7804 | -309.4974 | -233.8696 | 8.5918 | 10.9719 | 50.5024 | 2.7483
2027 | 4474 | MW | 140.1218 | 178.9392 | 240.7204 | 70.8065 | -804.1171 | -754.9631 | -850.7715 | -1725.8222 | -335.2888 | -259.8552 | 8.5918 | 10.9719 | 67.3366 | 4.1224
2027 | 4475 | MW | 147.1279 | 187.8862 | 252.1833 | 74.3468 | -865.0351 | -819.6742 | -923.6948 | -1856.5663 | -361.0803 | -282.1285 | 10.7397 | 13.7149 | 67.3366 | 4.1224
2027 | 4476 | MW | 175.1523 | 223.674 | 286.5719 | 88.5081 | -913.7695 | -852.0298 | -960.1564 | -1961.1616 | -381.7134 | -293.2651 | 10.7397 | 13.7149 | 84.1707 | 4.1224
2027 | 4477 | MW | 203.1767 | 259.4619 | 332.4234 | 99.1291 | -938.1367 | -873.6001 | -984.4642 | -2013.4592 | -402.3466 | -300.6895 | 12.8877 | 16.4579 | 84.1707 | 4.1224
2027 | 4478 | MW | 224.1949 | 286.3028 | 378.2749 | 113.2904 | -974.6874 | -905.9557 | -1020.9258 | -2091.9057 | -422.9797 | -311.8262 | 15.0356 | 19.2009 | 101.0049 | 4.1224
2027 | 4479 | MW | 280.2437 | 357.8785 | 458.515 | 141.613 | -986.871 | -905.9557 | -1020.9258 | -2118.0545 | -433.2963 | -311.8262 | 15.0356 | 19.2009 | 101.0049 | 4.1224
2027 | 4480 | MW | 161.1401 | 205.7801 | 263.6461 | 77.8872 | -986.871 | -916.7409 | -1033.0797 | -2118.0545 | -443.6129 | -315.5384 | 0 | 0 | 50.5024 | 1.3741
2027 | 4481 | MW | 196.1706 | 250.5149 | 320.9605 | 99.1291 | -962.5038 | -905.9557 | -1020.9258 | -2065.7569 | -448.7712 | -311.8262 | -70.8822 | -90.5184 | -185.1756 | -13.7413
2027 | 4482 | MW | 224.1949 | 286.3028 | 366.812 | 113.2904 | -901.5859 | -852.0298 | -960.1564 | -1935.0128 | -417.8214 | -293.2651 | -75.1781 | -96.0044 | -185.1756 | -13.7413
2027 | 4483 | MW | 245.2132 | 313.1436 | 389.7378 | 123.9114 | -791.9335 | -744.1779 | -838.6176 | -1699.6734 | -355.922 | -256.1429 | -75.1781 | -96.0044 | -168.3415 | -15.1155
2027 | 4484 | MW | 238.2071 | 304.1967 | 389.7378 | 120.3711 | -718.832 | -690.252 | -777.8482 | -1542.7804 | -314.6557 | -237.5819 | -75.1781 | -96.0044 | -168.3415 | -15.1155
2027 | 4485 | MW | 686.597 | 876.8022 | 1123.3618 | 346.9519 | -670.0976 | -657.8964 | -741.3866 | -1438.1852 | -288.8642 | -226.4452 | -70.8822 | -90.5184 | -151.5073 | -16.4896
2027 | 4486 | MW | 686.597 | 876.8022 | 1111.8989 | 346.9519 | -584.8125 | -593.1853 | -668.4633 | -1255.1434 | -252.7562 | -204.1719 | 0 | 0 | 50.5024 | 1.3741
2027 | 4487 | MW | 651.5665 | 832.0674 | 1066.0474 | 329.2502 | -487.3437 | -506.9038 | -571.2323 | -1045.9528 | -211.4899 | -174.4742 | 15.0356 | 19.2009 | 84.1707 | 5.4965
2027 | 4488 | MW | 595.5178 | 760.4917 | 974.3444 | 304.468 | -402.0586 | -431.4075 | -486.1551 | -862.9111 | -175.3818 | -148.4887 | 15.0356 | 19.2009 | 84.1707 | 4.1224
2027 | 4489 | MW | 539.469 | 688.916 | 882.6414 | 272.605 | -365.5078 | -388.2667 | -437.5396 | -784.4646 | -154.7487 | -133.6398 | 15.0356 | 19.2009 | 33.6683 | 9.6189
2027 | 4490 | MW | 469.4081 | 599.4464 | 768.0127 | 237.2018 | -341.1406 | -366.6964 | -413.2319 | -732.167 | -144.4321 | -126.2154 | 10.7397 | 13.7149 | 16.8341 | 8.2448
2027 | 4491 | MW | 392.3411 | 501.0298 | 641.921 | 198.2582 | -328.957 | -355.9112 | -401.078 | -706.0182 | -139.2738 | -122.5031 | 10.7397 | 13.7149 | 16.8341 | 6.8707
2027 | 4492 | MW | 329.2863 | 420.5072 | 538.7551 | 162.855 | -328.957 | -355.9112 | -401.078 | -706.0182 | -144.4321 | -122.5031 | 8.5918 | 10.9719 | 16.8341 | 5.4965
2027 | 4493 | MW | 273.2376 | 348.9315 | 447.0521 | 134.5324 | -341.1406 | -323.5556 | -364.6164 | -732.167 | -154.7487 | -111.3665 | 8.5918 | 10.9719 | 16.8341 | 5.4965
2027 | 4494 | MW | 217.1888 | 277.3558 | 366.812 | 109.7501 | -402.0586 | -377.4815 | -425.3857 | -862.9111 | -180.5401 | -129.9276 | 6.4438 | 8.2289 | 16.8341 | 5.4965
2027 | 4495 | MW | 182.1584 | 232.621 | 298.0348 | 88.5081 | -523.8945 | -474.5482 | -534.7707 | -1124.3993 | -226.9647 | -163.3375 | 6.4438 | 8.2289 | 16.8341 | 2.7483
2027 | 4496 | MW | 168.1462 | 214.7271 | 275.109 | 84.9678 | -670.0976 | -593.1853 | -668.4633 | -1438.1852 | -283.7059 | -204.1719 | 8.5918 | 10.9719 | 16.8341 | 2.7483
2027 | 4497 | MW | 147.1279 | 187.8862 | 240.7204 | 77.8872 | -804.1171 | -701.0371 | -790.0021 | -1725.8222 | -335.2888 | -241.2941 | 8.5918 | 10.9719 | 16.8341 | 4.1224
2027 | 4498 | MW | 133.1157 | 169.9923 | 229.2575 | 67.2662 | -901.5859 | -787.3186 | -887.2331 | -1935.0128 | -366.2386 | -270.9918 | 8.5918 | 10.9719 | 16.8341 | 4.1224
2027 | 4499 | MW | 140.1218 | 178.9392 | 240.7204 | 70.8065 | -974.6874 | -852.0298 | -960.1564 | -2091.9057 | -397.1883 | -293.2651 | 8.5918 | 10.9719 | 33.6683 | 4.1224
2027 | 4500 | MW | 175.1523 | 223.674 | 286.5719 | 84.9678 | -1023.4218 | -895.1705 | -1008.7719 | -2196.501 | -417.8214 | -308.114 | 10.7397 | 13.7149 | 33.6683 | 4.1224
2027 | 4501 | MW | 196.1706 | 250.5149 | 332.4234 | 95.5888 | -1059.9726 | -938.3113 | -1057.3874 | -2274.9474 | -428.138 | -322.9628 | 12.8877 | 16.4579 | 33.6683 | 4.1224
2027 | 4502 | MW | 224.1949 | 286.3028 | 366.812 | 113.2904 | -1084.3398 | -981.452 | -1106.0029 | -2327.2451 | -433.2963 | -337.8117 | 12.8877 | 16.4579 | 33.6683 | 4.1224
2027 | 4503 | MW | 280.2437 | 357.8785 | 458.515 | 138.0727 | -1096.5234 | -1013.8076 | -1142.4646 | -2353.3939 | -438.4546 | -348.9484 | 15.0356 | 19.2009 | 50.5024 | 5.4965
2027 | 4504 | MW | 161.1401 | 205.7801 | 263.6461 | 77.8872 | -1108.707 | -1035.3779 | -1166.7723 | -2379.5427 | -448.7712 | -356.3728 | 0 | 0 | 0 | 1.3741
2027 | 4505 | MW | 196.1706 | 250.5149 | 320.9605 | 99.1291 | -1084.3398 | -1035.3779 | -1166.7723 | -2327.2451 | -448.7712 | -356.3728 | -75.1781 | -96.0044 | -218.8439 | -17.8637
2027 | 4506 | MW | 224.1949 | 286.3028 | 378.2749 | 113.2904 | -1011.2382 | -992.2372 | -1118.1568 | -2170.3521 | -417.8214 | -341.5239 | -81.6219 | -104.2334 | -235.678 | -17.8637
2027 | 4507 | MW | 245.2132 | 313.1436 | 401.2006 | 123.9114 | -889.4023 | -873.6001 | -984.4642 | -1908.8639 | -366.2386 | -300.6895 | -85.9178 | -109.7193 | -235.678 | -19.2379
2027 | 4508 | MW | 238.2071 | 304.1967 | 389.7378 | 120.3711 | -804.1171 | -798.1038 | -899.387 | -1725.8222 | -330.1305 | -274.704 | -88.0658 | -112.4623 | -218.8439 | -19.2379
2027 | 4509 | MW | 686.597 | 876.8022 | 1123.3618 | 343.4115 | -731.0156 | -744.1779 | -838.6176 | -1568.9293 | -304.3391 | -256.1429 | -88.0658 | -112.4623 | -202.0097 | -19.2379
2027 | 4510 | MW | 686.597 | 876.8022 | 1123.3618 | 343.4115 | -621.3632 | -647.1112 | -729.2327 | -1333.5899 | -263.0728 | -222.733 | 0 | 0 | 0 | 1.3741
2027 | 4511 | MW | 644.5604 | 823.1204 | 1054.5845 | 322.1696 | -511.7109 | -539.2593 | -607.6939 | -1098.2505 | -216.6482 | -185.6108 | 19.3315 | 24.6868 | 33.6683 | 5.4965
2027 | 4512 | MW | 588.5117 | 751.5448 | 962.8815 | 297.3873 | -426.4258 | -452.9778 | -510.4629 | -915.2087 | -180.5401 | -155.9131 | 17.1836 | 21.9439 | 33.6683 | 5.4965
2027 | 4513 | MW | 532.4629 | 679.9691 | 871.1785 | 269.0647 | -341.1406 | -377.4815 | -425.3857 | -732.167 | -149.5904 | -129.9276 | 10.7397 | 13.7149 | 67.3366 | 8.2448
2027 | 4514 | MW | 469.4081 | 599.4464 | 756.5498 | 233.6615 | -328.957 | -355.9112 | -401.078 | -706.0182 | -144.4321 | -122.5031 | 8.5918 | 10.9719 | 50.5024 | 6.8707
2027 | 4515 | MW | 392.3411 | 501.0298 | 630.4582 | 194.7179 | -316.7734 | -345.126 | -388.9241 | -679.8693 | -139.2738 | -118.7909 | 8.5918 | 10.9719 | 50.5024 | 5.4965
2027 | 4516 | MW | 322.2802 | 411.5602 | 515.8294 | 162.855 | -316.7734 | -345.126 | -388.9241 | -679.8693 | -139.2738 | -118.7909 | 6.4438 | 8.2289 | 50.5024 | 5.4965
2027 | 4517 | MW | 266.2315 | 339.9845 | 424.1264 | 130.992 | -328.957 | -323.5556 | -364.6164 | -706.0182 | -149.5904 | -111.3665 | 6.4438 | 8.2289 | 50.5024 | 5.4965
2027 | 4518 | MW | 210.1827 | 268.4088 | 343.8863 | 106.2098 | -365.5078 | -366.6964 | -413.2319 | -784.4646 | -175.3818 | -126.2154 | 6.4438 | 8.2289 | 50.5024 | 5.4965
2027 | 4519 | MW | 175.1523 | 223.674 | 286.5719 | 88.5081 | -450.7929 | -431.4075 | -486.1551 | -967.5064 | -206.3316 | -148.4887 | 6.4438 | 8.2289 | 50.5024 | 2.7483
2027 | 4520 | MW | 161.1401 | 205.7801 | 263.6461 | 84.9678 | -523.8945 | -506.9038 | -571.2323 | -1124.3993 | -237.2813 | -174.4742 | 6.4438 | 8.2289 | 50.5024 | 2.7483
2027 | 4521 | MW | 140.1218 | 178.9392 | 229.2575 | 74.3468 | -609.1796 | -571.6149 | -644.1556 | -1307.441 | -263.0728 | -196.7475 | 6.4438 | 8.2289 | 50.5024 | 2.7483
2027 | 4522 | MW | 133.1157 | 169.9923 | 229.2575 | 67.2662 | -670.0976 | -625.5408 | -704.925 | -1438.1852 | -283.7059 | -215.3086 | 8.5918 | 10.9719 | 67.3366 | 2.7483
2027 | 4523 | MW | 140.1218 | 178.9392 | 240.7204 | 67.2662 | -731.0156 | -668.6816 | -753.5405 | -1568.9293 | -304.3391 | -230.1574 | 8.5918 | 10.9719 | 67.3366 | 4.1224
2027 | 4524 | MW | 168.1462 | 214.7271 | 286.5719 | 84.9678 | -779.7499 | -701.0371 | -790.0021 | -1673.5245 | -319.8139 | -241.2941 | 8.5918 | 10.9719 | 84.1707 | 4.1224
2027 | 4525 | MW | 196.1706 | 250.5149 | 320.9605 | 95.5888 | -816.3007 | -733.3927 | -826.4637 | -1751.971 | -330.1305 | -252.4307 | 8.5918 | 10.9719 | 84.1707 | 4.1224
2027 | 4526 | MW | 224.1949 | 286.3028 | 366.812 | 113.2904 | -852.8515 | -765.7483 | -862.9254 | -1830.4175 | -340.4471 | -263.5674 | 10.7397 | 13.7149 | 101.0049 | 4.1224
2027 | 4527 | MW | 280.2437 | 357.8785 | 458.515 | 138.0727 | -865.0351 | -787.3186 | -887.2331 | -1856.5663 | -345.6054 | -270.9918 | 10.7397 | 13.7149 | 101.0049 | 4.1224
2027 | 4528 | MW | 161.1401 | 205.7801 | 263.6461 | 77.8872 | -877.2187 | -787.3186 | -887.2331 | -1882.7151 | -350.7637 | -270.9918 | 0 | 0 | 50.5024 | 1.3741
2027 | 4529 | MW | 203.1767 | 259.4619 | 332.4234 | 102.6694 | -852.8515 | -776.5335 | -875.0793 | -1830.4175 | -345.6054 | -267.2796 | -53.6986 | -68.5746 | -168.3415 | -15.1155
2027 | 4530 | MW | 231.201 | 295.2497 | 378.2749 | 113.2904 | -791.9335 | -744.1779 | -838.6176 | -1699.6734 | -330.1305 | -256.1429 | -60.1425 | -76.8035 | -168.3415 | -16.4896
2027 | 4531 | MW | 245.2132 | 313.1436 | 401.2006 | 123.9114 | -731.0156 | -690.252 | -777.8482 | -1568.9293 | -309.4974 | -237.5819 | -62.2904 | -79.5465 | -168.3415 | -16.4896
2027 | 4532 | MW | 238.2071 | 304.1967 | 389.7378 | 120.3711 | -694.4648 | -679.4668 | -765.6943 | -1490.4828 | -294.0225 | -233.8696 | -66.5863 | -85.0325 | -151.5073 | -16.4896
2027 | 4533 | MW | 679.5909 | 867.8553 | 1100.436 | 343.4115 | -645.7304 | -657.8964 | -741.3866 | -1385.8875 | -278.5476 | -226.4452 | -64.4384 | -82.2895 | -134.6732 | -16.4896
2027 | 4534 | MW | 679.5909 | 867.8553 | 1100.436 | 343.4115 | -572.6289 | -593.1853 | -668.4633 | -1228.9946 | -247.5979 | -204.1719 | 0 | 0 | 33.6683 | 1.3741
2027 | 4535 | MW | 644.5604 | 823.1204 | 1043.1217 | 325.7099 | -475.1601 | -506.9038 | -571.2323 | -1019.804 | -206.3316 | -174.4742 | 15.0356 | 19.2009 | 84.1707 | 5.4965
2027 | 4536 | MW | 588.5117 | 751.5448 | 951.4187 | 300.9276 | -402.0586 | -431.4075 | -486.1551 | -862.9111 | -175.3818 | -148.4887 | 12.8877 | 16.4579 | 67.3366 | 5.4965
2027 | 4537 | MW | 525.4569 | 671.0221 | 859.7157 | 269.0647 | -365.5078 | -388.2667 | -437.5396 | -784.4646 | -154.7487 | -133.6398 | 10.7397 | 13.7149 | 50.5024 | 9.6189
2027 | 4538 | MW | 462.402 | 590.4994 | 745.0869 | 233.6615 | -341.1406 | -366.6964 | -413.2319 | -732.167 | -144.4321 | -126.2154 | 8.5918 | 10.9719 | 50.5024 | 8.2448
2027 | 4539 | MW | 385.335 | 492.0829 | 618.9953 | 194.7179 | -328.957 | -355.9112 | -401.078 | -706.0182 | -139.2738 | -122.5031 | 6.4438 | 8.2289 | 50.5024 | 6.8707
2027 | 4540 | MW | 315.2741 | 402.6133 | 515.8294 | 159.3146 | -328.957 | -355.9112 | -401.078 | -706.0182 | -144.4321 | -122.5031 | 6.4438 | 8.2289 | 50.5024 | 5.4965
2027 | 4541 | MW | 259.2254 | 331.0376 | 424.1264 | 130.992 | -341.1406 | -323.5556 | -364.6164 | -732.167 | -154.7487 | -111.3665 | 6.4438 | 8.2289 | 50.5024 | 5.4965
2027 | 4542 | MW | 210.1827 | 268.4088 | 343.8863 | 102.6694 | -389.875 | -377.4815 | -425.3857 | -836.7623 | -180.5401 | -129.9276 | 6.4438 | 8.2289 | 50.5024 | 5.4965
2027 | 4543 | MW | 168.1462 | 214.7271 | 275.109 | 81.4275 | -499.5273 | -485.3334 | -546.9245 | -1072.1017 | -226.9647 | -167.0497 | 6.4438 | 8.2289 | 50.5024 | 2.7483
2027 | 4544 | MW | 161.1401 | 205.7801 | 263.6461 | 84.9678 | -633.5468 | -614.7556 | -692.7711 | -1359.7387 | -283.7059 | -211.5963 | 6.4438 | 8.2289 | 50.5024 | 2.7483
2027 | 4545 | MW | 133.1157 | 169.9923 | 229.2575 | 70.8065 | -743.1992 | -733.3927 | -826.4637 | -1595.0781 | -319.8139 | -252.4307 | 6.4438 | 8.2289 | 50.5024 | 2.7483
2027 | 4546 | MW | 133.1157 | 169.9923 | 229.2575 | 63.7259 | -816.3007 | -819.6742 | -923.6948 | -1751.971 | -345.6054 | -282.1285 | 6.4438 | 8.2289 | 67.3366 | 4.1224
2027 | 4547 | MW | 140.1218 | 178.9392 | 240.7204 | 70.8065 | -889.4023 | -884.3853 | -996.618 | -1908.8639 | -361.0803 | -304.4018 | 8.5918 | 10.9719 | 67.3366 | 4.1224
2027 | 4548 | MW | 168.1462 | 214.7271 | 286.5719 | 81.4275 | -938.1367 | -916.7409 | -1033.0797 | -2013.4592 | -376.5551 | -315.5384 | 8.5918 | 10.9719 | 84.1707 | 4.1224
2027 | 4549 | MW | 196.1706 | 250.5149 | 320.9605 | 95.5888 | -974.6874 | -938.3113 | -1057.3874 | -2091.9057 | -386.8717 | -322.9628 | 8.5918 | 10.9719 | 84.1707 | 4.1224
2027 | 4550 | MW | 224.1949 | 286.3028 | 366.812 | 113.2904 | -999.0546 | -959.8816 | -1081.6952 | -2144.2033 | -397.1883 | -330.3873 | 10.7397 | 13.7149 | 101.0049 | 5.4965
2027 | 4551 | MW | 280.2437 | 357.8785 | 458.515 | 138.0727 | -1011.2382 | -959.8816 | -1081.6952 | -2170.3521 | -397.1883 | -330.3873 | 10.7397 | 13.7149 | 101.0049 | 5.4965
2027 | 4552 | MW | 161.1401 | 205.7801 | 263.6461 | 77.8872 | -1023.4218 | -959.8816 | -1081.6952 | -2196.501 | -402.3466 | -330.3873 | 0 | 0 | 50.5024 | 1.3741
2027 | 4553 | MW | 203.1767 | 259.4619 | 332.4234 | 102.6694 | -999.0546 | -927.5261 | -1045.2336 | -2144.2033 | -402.3466 | -319.2506 | -53.6986 | -68.5746 | -185.1756 | -17.8637
2027 | 4554 | MW | 231.201 | 295.2497 | 378.2749 | 116.8307 | -925.9531 | -862.8149 | -972.3103 | -1987.3104 | -376.5551 | -296.9773 | -55.8466 | -71.3176 | -185.1756 | -17.8637
2027 | 4555 | MW | 252.2193 | 322.0906 | 401.2006 | 127.4517 | -816.3007 | -765.7483 | -862.9254 | -1751.971 | -330.1305 | -263.5674 | -57.9945 | -74.0605 | -185.1756 | -17.8637
2027 | 4556 | MW | 245.2132 | 313.1436 | 401.2006 | 123.9114 | -731.0156 | -701.0371 | -790.0021 | -1568.9293 | -304.3391 | -241.2941 | -57.9945 | -74.0605 | -168.3415 | -17.8637
2027 | 4557 | MW | 686.597 | 876.8022 | 1111.8989 | 343.4115 | -670.0976 | -668.6816 | -753.5405 | -1438.1852 | -283.7059 | -230.1574 | -57.9945 | -74.0605 | -151.5073 | -16.4896
2027 | 4558 | MW | 679.5909 | 867.8553 | 1111.8989 | 339.8712 | -584.8125 | -593.1853 | -668.4633 | -1255.1434 | -247.5979 | -204.1719 | 0 | 0 | 50.5024 | 1.3741
2027 | 4559 | MW | 644.5604 | 823.1204 | 1054.5845 | 322.1696 | -487.3437 | -506.9038 | -571.2323 | -1045.9528 | -211.4899 | -174.4742 | 12.8877 | 16.4579 | 84.1707 | 5.4965
2027 | 4560 | MW | 588.5117 | 751.5448 | 962.8815 | 297.3873 | -414.2422 | -442.1927 | -498.309 | -889.0599 | -175.3818 | -152.2009 | 10.7397 | 13.7149 | 67.3366 | 5.4965
2027 | 4561 | MW | 532.4629 | 679.9691 | 871.1785 | 265.5244 | -353.3242 | -377.4815 | -425.3857 | -758.3158 | -149.5904 | -129.9276 | 8.5918 | 10.9719 | 16.8341 | 8.2448
2027 | 4562 | MW | 462.402 | 590.4994 | 756.5498 | 230.1211 | -328.957 | -355.9112 | -401.078 | -706.0182 | -139.2738 | -122.5031 | 8.5918 | 10.9719 | 16.8341 | 8.2448
2027 | 4563 | MW | 385.335 | 492.0829 | 630.4582 | 191.1776 | -316.7734 | -345.126 | -388.9241 | -679.8693 | -139.2738 | -118.7909 | 6.4438 | 8.2289 | 16.8341 | 6.8707
2027 | 4564 | MW | 315.2741 | 402.6133 | 515.8294 | 159.3146 | -316.7734 | -345.126 | -388.9241 | -679.8693 | -139.2738 | -118.7909 | 6.4438 | 8.2289 | 16.8341 | 6.8707
2027 | 4565 | MW | 266.2315 | 339.9845 | 435.5893 | 130.992 | -316.7734 | -312.7704 | -352.4625 | -679.8693 | -139.2738 | -107.6543 | 6.4438 | 8.2289 | 16.8341 | 5.4965
2027 | 4566 | MW | 224.1949 | 286.3028 | 366.812 | 113.2904 | -328.957 | -334.3408 | -376.7702 | -706.0182 | -154.7487 | -115.0787 | 6.4438 | 8.2289 | 16.8341 | 5.4965
2027 | 4567 | MW | 203.1767 | 259.4619 | 332.4234 | 99.1291 | -402.0586 | -399.0519 | -449.6935 | -862.9111 | -185.6984 | -137.352 | 6.4438 | 8.2289 | 16.8341 | 2.7483
2027 | 4568 | MW | 182.1584 | 232.621 | 298.0348 | 95.5888 | -487.3437 | -474.5482 | -534.7707 | -1045.9528 | -221.8064 | -163.3375 | 6.4438 | 8.2289 | 16.8341 | 2.7483
2027 | 4569 | MW | 168.1462 | 214.7271 | 275.109 | 88.5081 | -572.6289 | -550.0445 | -619.8478 | -1228.9946 | -252.7562 | -189.323 | 6.4438 | 8.2289 | 16.8341 | 2.7483
2027 | 4570 | MW | 189.1645 | 241.568 | 298.0348 | 99.1291 | -645.7304 | -614.7556 | -692.7711 | -1385.8875 | -273.3893 | -211.5963 | 6.4438 | 8.2289 | 16.8341 | 4.1224
2027 | 4571 | MW | 217.1888 | 277.3558 | 355.3491 | 109.7501 | -694.4648 | -668.6816 | -753.5405 | -1490.4828 | -288.8642 | -230.1574 | 6.4438 | 8.2289 | 16.8341 | 4.1224
2027 | 4572 | MW | 266.2315 | 339.9845 | 435.5893 | 138.0727 | -731.0156 | -690.252 | -777.8482 | -1568.9293 | -294.0225 | -237.5819 | 8.5918 | 10.9719 | 16.8341 | 4.1224
2027 | 4573 | MW | 294.2558 | 375.7724 | 481.4408 | 152.234 | -767.5664 | -722.6075 | -814.3099 | -1647.3757 | -304.3391 | -248.7185 | 8.5918 | 10.9719 | 16.8341 | 5.4965
2027 | 4574 | MW | 329.2863 | 420.5072 | 550.218 | 166.3953 | -779.7499 | -754.9631 | -850.7715 | -1673.5245 | -309.4974 | -259.8552 | 8.5918 | 10.9719 | 16.8341 | 5.4965
2027 | 4575 | MW | 140.1218 | 178.9392 | 229.2575 | 70.8065 | -804.1171 | -765.7483 | -862.9254 | -1725.8222 | -319.8139 | -263.5674 | 8.5918 | 10.9719 | 16.8341 | 5.4965
2027 | 4576 | MW | 154.134 | 196.8331 | 252.1833 | 74.3468 | -804.1171 | -776.5335 | -875.0793 | -1725.8222 | -324.9722 | -267.2796 | 0 | 0 | -16.8341 | 1.3741
2027 | 4577 | MW | 175.1523 | 223.674 | 298.0348 | 88.5081 | -804.1171 | -776.5335 | -875.0793 | -1725.8222 | -330.1305 | -267.2796 | -42.9589 | -54.8597 | -151.5073 | -16.4896
2027 | 4578 | MW | 189.1645 | 241.568 | 309.4976 | 92.0485 | -767.5664 | -754.9631 | -850.7715 | -1647.3757 | -319.8139 | -259.8552 | -47.2548 | -60.3456 | -168.3415 | -16.4896
2027 | 4579 | MW | 189.1645 | 241.568 | 309.4976 | 95.5888 | -706.6484 | -690.252 | -777.8482 | -1516.6316 | -294.0225 | -237.5819 | -49.4028 | -63.0886 | -168.3415 | -16.4896
2027 | 4580 | MW | 616.536 | 787.3326 | 1008.733 | 308.0083 | -657.914 | -657.8964 | -741.3866 | -1412.0363 | -278.5476 | -226.4452 | -51.5507 | -65.8316 | -168.3415 | -15.1155
2027 | 4581 | MW | 609.53 | 778.3856 | 997.2702 | 304.468 | -633.5468 | -625.5408 | -704.925 | -1359.7387 | -268.2311 | -215.3086 | -51.5507 | -65.8316 | -168.3415 | -15.1155
2027 | 4582 | MW | 588.5117 | 751.5448 | 962.8815 | 293.847 | -548.2617 | -560.8297 | -632.0017 | -1176.6969 | -237.2813 | -193.0353 | 0 | 0 | -16.8341 | 1.3741
2027 | 4583 | MW | 567.4934 | 724.7039 | 917.03 | 286.7663 | -475.1601 | -485.3334 | -546.9245 | -1019.804 | -206.3316 | -167.0497 | 12.8877 | 16.4579 | 33.6683 | 5.4965
2027 | 4584 | MW | 532.4629 | 679.9691 | 859.7157 | 269.0647 | -389.875 | -409.8371 | -461.8474 | -836.7623 | -170.2236 | -141.0642 | 10.7397 | 13.7149 | 16.8341 | 4.1224
2027 | 4585 | MW | 476.4142 | 608.3934 | 779.4755 | 244.2824 | -341.1406 | -366.6964 | -413.2319 | -732.167 | -149.5904 | -126.2154 | 8.5918 | 10.9719 | 50.5024 | 8.2448
2027 | 4586 | MW | 413.3594 | 527.8707 | 676.3097 | 212.4195 | -328.957 | -345.126 | -388.9241 | -706.0182 | -139.2738 | -118.7909 | 6.4438 | 8.2289 | 50.5024 | 6.8707
2027 | 4587 | MW | 364.3168 | 465.242 | 596.0695 | 184.0969 | -316.7734 | -334.3408 | -376.7702 | -679.8693 | -139.2738 | -115.0787 | 6.4438 | 8.2289 | 50.5024 | 5.4965
2027 | 4588 | MW | 322.2802 | 411.5602 | 527.2923 | 162.855 | -316.7734 | -323.5556 | -364.6164 | -679.8693 | -139.2738 | -111.3665 | 6.4438 | 8.2289 | 33.6683 | 5.4965
2027 | 4589 | MW | 287.2497 | 366.8254 | 458.515 | 145.1533 | -304.5898 | -291.2 | -328.1547 | -653.7205 | -139.2738 | -100.2298 | 4.2959 | 5.486 | 33.6683 | 5.4965
2027 | 4590 | MW | 259.2254 | 331.0376 | 412.6635 | 130.992 | -316.7734 | -312.7704 | -352.4625 | -679.8693 | -149.5904 | -107.6543 | 4.2959 | 5.486 | 33.6683 | 5.4965
2027 | 4591 | MW | 231.201 | 295.2497 | 366.812 | 113.2904 | -365.5078 | -355.9112 | -401.078 | -784.4646 | -175.3818 | -122.5031 | 4.2959 | 5.486 | 33.6683 | 2.7483
2027 | 4592 | MW | 196.1706 | 250.5149 | 320.9605 | 99.1291 | -426.4258 | -399.0519 | -449.6935 | -915.2087 | -196.015 | -137.352 | 6.4438 | 8.2289 | 50.5024 | 2.7483
2027 | 4593 | MW | 189.1645 | 241.568 | 309.4976 | 95.5888 | -499.5273 | -452.9778 | -510.4629 | -1072.1017 | -221.8064 | -155.9131 | 6.4438 | 8.2289 | 50.5024 | 2.7483
2027 | 4594 | MW | 203.1767 | 259.4619 | 332.4234 | 99.1291 | -572.6289 | -506.9038 | -571.2323 | -1228.9946 | -242.4396 | -174.4742 | 6.4438 | 8.2289 | 50.5024 | 2.7483
2027 | 4595 | MW | 231.201 | 295.2497 | 378.2749 | 113.2904 | -621.3632 | -550.0445 | -619.8478 | -1333.5899 | -263.0728 | -189.323 | 6.4438 | 8.2289 | 50.5024 | 4.1224
2027 | 4596 | MW | 273.2376 | 348.9315 | 447.0521 | 138.0727 | -657.914 | -582.4001 | -656.3094 | -1412.0363 | -273.3893 | -200.4597 | 6.4438 | 8.2289 | 67.3366 | 4.1224
2027 | 4597 | MW | 301.2619 | 384.7193 | 481.4408 | 155.7743 | -694.4648 | -603.9705 | -680.6172 | -1490.4828 | -283.7059 | -207.8841 | 6.4438 | 8.2289 | 67.3366 | 4.1224
2027 | 4598 | MW | 329.2863 | 420.5072 | 538.7551 | 169.9356 | -731.0156 | -625.5408 | -704.925 | -1568.9293 | -294.0225 | -215.3086 | 6.4438 | 8.2289 | 84.1707 | 4.1224
2027 | 4599 | MW | 133.1157 | 169.9923 | 217.7946 | 67.2662 | -767.5664 | -657.8964 | -741.3866 | -1647.3757 | -299.1808 | -226.4452 | 6.4438 | 8.2289 | 84.1707 | 4.1224
2027 | 4600 | MW | 147.1279 | 187.8862 | 240.7204 | 74.3468 | -779.7499 | -679.4668 | -765.6943 | -1673.5245 | -309.4974 | -233.8696 | 0 | 0 | 50.5024 | 1.3741
2027 | 4601 | MW | 168.1462 | 214.7271 | 275.109 | 81.4275 | -779.7499 | -701.0371 | -790.0021 | -1673.5245 | -314.6557 | -241.2941 | -36.5151 | -46.6307 | -168.3415 | -13.7413
2027 | 4602 | MW | 175.1523 | 223.674 | 286.5719 | 88.5081 | -755.3828 | -690.252 | -777.8482 | -1621.2269 | -309.4974 | -237.5819 | -38.663 | -49.3737 | -168.3415 | -13.7413
2027 | 4603 | MW | 182.1584 | 232.621 | 298.0348 | 88.5081 | -694.4648 | -647.1112 | -729.2327 | -1490.4828 | -294.0225 | -222.733 | -42.9589 | -54.8597 | -168.3415 | -13.7413
2027 | 4604 | MW | 588.5117 | 751.5448 | 962.8815 | 297.3873 | -657.914 | -625.5408 | -704.925 | -1412.0363 | -283.7059 | -215.3086 | -45.1069 | -57.6026 | -151.5073 | -15.1155
2027 | 4605 | MW | 595.5178 | 760.4917 | 974.3444 | 300.9276 | -621.3632 | -614.7556 | -692.7711 | -1333.5899 | -273.3893 | -211.5963 | -45.1069 | -57.6026 | -151.5073 | -15.1155
2027 | 4606 | MW | 581.5056 | 742.5978 | 951.4187 | 293.847 | -548.2617 | -550.0445 | -619.8478 | -1176.6969 | -242.4396 | -189.323 | -2.1479 | -2.743 | 50.5024 | 1.3741
2027 | 4607 | MW | 567.4934 | 724.7039 | 928.4929 | 286.7663 | -462.9765 | -474.5482 | -534.7707 | -993.6552 | -201.1733 | -163.3375 | 10.7397 | 13.7149 | 84.1707 | 5.4965
2027 | 4608 | MW | 525.4569 | 671.0221 | 859.7157 | 265.5244 | -389.875 | -409.8371 | -461.8474 | -836.7623 | -170.2236 | -141.0642 | 8.5918 | 10.9719 | 67.3366 | 4.1224
2027 | 4609 | MW | 469.4081 | 599.4464 | 768.0127 | 233.6615 | -365.5078 | -377.4815 | -425.3857 | -784.4646 | -154.7487 | -129.9276 | 10.7397 | 13.7149 | 33.6683 | 9.6189
2027 | 4610 | MW | 406.3533 | 518.9238 | 676.3097 | 201.7985 | -328.957 | -355.9112 | -401.078 | -706.0182 | -144.4321 | -122.5031 | 8.5918 | 10.9719 | 16.8341 | 8.2448
2027 | 4611 | MW | 357.3107 | 456.295 | 584.6066 | 177.0163 | -316.7734 | -345.126 | -388.9241 | -679.8693 | -144.4321 | -118.7909 | 6.4438 | 8.2289 | 16.8341 | 6.8707
2027 | 4612 | MW | 308.268 | 393.6663 | 504.3665 | 155.7743 | -328.957 | -345.126 | -388.9241 | -706.0182 | -144.4321 | -118.7909 | 6.4438 | 8.2289 | 16.8341 | 6.8707
2027 | 4613 | MW | 273.2376 | 348.9315 | 447.0521 | 138.0727 | -328.957 | -312.7704 | -352.4625 | -706.0182 | -149.5904 | -107.6543 | 6.4438 | 8.2289 | 16.8341 | 5.4965
2027 | 4614 | MW | 238.2071 | 304.1967 | 389.7378 | 116.8307 | -377.6914 | -366.6964 | -413.2319 | -810.6135 | -175.3818 | -126.2154 | 6.4438 | 8.2289 | 16.8341 | 5.4965
2027 | 4615 | MW | 203.1767 | 259.4619 | 343.8863 | 102.6694 | -499.5273 | -474.5482 | -534.7707 | -1072.1017 | -226.9647 | -163.3375 | 6.4438 | 8.2289 | 16.8341 | 2.7483
2027 | 4616 | MW | 196.1706 | 250.5149 | 320.9605 | 99.1291 | -645.7304 | -603.9705 | -680.6172 | -1385.8875 | -288.8642 | -207.8841 | 6.4438 | 8.2289 | 16.8341 | 2.7483
2027 | 4617 | MW | 182.1584 | 232.621 | 298.0348 | 92.0485 | -767.5664 | -701.0371 | -790.0021 | -1647.3757 | -330.1305 | -241.2941 | 6.4438 | 8.2289 | 16.8341 | 4.1224
2027 | 4618 | MW | 168.1462 | 214.7271 | 275.109 | 84.9678 | -840.6679 | -776.5335 | -875.0793 | -1804.2686 | -361.0803 | -267.2796 | 6.4438 | 8.2289 | 33.6683 | 4.1224
2027 | 4619 | MW | 168.1462 | 214.7271 | 286.5719 | 84.9678 | -913.7695 | -830.4594 | -935.8486 | -1961.1616 | -386.8717 | -285.8407 | 8.5918 | 10.9719 | 33.6683 | 4.1224
2027 | 4620 | MW | 189.1645 | 241.568 | 309.4976 | 92.0485 | -950.3202 | -873.6001 | -984.4642 | -2039.608 | -397.1883 | -300.6895 | 8.5918 | 10.9719 | 33.6683 | 4.1224
2027 | 4621 | MW | 210.1827 | 268.4088 | 343.8863 | 102.6694 | -986.871 | -895.1705 | -1008.7719 | -2118.0545 | -402.3466 | -308.114 | 8.5918 | 10.9719 | 33.6683 | 4.1224
2027 | 4622 | MW | 238.2071 | 304.1967 | 389.7378 | 120.3711 | -1011.2382 | -927.5261 | -1045.2336 | -2170.3521 | -407.5049 | -319.2506 | 8.5918 | 10.9719 | 33.6683 | 4.1224
2027 | 4623 | MW | 294.2558 | 375.7724 | 481.4408 | 145.1533 | -1035.6054 | -949.0964 | -1069.5413 | -2222.6498 | -417.8214 | -326.6751 | 10.7397 | 13.7149 | 33.6683 | 5.4965
2027 | 4624 | MW | 161.1401 | 205.7801 | 263.6461 | 77.8872 | -1047.789 | -949.0964 | -1069.5413 | -2248.7986 | -428.138 | -326.6751 | 0 | 0 | 0 | 1.3741
2027 | 4625 | MW | 196.1706 | 250.5149 | 320.9605 | 99.1291 | -1023.4218 | -927.5261 | -1045.2336 | -2196.501 | -428.138 | -319.2506 | -51.5507 | -65.8316 | -235.678 | -16.4896
2027 | 4626 | MW | 224.1949 | 286.3028 | 378.2749 | 109.7501 | -962.5038 | -873.6001 | -984.4642 | -2065.7569 | -402.3466 | -300.6895 | -57.9945 | -74.0605 | -235.678 | -16.4896
2027 | 4627 | MW | 245.2132 | 313.1436 | 401.2006 | 120.3711 | -852.8515 | -765.7483 | -862.9254 | -1830.4175 | -355.922 | -263.5674 | -62.2904 | -79.5465 | -235.678 | -17.8637
2027 | 4628 | MW | 238.2071 | 304.1967 | 389.7378 | 120.3711 | -767.5664 | -701.0371 | -790.0021 | -1647.3757 | -324.9722 | -241.2941 | -66.5863 | -85.0325 | -235.678 | -17.8637
2027 | 4629 | MW | 693.6031 | 885.7492 | 1146.2875 | 350.4922 | -706.6484 | -668.6816 | -753.5405 | -1516.6316 | -299.1808 | -230.1574 | -66.5863 | -85.0325 | -218.8439 | -17.8637
2027 | 4630 | MW | 700.6091 | 894.6961 | 1146.2875 | 350.4922 | -609.1796 | -593.1853 | -668.4633 | -1307.441 | -257.9145 | -204.1719 | 0 | 0 | 0 | 1.3741
2027 | 4631 | MW | 665.5787 | 849.9613 | 1088.9732 | 332.7906 | -499.5273 | -506.9038 | -571.2323 | -1072.1017 | -211.4899 | -174.4742 | 15.0356 | 19.2009 | 50.5024 | 5.4965
2027 | 4632 | MW | 616.536 | 787.3326 | 1008.733 | 308.0083 | -414.2422 | -431.4075 | -486.1551 | -889.0599 | -175.3818 | -148.4887 | 12.8877 | 16.4579 | 33.6683 | 5.4965
2027 | 4633 | MW | 560.4873 | 715.7569 | 917.03 | 279.6857 | -365.5078 | -388.2667 | -437.5396 | -784.4646 | -154.7487 | -133.6398 | 10.7397 | 13.7149 | 33.6683 | 8.2448
2027 | 4634 | MW | 497.4325 | 635.2343 | 813.8642 | 247.8228 | -341.1406 | -355.9112 | -401.078 | -732.167 | -144.4321 | -122.5031 | 10.7397 | 13.7149 | 33.6683 | 6.8707
2027 | 4635 | MW | 420.3655 | 536.8177 | 687.7725 | 212.4195 | -328.957 | -345.126 | -388.9241 | -706.0182 | -139.2738 | -118.7909 | 8.5918 | 10.9719 | 16.8341 | 5.4965
2027 | 4636 | MW | 357.3107 | 456.295 | 584.6066 | 177.0163 | -328.957 | -345.126 | -388.9241 | -706.0182 | -144.4321 | -118.7909 | 8.5918 | 10.9719 | 16.8341 | 5.4965
2027 | 4637 | MW | 294.2558 | 375.7724 | 481.4408 | 148.6937 | -341.1406 | -323.5556 | -364.6164 | -732.167 | -149.5904 | -111.3665 | 8.5918 | 10.9719 | 16.8341 | 5.4965
2027 | 4638 | MW | 245.2132 | 313.1436 | 412.6635 | 120.3711 | -389.875 | -366.6964 | -413.2319 | -836.7623 | -180.5401 | -126.2154 | 6.4438 | 8.2289 | 16.8341 | 5.4965
2027 | 4639 | MW | 203.1767 | 259.4619 | 332.4234 | 99.1291 | -511.7109 | -474.5482 | -534.7707 | -1098.2505 | -226.9647 | -163.3375 | 6.4438 | 8.2289 | 16.8341 | 2.7483
2027 | 4640 | MW | 182.1584 | 232.621 | 309.4976 | 95.5888 | -645.7304 | -593.1853 | -668.4633 | -1385.8875 | -288.8642 | -204.1719 | 8.5918 | 10.9719 | 33.6683 | 2.7483
2027 | 4641 | MW | 154.134 | 196.8331 | 263.6461 | 81.4275 | -779.7499 | -690.252 | -777.8482 | -1673.5245 | -335.2888 | -237.5819 | 8.5918 | 10.9719 | 33.6683 | 2.7483
2027 | 4642 | MW | 140.1218 | 178.9392 | 240.7204 | 70.8065 | -865.0351 | -765.7483 | -862.9254 | -1856.5663 | -371.3968 | -263.5674 | 8.5918 | 10.9719 | 33.6683 | 2.7483
2027 | 4643 | MW | 147.1279 | 187.8862 | 252.1833 | 74.3468 | -938.1367 | -830.4594 | -935.8486 | -2013.4592 | -392.03 | -285.8407 | 8.5918 | 10.9719 | 33.6683 | 2.7483
2027 | 4644 | MW | 175.1523 | 223.674 | 298.0348 | 84.9678 | -974.6874 | -862.8149 | -972.3103 | -2091.9057 | -407.5049 | -296.9773 | 10.7397 | 13.7149 | 33.6683 | 4.1224
2027 | 4645 | MW | 196.1706 | 250.5149 | 332.4234 | 99.1291 | -999.0546 | -884.3853 | -996.618 | -2144.2033 | -412.6632 | -304.4018 | 10.7397 | 13.7149 | 33.6683 | 4.1224
2027 | 4646 | MW | 231.201 | 295.2497 | 378.2749 | 116.8307 | -1023.4218 | -905.9557 | -1020.9258 | -2196.501 | -417.8214 | -311.8262 | 12.8877 | 16.4579 | 50.5024 | 4.1224
2027 | 4647 | MW | 280.2437 | 357.8785 | 469.9779 | 141.613 | -1047.789 | -927.5261 | -1045.2336 | -2248.7986 | -422.9797 | -319.2506 | 12.8877 | 16.4579 | 50.5024 | 4.1224
2027 | 4648 | MW | 161.1401 | 205.7801 | 263.6461 | 77.8872 | -1047.789 | -938.3113 | -1057.3874 | -2248.7986 | -428.138 | -322.9628 | 0 | 0 | 0 | 0
2027 | 4649 | MW | 196.1706 | 250.5149 | 320.9605 | 99.1291 | -1047.789 | -927.5261 | -1045.2336 | -2248.7986 | -428.138 | -319.2506 | -62.2904 | -79.5465 | -235.678 | -16.4896
2027 | 4650 | MW | 224.1949 | 286.3028 | 366.812 | 109.7501 | -974.6874 | -873.6001 | -984.4642 | -2091.9057 | -402.3466 | -300.6895 | -66.5863 | -85.0325 | -252.5122 | -17.8637
2027 | 4651 | MW | 245.2132 | 313.1436 | 401.2006 | 120.3711 | -852.8515 | -787.3186 | -887.2331 | -1830.4175 | -355.922 | -270.9918 | -68.7343 | -87.7755 | -269.3463 | -19.2379
2027 | 4652 | MW | 238.2071 | 304.1967 | 389.7378 | 120.3711 | -767.5664 | -722.6075 | -814.3099 | -1647.3757 | -319.8139 | -248.7185 | -68.7343 | -87.7755 | -252.5122 | -19.2379
2027 | 4653 | MW | 686.597 | 876.8022 | 1123.3618 | 346.9519 | -694.4648 | -679.4668 | -765.6943 | -1490.4828 | -294.0225 | -233.8696 | -66.5863 | -85.0325 | -235.678 | -17.8637
2027 | 4654 | MW | 686.597 | 876.8022 | 1123.3618 | 343.4115 | -596.9961 | -603.9705 | -680.6172 | -1281.2922 | -257.9145 | -207.8841 | 0 | 0 | 0 | 1.3741
2027 | 4655 | MW | 644.5604 | 823.1204 | 1054.5845 | 325.7099 | -499.5273 | -506.9038 | -571.2323 | -1072.1017 | -211.4899 | -174.4742 | 15.0356 | 19.2009 | 50.5024 | 5.4965
2027 | 4656 | MW | 595.5178 | 760.4917 | 962.8815 | 300.9276 | -414.2422 | -442.1927 | -498.309 | -889.0599 | -175.3818 | -152.2009 | 12.8877 | 16.4579 | 33.6683 | 5.4965
2027 | 4657 | MW | 532.4629 | 679.9691 | 871.1785 | 272.605 | -365.5078 | -388.2667 | -437.5396 | -784.4646 | -154.7487 | -133.6398 | 10.7397 | 13.7149 | 16.8341 | 8.2448
2027 | 4658 | MW | 469.4081 | 599.4464 | 768.0127 | 237.2018 | -341.1406 | -366.6964 | -413.2319 | -732.167 | -144.4321 | -126.2154 | 8.5918 | 10.9719 | 16.8341 | 6.8707
2027 | 4659 | MW | 392.3411 | 501.0298 | 641.921 | 198.2582 | -328.957 | -355.9112 | -401.078 | -706.0182 | -139.2738 | -122.5031 | 6.4438 | 8.2289 | 16.8341 | 5.4965
2027 | 4660 | MW | 322.2802 | 411.5602 | 527.2923 | 162.855 | -328.957 | -355.9112 | -401.078 | -706.0182 | -144.4321 | -122.5031 | 6.4438 | 8.2289 | 16.8341 | 5.4965
2027 | 4661 | MW | 266.2315 | 339.9845 | 435.5893 | 134.5324 | -341.1406 | -323.5556 | -364.6164 | -732.167 | -154.7487 | -111.3665 | 6.4438 | 8.2289 | 16.8341 | 5.4965
2027 | 4662 | MW | 217.1888 | 277.3558 | 355.3491 | 109.7501 | -402.0586 | -377.4815 | -425.3857 | -862.9111 | -180.5401 | -129.9276 | 6.4438 | 8.2289 | 16.8341 | 5.4965
2027 | 4663 | MW | 175.1523 | 223.674 | 298.0348 | 88.5081 | -523.8945 | -474.5482 | -534.7707 | -1124.3993 | -226.9647 | -163.3375 | 6.4438 | 8.2289 | 16.8341 | 2.7483
2027 | 4664 | MW | 168.1462 | 214.7271 | 275.109 | 88.5081 | -670.0976 | -593.1853 | -668.4633 | -1438.1852 | -283.7059 | -204.1719 | 6.4438 | 8.2289 | 16.8341 | 2.7483
2027 | 4665 | MW | 147.1279 | 187.8862 | 240.7204 | 77.8872 | -804.1171 | -701.0371 | -790.0021 | -1725.8222 | -335.2888 | -241.2941 | 6.4438 | 8.2289 | 16.8341 | 2.7483
2027 | 4666 | MW | 140.1218 | 178.9392 | 240.7204 | 70.8065 | -901.5859 | -787.3186 | -887.2331 | -1935.0128 | -366.2386 | -270.9918 | 6.4438 | 8.2289 | 16.8341 | 2.7483
2027 | 4667 | MW | 147.1279 | 187.8862 | 240.7204 | 74.3468 | -974.6874 | -852.0298 | -960.1564 | -2091.9057 | -397.1883 | -293.2651 | 6.4438 | 8.2289 | 16.8341 | 4.1224
2027 | 4668 | MW | 175.1523 | 223.674 | 286.5719 | 84.9678 | -1023.4218 | -895.1705 | -1008.7719 | -2196.501 | -417.8214 | -308.114 | 8.5918 | 10.9719 | 16.8341 | 4.1224
2027 | 4669 | MW | 196.1706 | 250.5149 | 320.9605 | 95.5888 | -1059.9726 | -938.3113 | -1057.3874 | -2274.9474 | -428.138 | -322.9628 | 8.5918 | 10.9719 | 16.8341 | 4.1224
2027 | 4670 | MW | 224.1949 | 286.3028 | 366.812 | 113.2904 | -1084.3398 | -981.452 | -1106.0029 | -2327.2451 | -433.2963 | -337.8117 | 8.5918 | 10.9719 | 33.6683 | 4.1224
2027 | 4671 | MW | 280.2437 | 357.8785 | 469.9779 | 141.613 | -1096.5234 | -1013.8076 | -1142.4646 | -2353.3939 | -438.4546 | -348.9484 | 10.7397 | 13.7149 | 33.6683 | 4.1224
2027 | 4672 | MW | 161.1401 | 205.7801 | 263.6461 | 81.4275 | -1108.707 | -1035.3779 | -1166.7723 | -2379.5427 | -448.7712 | -356.3728 | -2.1479 | -2.743 | -16.8341 | 1.3741
2027 | 4673 | MW | 196.1706 | 250.5149 | 320.9605 | 99.1291 | -1084.3398 | -1035.3779 | -1166.7723 | -2327.2451 | -448.7712 | -356.3728 | -55.8466 | -71.3176 | -185.1756 | -16.4896
2027 | 4674 | MW | 224.1949 | 286.3028 | 378.2749 | 113.2904 | -1011.2382 | -992.2372 | -1118.1568 | -2170.3521 | -417.8214 | -341.5239 | -62.2904 | -79.5465 | -202.0097 | -16.4896
2027 | 4675 | MW | 245.2132 | 313.1436 | 401.2006 | 123.9114 | -889.4023 | -873.6001 | -984.4642 | -1908.8639 | -366.2386 | -300.6895 | -64.4384 | -82.2895 | -202.0097 | -16.4896
2027 | 4676 | MW | 238.2071 | 304.1967 | 389.7378 | 120.3711 | -804.1171 | -798.1038 | -899.387 | -1725.8222 | -330.1305 | -274.704 | -66.5863 | -85.0325 | -185.1756 | -17.8637
2027 | 4677 | MW | 679.5909 | 867.8553 | 1123.3618 | 339.8712 | -731.0156 | -744.1779 | -838.6176 | -1568.9293 | -304.3391 | -256.1429 | -66.5863 | -85.0325 | -185.1756 | -16.4896
2027 | 4678 | MW | 679.5909 | 867.8553 | 1111.8989 | 339.8712 | -621.3632 | -647.1112 | -729.2327 | -1333.5899 | -263.0728 | -222.733 | -2.1479 | -2.743 | -16.8341 | 1.3741
2027 | 4679 | MW | 644.5604 | 823.1204 | 1054.5845 | 322.1696 | -511.7109 | -539.2593 | -607.6939 | -1098.2505 | -216.6482 | -185.6108 | 12.8877 | 16.4579 | 33.6683 | 5.4965
2027 | 4680 | MW | 588.5117 | 751.5448 | 962.8815 | 293.847 | -426.4258 | -452.9778 | -510.4629 | -915.2087 | -180.5401 | -155.9131 | 12.8877 | 16.4579 | 16.8341 | 4.1224
2027 | 4681 | MW | 525.4569 | 671.0221 | 859.7157 | 265.5244 | -377.6914 | -399.0519 | -449.6935 | -810.6135 | -154.7487 | -137.352 | 10.7397 | 13.7149 | 33.6683 | 9.6189
2027 | 4682 | MW | 462.402 | 590.4994 | 756.5498 | 233.6615 | -341.1406 | -377.4815 | -425.3857 | -732.167 | -144.4321 | -129.9276 | 8.5918 | 10.9719 | 16.8341 | 6.8707
2027 | 4683 | MW | 385.335 | 492.0829 | 630.4582 | 194.7179 | -328.957 | -355.9112 | -401.078 | -706.0182 | -139.2738 | -122.5031 | 6.4438 | 8.2289 | 16.8341 | 6.8707
2027 | 4684 | MW | 322.2802 | 411.5602 | 515.8294 | 162.855 | -341.1406 | -355.9112 | -401.078 | -732.167 | -144.4321 | -122.5031 | 6.4438 | 8.2289 | 16.8341 | 5.4965
2027 | 4685 | MW | 259.2254 | 331.0376 | 424.1264 | 130.992 | -353.3242 | -334.3408 | -376.7702 | -758.3158 | -154.7487 | -115.0787 | 6.4438 | 8.2289 | 16.8341 | 5.4965
2027 | 4686 | MW | 210.1827 | 268.4088 | 343.8863 | 106.2098 | -402.0586 | -388.2667 | -437.5396 | -862.9111 | -180.5401 | -133.6398 | 6.4438 | 8.2289 | 16.8341 | 5.4965
2027 | 4687 | MW | 175.1523 | 223.674 | 286.5719 | 88.5081 | -523.8945 | -485.3334 | -546.9245 | -1124.3993 | -226.9647 | -167.0497 | 6.4438 | 8.2289 | 16.8341 | 2.7483
2027 | 4688 | MW | 161.1401 | 205.7801 | 275.109 | 84.9678 | -682.2812 | -625.5408 | -704.925 | -1464.334 | -294.0225 | -215.3086 | 6.4438 | 8.2289 | 16.8341 | 2.7483
2027 | 4689 | MW | 140.1218 | 178.9392 | 229.2575 | 74.3468 | -816.3007 | -733.3927 | -826.4637 | -1751.971 | -340.4471 | -252.4307 | 6.4438 | 8.2289 | 16.8341 | 2.7483
2027 | 4690 | MW | 133.1157 | 169.9923 | 229.2575 | 67.2662 | -913.7695 | -819.6742 | -923.6948 | -1961.1616 | -381.7134 | -282.1285 | 6.4438 | 8.2289 | 33.6683 | 4.1224
2027 | 4691 | MW | 140.1218 | 178.9392 | 240.7204 | 70.8065 | -999.0546 | -884.3853 | -996.618 | -2144.2033 | -407.5049 | -304.4018 | 8.5918 | 10.9719 | 33.6683 | 4.1224
2027 | 4692 | MW | 168.1462 | 214.7271 | 286.5719 | 84.9678 | -1047.789 | -938.3113 | -1057.3874 | -2248.7986 | -422.9797 | -322.9628 | 8.5918 | 10.9719 | 33.6683 | 5.4965
2027 | 4693 | MW | 196.1706 | 250.5149 | 320.9605 | 95.5888 | -1072.1562 | -992.2372 | -1118.1568 | -2301.0962 | -422.9797 | -341.5239 | 8.5918 | 10.9719 | 33.6683 | 5.4965
2027 | 4694 | MW | 224.1949 | 286.3028 | 366.812 | 113.2904 | -1096.5234 | -1035.3779 | -1166.7723 | -2353.3939 | -428.138 | -356.3728 | 8.5918 | 10.9719 | 33.6683 | 5.4965
2027 | 4695 | MW | 280.2437 | 357.8785 | 458.515 | 138.0727 | -1108.707 | -1056.9483 | -1191.0801 | -2379.5427 | -443.6129 | -363.7972 | 10.7397 | 13.7149 | 50.5024 | 6.8707
2027 | 4696 | MW | 161.1401 | 205.7801 | 263.6461 | 77.8872 | -1096.5234 | -1067.7335 | -1203.234 | -2353.3939 | -459.0878 | -367.5094 | 0 | 0 | 0 | 1.3741
2027 | 4697 | MW | 196.1706 | 250.5149 | 320.9605 | 99.1291 | -1072.1562 | -1078.5187 | -1215.3879 | -2301.0962 | -464.2461 | -371.2217 | -51.5507 | -65.8316 | -235.678 | -20.612
2027 | 4698 | MW | 231.201 | 295.2497 | 378.2749 | 113.2904 | -999.0546 | -1024.5927 | -1154.6185 | -2144.2033 | -433.2963 | -352.6606 | -55.8466 | -71.3176 | -235.678 | -19.2379
2027 | 4699 | MW | 245.2132 | 313.1436 | 401.2006 | 123.9114 | -889.4023 | -905.9557 | -1020.9258 | -1908.8639 | -376.5551 | -311.8262 | -57.9945 | -74.0605 | -235.678 | -20.612
2027 | 4700 | MW | 245.2132 | 313.1436 | 401.2006 | 120.3711 | -804.1171 | -819.6742 | -923.6948 | -1725.8222 | -335.2888 | -282.1285 | -62.2904 | -79.5465 | -218.8439 | -20.612
2027 | 4701 | MW | 679.5909 | 867.8553 | 1111.8989 | 339.8712 | -718.832 | -765.7483 | -862.9254 | -1542.7804 | -304.3391 | -263.5674 | -60.1425 | -76.8035 | -218.8439 | -20.612
2027 | 4702 | MW | 679.5909 | 867.8553 | 1111.8989 | 339.8712 | -621.3632 | -657.8964 | -741.3866 | -1333.5899 | -263.0728 | -226.4452 | 0 | 0 | 0 | 1.3741
2027 | 4703 | MW | 644.5604 | 823.1204 | 1054.5845 | 322.1696 | -511.7109 | -550.0445 | -619.8478 | -1098.2505 | -216.6482 | -189.323 | 12.8877 | 16.4579 | 33.6683 | 5.4965
2027 | 4704 | MW | 588.5117 | 751.5448 | 962.8815 | 293.847 | -426.4258 | -463.763 | -522.6168 | -915.2087 | -180.5401 | -159.6253 | 12.8877 | 16.4579 | 33.6683 | 5.4965
2027 | 4705 | MW | 532.4629 | 679.9691 | 859.7157 | 265.5244 | -377.6914 | -409.8371 | -461.8474 | -810.6135 | -159.907 | -141.0642 | 10.7397 | 13.7149 | 67.3366 | 8.2448
2027 | 4706 | MW | 462.402 | 590.4994 | 756.5498 | 230.1211 | -353.3242 | -377.4815 | -425.3857 | -758.3158 | -149.5904 | -129.9276 | 8.5918 | 10.9719 | 50.5024 | 6.8707
2027 | 4707 | MW | 385.335 | 492.0829 | 630.4582 | 191.1776 | -328.957 | -366.6964 | -413.2319 | -706.0182 | -144.4321 | -126.2154 | 6.4438 | 8.2289 | 50.5024 | 5.4965
2027 | 4708 | MW | 315.2741 | 402.6133 | 515.8294 | 159.3146 | -341.1406 | -355.9112 | -401.078 | -732.167 | -144.4321 | -122.5031 | 6.4438 | 8.2289 | 50.5024 | 5.4965
2027 | 4709 | MW | 259.2254 | 331.0376 | 412.6635 | 130.992 | -341.1406 | -334.3408 | -376.7702 | -732.167 | -154.7487 | -115.0787 | 6.4438 | 8.2289 | 50.5024 | 5.4965
2027 | 4710 | MW | 210.1827 | 268.4088 | 343.8863 | 106.2098 | -402.0586 | -388.2667 | -437.5396 | -862.9111 | -185.6984 | -133.6398 | 6.4438 | 8.2289 | 50.5024 | 5.4965
2027 | 4711 | MW | 168.1462 | 214.7271 | 286.5719 | 84.9678 | -523.8945 | -496.1186 | -559.0784 | -1124.3993 | -237.2813 | -170.762 | 6.4438 | 8.2289 | 50.5024 | 2.7483
2027 | 4712 | MW | 161.1401 | 205.7801 | 263.6461 | 84.9678 | -682.2812 | -625.5408 | -704.925 | -1464.334 | -304.3391 | -215.3086 | 6.4438 | 8.2289 | 50.5024 | 2.7483
2027 | 4713 | MW | 140.1218 | 178.9392 | 229.2575 | 77.8872 | -816.3007 | -754.9631 | -850.7715 | -1751.971 | -366.2386 | -259.8552 | 6.4438 | 8.2289 | 50.5024 | 2.7483
2027 | 4714 | MW | 133.1157 | 169.9923 | 217.7946 | 70.8065 | -913.7695 | -841.2446 | -948.0025 | -1961.1616 | -407.5049 | -289.5529 | 6.4438 | 8.2289 | 67.3366 | 2.7483
2027 | 4715 | MW | 140.1218 | 178.9392 | 229.2575 | 74.3468 | -999.0546 | -916.7409 | -1033.0797 | -2144.2033 | -443.6129 | -315.5384 | 8.5918 | 10.9719 | 67.3366 | 4.1224
2027 | 4716 | MW | 168.1462 | 214.7271 | 286.5719 | 88.5081 | -1047.789 | -959.8816 | -1081.6952 | -2248.7986 | -464.2461 | -330.3873 | 8.5918 | 10.9719 | 84.1707 | 4.1224
2027 | 4717 | MW | 196.1706 | 250.5149 | 320.9605 | 95.5888 | -1084.3398 | -992.2372 | -1118.1568 | -2327.2451 | -474.5626 | -341.5239 | 8.5918 | 10.9719 | 101.0049 | 4.1224
2027 | 4718 | MW | 224.1949 | 286.3028 | 366.812 | 113.2904 | -1108.707 | -1035.3779 | -1166.7723 | -2379.5427 | -479.7209 | -356.3728 | 10.7397 | 13.7149 | 101.0049 | 4.1224
2027 | 4719 | MW | 280.2437 | 357.8785 | 458.515 | 141.613 | -1120.8905 | -1046.1631 | -1178.9262 | -2405.6915 | -484.8792 | -360.085 | 10.7397 | 13.7149 | 117.839 | 4.1224
2027 | 4720 | MW | 161.1401 | 205.7801 | 263.6461 | 81.4275 | -1108.707 | -1056.9483 | -1191.0801 | -2379.5427 | -484.8792 | -363.7972 | 0 | 0 | 67.3366 | 1.3741
2027 | 4721 | MW | 203.1767 | 259.4619 | 332.4234 | 99.1291 | -1096.5234 | -1056.9483 | -1191.0801 | -2353.3939 | -484.8792 | -363.7972 | -55.8466 | -71.3176 | -202.0097 | -15.1155
2027 | 4722 | MW | 231.201 | 295.2497 | 378.2749 | 113.2904 | -1011.2382 | -992.2372 | -1118.1568 | -2170.3521 | -448.7712 | -341.5239 | -60.1425 | -76.8035 | -202.0097 | -16.4896
2027 | 4723 | MW | 245.2132 | 313.1436 | 401.2006 | 123.9114 | -889.4023 | -873.6001 | -984.4642 | -1908.8639 | -386.8717 | -300.6895 | -62.2904 | -79.5465 | -185.1756 | -16.4896
2027 | 4724 | MW | 245.2132 | 313.1436 | 401.2006 | 123.9114 | -791.9335 | -776.5335 | -875.0793 | -1699.6734 | -345.6054 | -267.2796 | -62.2904 | -79.5465 | -168.3415 | -17.8637
2027 | 4725 | MW | 686.597 | 876.8022 | 1111.8989 | 346.9519 | -718.832 | -722.6075 | -814.3099 | -1542.7804 | -309.4974 | -248.7185 | -62.2904 | -79.5465 | -168.3415 | -16.4896
2027 | 4726 | MW | 679.5909 | 867.8553 | 1111.8989 | 343.4115 | -621.3632 | -636.326 | -717.0788 | -1333.5899 | -268.2311 | -219.0208 | 0 | 0 | 50.5024 | 1.3741
2027 | 4727 | MW | 644.5604 | 823.1204 | 1054.5845 | 325.7099 | -523.8945 | -539.2593 | -607.6939 | -1124.3993 | -221.8064 | -185.6108 | 12.8877 | 16.4579 | 101.0049 | 5.4965
2027 | 4728 | MW | 588.5117 | 751.5448 | 951.4187 | 300.9276 | -426.4258 | -452.9778 | -510.4629 | -915.2087 | -180.5401 | -155.9131 | 12.8877 | 16.4579 | 84.1707 | 4.1224
2027 | 4729 | MW | 532.4629 | 679.9691 | 859.7157 | 269.0647 | -353.3242 | -388.2667 | -437.5396 | -758.3158 | -154.7487 | -133.6398 | 10.7397 | 13.7149 | 50.5024 | 9.6189
2027 | 4730 | MW | 462.402 | 590.4994 | 756.5498 | 233.6615 | -328.957 | -366.6964 | -413.2319 | -706.0182 | -144.4321 | -126.2154 | 8.5918 | 10.9719 | 50.5024 | 8.2448
2027 | 4731 | MW | 385.335 | 492.0829 | 630.4582 | 194.7179 | -316.7734 | -345.126 | -388.9241 | -679.8693 | -139.2738 | -118.7909 | 8.5918 | 10.9719 | 33.6683 | 6.8707
2027 | 4732 | MW | 322.2802 | 411.5602 | 515.8294 | 159.3146 | -316.7734 | -345.126 | -388.9241 | -679.8693 | -139.2738 | -118.7909 | 6.4438 | 8.2289 | 33.6683 | 6.8707
2027 | 4733 | MW | 266.2315 | 339.9845 | 435.5893 | 130.992 | -316.7734 | -312.7704 | -352.4625 | -679.8693 | -144.4321 | -107.6543 | 6.4438 | 8.2289 | 33.6683 | 5.4965
2027 | 4734 | MW | 224.1949 | 286.3028 | 378.2749 | 113.2904 | -341.1406 | -334.3408 | -376.7702 | -732.167 | -159.907 | -115.0787 | 6.4438 | 8.2289 | 33.6683 | 5.4965
2027 | 4735 | MW | 203.1767 | 259.4619 | 332.4234 | 99.1291 | -414.2422 | -399.0519 | -449.6935 | -889.0599 | -190.8567 | -137.352 | 6.4438 | 8.2289 | 33.6683 | 2.7483
2027 | 4736 | MW | 182.1584 | 232.621 | 298.0348 | 92.0485 | -511.7109 | -485.3334 | -546.9245 | -1098.2505 | -242.4396 | -167.0497 | 6.4438 | 8.2289 | 33.6683 | 2.7483
2027 | 4737 | MW | 168.1462 | 214.7271 | 275.109 | 81.4275 | -609.1796 | -560.8297 | -632.0017 | -1307.441 | -288.8642 | -193.0353 | 6.4438 | 8.2289 | 50.5024 | 4.1224
2027 | 4738 | MW | 182.1584 | 232.621 | 298.0348 | 92.0485 | -694.4648 | -625.5408 | -704.925 | -1490.4828 | -324.9722 | -215.3086 | 8.5918 | 10.9719 | 50.5024 | 4.1224
2027 | 4739 | MW | 217.1888 | 277.3558 | 355.3491 | 113.2904 | -755.3828 | -679.4668 | -765.6943 | -1621.2269 | -350.7637 | -233.8696 | 8.5918 | 10.9719 | 50.5024 | 4.1224
2027 | 4740 | MW | 280.2437 | 357.8785 | 458.515 | 145.1533 | -791.9335 | -711.8223 | -802.156 | -1699.6734 | -366.2386 | -245.0063 | 8.5918 | 10.9719 | 50.5024 | 4.1224
2027 | 4741 | MW | 315.2741 | 402.6133 | 515.8294 | 159.3146 | -828.4843 | -744.1779 | -838.6176 | -1778.1198 | -376.5551 | -256.1429 | 10.7397 | 13.7149 | 67.3366 | 5.4965
2027 | 4742 | MW | 350.3046 | 447.3481 | 573.1438 | 177.0163 | -865.0351 | -776.5335 | -875.0793 | -1856.5663 | -386.8717 | -267.2796 | 10.7397 | 13.7149 | 67.3366 | 5.4965
2027 | 4743 | MW | 147.1279 | 187.8862 | 240.7204 | 70.8065 | -877.2187 | -787.3186 | -887.2331 | -1882.7151 | -397.1883 | -270.9918 | 10.7397 | 13.7149 | 67.3366 | 5.4965
2027 | 4744 | MW | 161.1401 | 205.7801 | 275.109 | 81.4275 | -877.2187 | -808.889 | -911.5409 | -1882.7151 | -402.3466 | -278.4162 | 0 | 0 | 33.6683 | 1.3741
2027 | 4745 | MW | 189.1645 | 241.568 | 309.4976 | 95.5888 | -877.2187 | -819.6742 | -923.6948 | -1882.7151 | -407.5049 | -282.1285 | -49.4028 | -63.0886 | -134.6732 | -13.7413
2027 | 4746 | MW | 203.1767 | 259.4619 | 332.4234 | 102.6694 | -828.4843 | -798.1038 | -899.387 | -1778.1198 | -381.7134 | -274.704 | -51.5507 | -65.8316 | -134.6732 | -13.7413
2027 | 4747 | MW | 203.1767 | 259.4619 | 332.4234 | 99.1291 | -743.1992 | -733.3927 | -826.4637 | -1595.0781 | -335.2888 | -252.4307 | -53.6986 | -68.5746 | -134.6732 | -13.7413
2027 | 4748 | MW | 616.536 | 787.3326 | 997.2702 | 311.5486 | -694.4648 | -679.4668 | -765.6943 | -1490.4828 | -304.3391 | -233.8696 | -53.6986 | -68.5746 | -134.6732 | -13.7413
2027 | 4749 | MW | 609.53 | 778.3856 | 997.2702 | 308.0083 | -645.7304 | -657.8964 | -741.3866 | -1385.8875 | -278.5476 | -226.4452 | -53.6986 | -68.5746 | -134.6732 | -13.7413
2027 | 4750 | MW | 588.5117 | 751.5448 | 962.8815 | 297.3873 | -560.4453 | -582.4001 | -656.3094 | -1202.8458 | -247.5979 | -200.4597 | 0 | 0 | 33.6683 | 1.3741
2027 | 4751 | MW | 567.4934 | 724.7039 | 928.4929 | 286.7663 | -475.1601 | -506.9038 | -571.2323 | -1019.804 | -206.3316 | -174.4742 | 12.8877 | 16.4579 | 67.3366 | 5.4965
2027 | 4752 | MW | 525.4569 | 671.0221 | 859.7157 | 265.5244 | -402.0586 | -431.4075 | -486.1551 | -862.9111 | -175.3818 | -148.4887 | 12.8877 | 16.4579 | 67.3366 | 5.4965
2027 | 4753 | MW | 476.4142 | 608.3934 | 779.4755 | 237.2018 | -341.1406 | -377.4815 | -425.3857 | -732.167 | -149.5904 | -129.9276 | 8.5918 | 10.9719 | 50.5024 | 8.2448
2027 | 4754 | MW | 420.3655 | 536.8177 | 676.3097 | 208.8792 | -328.957 | -355.9112 | -401.078 | -706.0182 | -139.2738 | -122.5031 | 8.5918 | 10.9719 | 50.5024 | 6.8707
2027 | 4755 | MW | 371.3228 | 474.189 | 596.0695 | 184.0969 | -316.7734 | -345.126 | -388.9241 | -679.8693 | -139.2738 | -118.7909 | 6.4438 | 8.2289 | 50.5024 | 5.4965
2027 | 4756 | MW | 322.2802 | 411.5602 | 527.2923 | 162.855 | -304.5898 | -334.3408 | -376.7702 | -653.7205 | -139.2738 | -115.0787 | 6.4438 | 8.2289 | 33.6683 | 5.4965
2027 | 4757 | MW | 294.2558 | 375.7724 | 469.9779 | 145.1533 | -304.5898 | -301.9852 | -340.3086 | -653.7205 | -139.2738 | -103.9421 | 6.4438 | 8.2289 | 33.6683 | 5.4965
2027 | 4758 | MW | 259.2254 | 331.0376 | 424.1264 | 130.992 | -316.7734 | -323.5556 | -364.6164 | -679.8693 | -154.7487 | -111.3665 | 6.4438 | 8.2289 | 33.6683 | 5.4965
2027 | 4759 | MW | 231.201 | 295.2497 | 378.2749 | 116.8307 | -365.5078 | -366.6964 | -413.2319 | -784.4646 | -175.3818 | -126.2154 | 6.4438 | 8.2289 | 33.6683 | 2.7483
2027 | 4760 | MW | 203.1767 | 259.4619 | 332.4234 | 102.6694 | -426.4258 | -409.8371 | -461.8474 | -915.2087 | -201.1733 | -141.0642 | 6.4438 | 8.2289 | 50.5024 | 2.7483
2027 | 4761 | MW | 189.1645 | 241.568 | 309.4976 | 95.5888 | -511.7109 | -474.5482 | -534.7707 | -1098.2505 | -226.9647 | -163.3375 | 6.4438 | 8.2289 | 50.5024 | 2.7483
2027 | 4762 | MW | 203.1767 | 259.4619 | 332.4234 | 99.1291 | -572.6289 | -528.4742 | -595.54 | -1228.9946 | -252.7562 | -181.8986 | 6.4438 | 8.2289 | 50.5024 | 4.1224
2027 | 4763 | MW | 231.201 | 295.2497 | 378.2749 | 116.8307 | -633.5468 | -571.6149 | -644.1556 | -1359.7387 | -278.5476 | -196.7475 | 6.4438 | 8.2289 | 50.5024 | 4.1224
2027 | 4764 | MW | 287.2497 | 366.8254 | 469.9779 | 145.1533 | -670.0976 | -593.1853 | -668.4633 | -1438.1852 | -288.8642 | -204.1719 | 6.4438 | 8.2289 | 50.5024 | 4.1224
2027 | 4765 | MW | 322.2802 | 411.5602 | 527.2923 | 162.855 | -706.6484 | -625.5408 | -704.925 | -1516.6316 | -294.0225 | -215.3086 | 8.5918 | 10.9719 | 67.3366 | 4.1224
2027 | 4766 | MW | 364.3168 | 465.242 | 596.0695 | 180.5566 | -731.0156 | -647.1112 | -729.2327 | -1568.9293 | -304.3391 | -222.733 | 8.5918 | 10.9719 | 67.3366 | 4.1224
2027 | 4767 | MW | 147.1279 | 187.8862 | 240.7204 | 70.8065 | -767.5664 | -679.4668 | -765.6943 | -1647.3757 | -319.8139 | -233.8696 | 8.5918 | 10.9719 | 67.3366 | 4.1224
2027 | 4768 | MW | 154.134 | 196.8331 | 252.1833 | 77.8872 | -791.9335 | -701.0371 | -790.0021 | -1699.6734 | -330.1305 | -241.2941 | 0 | 0 | 33.6683 | 1.3741
2027 | 4769 | MW | 175.1523 | 223.674 | 286.5719 | 88.5081 | -791.9335 | -722.6075 | -814.3099 | -1699.6734 | -335.2888 | -248.7185 | -38.663 | -49.3737 | -117.839 | -13.7413
2027 | 4770 | MW | 182.1584 | 232.621 | 298.0348 | 92.0485 | -767.5664 | -701.0371 | -790.0021 | -1647.3757 | -324.9722 | -241.2941 | -40.811 | -52.1167 | -117.839 | -13.7413
2027 | 4771 | MW | 182.1584 | 232.621 | 309.4976 | 92.0485 | -694.4648 | -668.6816 | -753.5405 | -1490.4828 | -304.3391 | -230.1574 | -45.1069 | -57.6026 | -117.839 | -15.1155
2027 | 4772 | MW | 623.5421 | 796.2796 | 1020.1959 | 308.0083 | -645.7304 | -636.326 | -717.0788 | -1385.8875 | -283.7059 | -219.0208 | -47.2548 | -60.3456 | -117.839 | -15.1155
2027 | 4773 | MW | 630.5482 | 805.2265 | 1031.6588 | 311.5486 | -621.3632 | -625.5408 | -704.925 | -1333.5899 | -268.2311 | -215.3086 | -47.2548 | -60.3456 | -117.839 | -15.1155
2027 | 4774 | MW | 609.53 | 778.3856 | 997.2702 | 300.9276 | -548.2617 | -560.8297 | -632.0017 | -1176.6969 | -237.2813 | -193.0353 | 0 | 0 | 33.6683 | 1.3741
2027 | 4775 | MW | 574.4995 | 733.6508 | 951.4187 | 283.226 | -462.9765 | -485.3334 | -546.9245 | -993.6552 | -201.1733 | -167.0497 | 10.7397 | 13.7149 | 67.3366 | 5.4965
2027 | 4776 | MW | 532.4629 | 679.9691 | 871.1785 | 265.5244 | -389.875 | -409.8371 | -461.8474 | -836.7623 | -170.2236 | -141.0642 | 10.7397 | 13.7149 | 50.5024 | 4.1224
2027 | 4777 | MW | 476.4142 | 608.3934 | 779.4755 | 237.2018 | -365.5078 | -377.4815 | -425.3857 | -784.4646 | -154.7487 | -129.9276 | 10.7397 | 13.7149 | 16.8341 | 8.2448
2027 | 4778 | MW | 413.3594 | 527.8707 | 676.3097 | 205.3389 | -328.957 | -355.9112 | -401.078 | -706.0182 | -144.4321 | -122.5031 | 8.5918 | 10.9719 | 16.8341 | 6.8707
2027 | 4779 | MW | 357.3107 | 456.295 | 584.6066 | 177.0163 | -316.7734 | -345.126 | -388.9241 | -679.8693 | -144.4321 | -118.7909 | 8.5918 | 10.9719 | 16.8341 | 5.4965
2027 | 4780 | MW | 308.268 | 393.6663 | 504.3665 | 152.234 | -328.957 | -345.126 | -388.9241 | -706.0182 | -144.4321 | -118.7909 | 6.4438 | 8.2289 | 16.8341 | 5.4965
2027 | 4781 | MW | 266.2315 | 339.9845 | 435.5893 | 130.992 | -341.1406 | -323.5556 | -364.6164 | -732.167 | -154.7487 | -111.3665 | 6.4438 | 8.2289 | 16.8341 | 5.4965
2027 | 4782 | MW | 231.201 | 295.2497 | 378.2749 | 116.8307 | -389.875 | -366.6964 | -413.2319 | -836.7623 | -180.5401 | -126.2154 | 6.4438 | 8.2289 | 16.8341 | 5.4965
2027 | 4783 | MW | 196.1706 | 250.5149 | 332.4234 | 99.1291 | -511.7109 | -474.5482 | -534.7707 | -1098.2505 | -232.123 | -163.3375 | 6.4438 | 8.2289 | 16.8341 | 2.7483
2027 | 4784 | MW | 182.1584 | 232.621 | 309.4976 | 95.5888 | -657.914 | -614.7556 | -692.7711 | -1412.0363 | -294.0225 | -211.5963 | 6.4438 | 8.2289 | 16.8341 | 2.7483
2027 | 4785 | MW | 168.1462 | 214.7271 | 286.5719 | 84.9678 | -779.7499 | -722.6075 | -814.3099 | -1673.5245 | -345.6054 | -248.7185 | 6.4438 | 8.2289 | 16.8341 | 2.7483
2027 | 4786 | MW | 161.1401 | 205.7801 | 263.6461 | 77.8872 | -865.0351 | -798.1038 | -899.387 | -1856.5663 | -376.5551 | -274.704 | 6.4438 | 8.2289 | 16.8341 | 2.7483
2027 | 4787 | MW | 168.1462 | 214.7271 | 275.109 | 81.4275 | -938.1367 | -862.8149 | -972.3103 | -2013.4592 | -407.5049 | -296.9773 | 8.5918 | 10.9719 | 16.8341 | 4.1224
2027 | 4788 | MW | 189.1645 | 241.568 | 320.9605 | 95.5888 | -999.0546 | -884.3853 | -996.618 | -2144.2033 | -422.9797 | -304.4018 | 8.5918 | 10.9719 | 33.6683 | 4.1224
2027 | 4789 | MW | 203.1767 | 259.4619 | 343.8863 | 102.6694 | -1035.6054 | -905.9557 | -1020.9258 | -2222.6498 | -433.2963 | -311.8262 | 8.5918 | 10.9719 | 33.6683 | 4.1224
2027 | 4790 | MW | 231.201 | 295.2497 | 389.7378 | 116.8307 | -1072.1562 | -927.5261 | -1045.2336 | -2301.0962 | -443.6129 | -319.2506 | 10.7397 | 13.7149 | 33.6683 | 4.1224
2027 | 4791 | MW | 287.2497 | 366.8254 | 481.4408 | 145.1533 | -1084.3398 | -949.0964 | -1069.5413 | -2327.2451 | -453.9295 | -326.6751 | 10.7397 | 13.7149 | 33.6683 | 4.1224
2027 | 4792 | MW | 154.134 | 196.8331 | 252.1833 | 77.8872 | -1084.3398 | -959.8816 | -1081.6952 | -2327.2451 | -464.2461 | -330.3873 | 0 | 0 | -16.8341 | 1.3741
2027 | 4793 | MW | 196.1706 | 250.5149 | 320.9605 | 99.1291 | -1059.9726 | -949.0964 | -1069.5413 | -2274.9474 | -464.2461 | -326.6751 | -55.8466 | -71.3176 | -202.0097 | -17.8637
2027 | 4794 | MW | 224.1949 | 286.3028 | 366.812 | 113.2904 | -986.871 | -895.1705 | -1008.7719 | -2118.0545 | -438.4546 | -308.114 | -60.1425 | -76.8035 | -218.8439 | -17.8637
2027 | 4795 | MW | 238.2071 | 304.1967 | 389.7378 | 120.3711 | -865.0351 | -787.3186 | -887.2331 | -1856.5663 | -376.5551 | -270.9918 | -60.1425 | -76.8035 | -218.8439 | -19.2379
2027 | 4796 | MW | 238.2071 | 304.1967 | 389.7378 | 120.3711 | -779.7499 | -722.6075 | -814.3099 | -1673.5245 | -324.9722 | -248.7185 | -60.1425 | -76.8035 | -202.0097 | -19.2379
2027 | 4797 | MW | 693.6031 | 885.7492 | 1134.8247 | 346.9519 | -706.6484 | -679.4668 | -765.6943 | -1516.6316 | -294.0225 | -233.8696 | -60.1425 | -76.8035 | -202.0097 | -17.8637
2027 | 4798 | MW | 693.6031 | 885.7492 | 1134.8247 | 350.4922 | -609.1796 | -593.1853 | -668.4633 | -1307.441 | -252.7562 | -204.1719 | 0 | 0 | -16.8341 | 1.3741
2027 | 4799 | MW | 658.5726 | 841.0144 | 1077.5103 | 332.7906 | -499.5273 | -506.9038 | -571.2323 | -1072.1017 | -211.4899 | -174.4742 | 12.8877 | 16.4579 | 33.6683 | 5.4965
2027 | 4800 | MW | 609.53 | 778.3856 | 997.2702 | 308.0083 | -414.2422 | -431.4075 | -486.1551 | -889.0599 | -175.3818 | -148.4887 | 10.7397 | 13.7149 | 33.6683 | 5.4965
2027 | 4801 | MW | 560.4873 | 715.7569 | 905.5672 | 279.6857 | -365.5078 | -388.2667 | -437.5396 | -784.4646 | -154.7487 | -133.6398 | 10.7397 | 13.7149 | 33.6683 | 8.2448
2027 | 4802 | MW | 490.4264 | 626.2873 | 802.4013 | 247.8228 | -341.1406 | -355.9112 | -401.078 | -732.167 | -144.4321 | -122.5031 | 8.5918 | 10.9719 | 16.8341 | 6.8707
2027 | 4803 | MW | 413.3594 | 527.8707 | 676.3097 | 208.8792 | -328.957 | -345.126 | -388.9241 | -706.0182 | -144.4321 | -118.7909 | 6.4438 | 8.2289 | 16.8341 | 5.4965
2027 | 4804 | MW | 350.3046 | 447.3481 | 561.6809 | 173.4759 | -328.957 | -345.126 | -388.9241 | -706.0182 | -144.4321 | -118.7909 | 6.4438 | 8.2289 | 16.8341 | 5.4965
2027 | 4805 | MW | 287.2497 | 366.8254 | 469.9779 | 145.1533 | -341.1406 | -323.5556 | -364.6164 | -732.167 | -154.7487 | -111.3665 | 6.4438 | 8.2289 | 16.8341 | 5.4965
2027 | 4806 | MW | 238.2071 | 304.1967 | 389.7378 | 120.3711 | -389.875 | -377.4815 | -425.3857 | -836.7623 | -180.5401 | -129.9276 | 6.4438 | 8.2289 | 16.8341 | 5.4965
2027 | 4807 | MW | 196.1706 | 250.5149 | 320.9605 | 95.5888 | -511.7109 | -474.5482 | -534.7707 | -1098.2505 | -232.123 | -163.3375 | 6.4438 | 8.2289 | 16.8341 | 2.7483
2027 | 4808 | MW | 175.1523 | 223.674 | 298.0348 | 92.0485 | -657.914 | -593.1853 | -668.4633 | -1412.0363 | -288.8642 | -204.1719 | 6.4438 | 8.2289 | 16.8341 | 2.7483
2027 | 4809 | MW | 154.134 | 196.8331 | 252.1833 | 77.8872 | -791.9335 | -701.0371 | -790.0021 | -1699.6734 | -335.2888 | -241.2941 | 6.4438 | 8.2289 | 16.8341 | 2.7483
2027 | 4810 | MW | 147.1279 | 187.8862 | 240.7204 | 74.3468 | -889.4023 | -776.5335 | -875.0793 | -1908.8639 | -361.0803 | -267.2796 | 6.4438 | 8.2289 | 16.8341 | 2.7483
2027 | 4811 | MW | 147.1279 | 187.8862 | 252.1833 | 74.3468 | -962.5038 | -830.4594 | -935.8486 | -2065.7569 | -381.7134 | -285.8407 | 6.4438 | 8.2289 | 33.6683 | 2.7483
2027 | 4812 | MW | 175.1523 | 223.674 | 298.0348 | 88.5081 | -1011.2382 | -873.6001 | -984.4642 | -2170.3521 | -392.03 | -300.6895 | 8.5918 | 10.9719 | 33.6683 | 4.1224
2027 | 4813 | MW | 203.1767 | 259.4619 | 332.4234 | 102.6694 | -1047.789 | -905.9557 | -1020.9258 | -2248.7986 | -402.3466 | -311.8262 | 8.5918 | 10.9719 | 33.6683 | 4.1224
2027 | 4814 | MW | 224.1949 | 286.3028 | 378.2749 | 113.2904 | -1072.1562 | -949.0964 | -1069.5413 | -2301.0962 | -417.8214 | -326.6751 | 8.5918 | 10.9719 | 33.6683 | 4.1224
2027 | 4815 | MW | 280.2437 | 357.8785 | 458.515 | 141.613 | -1096.5234 | -959.8816 | -1081.6952 | -2353.3939 | -422.9797 | -330.3873 | 8.5918 | 10.9719 | 33.6683 | 4.1224
2027 | 4816 | MW | 161.1401 | 205.7801 | 263.6461 | 77.8872 | -1096.5234 | -970.6668 | -1093.8491 | -2353.3939 | -422.9797 | -334.0995 | 0 | 0 | 0 | 0
2027 | 4817 | MW | 196.1706 | 250.5149 | 320.9605 | 99.1291 | -1072.1562 | -970.6668 | -1093.8491 | -2301.0962 | -422.9797 | -334.0995 | -47.2548 | -60.3456 | -218.8439 | -15.1155
2027 | 4818 | MW | 224.1949 | 286.3028 | 366.812 | 109.7501 | -999.0546 | -916.7409 | -1033.0797 | -2144.2033 | -392.03 | -315.5384 | -51.5507 | -65.8316 | -218.8439 | -16.4896
2027 | 4819 | MW | 245.2132 | 313.1436 | 401.2006 | 120.3711 | -877.2187 | -819.6742 | -923.6948 | -1882.7151 | -345.6054 | -282.1285 | -53.6986 | -68.5746 | -218.8439 | -17.8637
2027 | 4820 | MW | 238.2071 | 304.1967 | 389.7378 | 120.3711 | -791.9335 | -765.7483 | -862.9254 | -1699.6734 | -314.6557 | -263.5674 | -55.8466 | -71.3176 | -218.8439 | -17.8637
2027 | 4821 | MW | 686.597 | 876.8022 | 1123.3618 | 346.9519 | -706.6484 | -711.8223 | -802.156 | -1516.6316 | -288.8642 | -245.0063 | -55.8466 | -71.3176 | -202.0097 | -17.8637
2027 | 4822 | MW | 686.597 | 876.8022 | 1111.8989 | 346.9519 | -609.1796 | -614.7556 | -692.7711 | -1307.441 | -252.7562 | -211.5963 | 0 | 0 | 0 | 1.3741
2027 | 4823 | MW | 644.5604 | 823.1204 | 1054.5845 | 325.7099 | -499.5273 | -517.689 | -583.3862 | -1072.1017 | -211.4899 | -178.1864 | 12.8877 | 16.4579 | 33.6683 | 5.4965
2027 | 4824 | MW | 595.5178 | 760.4917 | 962.8815 | 300.9276 | -414.2422 | -431.4075 | -486.1551 | -889.0599 | -180.5401 | -148.4887 | 10.7397 | 13.7149 | 33.6683 | 5.4965
2027 | 4825 | MW | 539.469 | 688.916 | 871.1785 | 272.605 | -365.5078 | -388.2667 | -437.5396 | -784.4646 | -159.907 | -133.6398 | 10.7397 | 13.7149 | 33.6683 | 8.2448
2027 | 4826 | MW | 469.4081 | 599.4464 | 768.0127 | 237.2018 | -341.1406 | -366.6964 | -413.2319 | -732.167 | -149.5904 | -126.2154 | 8.5918 | 10.9719 | 33.6683 | 8.2448
2027 | 4827 | MW | 392.3411 | 501.0298 | 641.921 | 198.2582 | -328.957 | -345.126 | -388.9241 | -706.0182 | -144.4321 | -118.7909 | 8.5918 | 10.9719 | 16.8341 | 6.8707
2027 | 4828 | MW | 329.2863 | 420.5072 | 527.2923 | 166.3953 | -328.957 | -345.126 | -388.9241 | -706.0182 | -144.4321 | -118.7909 | 6.4438 | 8.2289 | 16.8341 | 6.8707
2027 | 4829 | MW | 266.2315 | 339.9845 | 435.5893 | 134.5324 | -341.1406 | -334.3408 | -376.7702 | -732.167 | -154.7487 | -115.0787 | 6.4438 | 8.2289 | 16.8341 | 5.4965
2027 | 4830 | MW | 217.1888 | 277.3558 | 366.812 | 109.7501 | -402.0586 | -377.4815 | -425.3857 | -862.9111 | -180.5401 | -129.9276 | 6.4438 | 8.2289 | 16.8341 | 5.4965
2027 | 4831 | MW | 175.1523 | 223.674 | 298.0348 | 88.5081 | -511.7109 | -474.5482 | -534.7707 | -1098.2505 | -226.9647 | -163.3375 | 6.4438 | 8.2289 | 16.8341 | 2.7483
2027 | 4832 | MW | 168.1462 | 214.7271 | 286.5719 | 88.5081 | -657.914 | -593.1853 | -668.4633 | -1412.0363 | -283.7059 | -204.1719 | 6.4438 | 8.2289 | 16.8341 | 2.7483
2027 | 4833 | MW | 147.1279 | 187.8862 | 240.7204 | 77.8872 | -791.9335 | -701.0371 | -790.0021 | -1699.6734 | -335.2888 | -241.2941 | 8.5918 | 10.9719 | 16.8341 | 2.7483
2027 | 4834 | MW | 133.1157 | 169.9923 | 217.7946 | 70.8065 | -889.4023 | -787.3186 | -887.2331 | -1908.8639 | -376.5551 | -270.9918 | 8.5918 | 10.9719 | 33.6683 | 4.1224
2027 | 4835 | MW | 140.1218 | 178.9392 | 240.7204 | 74.3468 | -974.6874 | -852.0298 | -960.1564 | -2091.9057 | -412.6632 | -293.2651 | 8.5918 | 10.9719 | 33.6683 | 4.1224
2027 | 4836 | MW | 175.1523 | 223.674 | 286.5719 | 88.5081 | -1023.4218 | -905.9557 | -1020.9258 | -2196.501 | -438.4546 | -311.8262 | 8.5918 | 10.9719 | 33.6683 | 5.4965
2027 | 4837 | MW | 196.1706 | 250.5149 | 320.9605 | 99.1291 | -1059.9726 | -959.8816 | -1081.6952 | -2274.9474 | -448.7712 | -330.3873 | 8.5918 | 10.9719 | 33.6683 | 5.4965
2027 | 4838 | MW | 224.1949 | 286.3028 | 366.812 | 113.2904 | -1096.5234 | -1013.8076 | -1142.4646 | -2353.3939 | -464.2461 | -348.9484 | 10.7397 | 13.7149 | 33.6683 | 5.4965
2027 | 4839 | MW | 280.2437 | 357.8785 | 458.515 | 138.0727 | -1108.707 | -1035.3779 | -1166.7723 | -2379.5427 | -469.4043 | -356.3728 | 10.7397 | 13.7149 | 33.6683 | 5.4965
2027 | 4840 | MW | 161.1401 | 205.7801 | 263.6461 | 77.8872 | -1108.707 | -1046.1631 | -1178.9262 | -2379.5427 | -479.7209 | -360.085 | 0 | 0 | 0 | 1.3741
2027 | 4841 | MW | 196.1706 | 250.5149 | 320.9605 | 99.1291 | -1096.5234 | -1046.1631 | -1178.9262 | -2353.3939 | -474.5626 | -360.085 | -51.5507 | -65.8316 | -218.8439 | -19.2379
2027 | 4842 | MW | 224.1949 | 286.3028 | 378.2749 | 113.2904 | -1023.4218 | -981.452 | -1106.0029 | -2196.501 | -443.6129 | -337.8117 | -55.8466 | -71.3176 | -235.678 | -20.612
2027 | 4843 | MW | 245.2132 | 313.1436 | 401.2006 | 123.9114 | -901.5859 | -873.6001 | -984.4642 | -1935.0128 | -386.8717 | -300.6895 | -57.9945 | -74.0605 | -235.678 | -20.612
2027 | 4844 | MW | 238.2071 | 304.1967 | 389.7378 | 120.3711 | -816.3007 | -798.1038 | -899.387 | -1751.971 | -345.6054 | -274.704 | -60.1425 | -76.8035 | -218.8439 | -20.612
2027 | 4845 | MW | 679.5909 | 867.8553 | 1111.8989 | 339.8712 | -731.0156 | -722.6075 | -814.3099 | -1568.9293 | -314.6557 | -248.7185 | -60.1425 | -76.8035 | -218.8439 | -19.2379
2027 | 4846 | MW | 679.5909 | 867.8553 | 1111.8989 | 339.8712 | -633.5468 | -625.5408 | -704.925 | -1359.7387 | -268.2311 | -215.3086 | 0 | 0 | 0 | 1.3741
2027 | 4847 | MW | 644.5604 | 823.1204 | 1054.5845 | 322.1696 | -523.8945 | -528.4742 | -595.54 | -1124.3993 | -221.8064 | -181.8986 | 15.0356 | 19.2009 | 33.6683 | 5.4965
2027 | 4848 | MW | 588.5117 | 751.5448 | 962.8815 | 297.3873 | -426.4258 | -442.1927 | -498.309 | -915.2087 | -185.6984 | -152.2009 | 12.8877 | 16.4579 | 33.6683 | 5.4965
2027 | 4849 | MW | 532.4629 | 679.9691 | 871.1785 | 265.5244 | -377.6914 | -388.2667 | -437.5396 | -810.6135 | -165.0653 | -133.6398 | 12.8877 | 16.4579 | 33.6683 | 9.6189
2027 | 4850 | MW | 462.402 | 590.4994 | 756.5498 | 230.1211 | -353.3242 | -366.6964 | -413.2319 | -758.3158 | -149.5904 | -126.2154 | 10.7397 | 13.7149 | 33.6683 | 6.8707
2027 | 4851 | MW | 385.335 | 492.0829 | 630.4582 | 191.1776 | -341.1406 | -355.9112 | -401.078 | -732.167 | -144.4321 | -122.5031 | 10.7397 | 13.7149 | 16.8341 | 6.8707
2027 | 4852 | MW | 315.2741 | 402.6133 | 515.8294 | 159.3146 | -341.1406 | -355.9112 | -401.078 | -732.167 | -149.5904 | -122.5031 | 8.5918 | 10.9719 | 16.8341 | 5.4965
2027 | 4853 | MW | 259.2254 | 331.0376 | 424.1264 | 130.992 | -353.3242 | -334.3408 | -376.7702 | -758.3158 | -154.7487 | -115.0787 | 8.5918 | 10.9719 | 16.8341 | 5.4965
2027 | 4854 | MW | 217.1888 | 277.3558 | 355.3491 | 106.2098 | -402.0586 | -377.4815 | -425.3857 | -862.9111 | -185.6984 | -129.9276 | 6.4438 | 8.2289 | 16.8341 | 5.4965
2027 | 4855 | MW | 175.1523 | 223.674 | 286.5719 | 88.5081 | -523.8945 | -485.3334 | -546.9245 | -1124.3993 | -237.2813 | -167.0497 | 6.4438 | 8.2289 | 16.8341 | 2.7483
2027 | 4856 | MW | 161.1401 | 205.7801 | 263.6461 | 88.5081 | -682.2812 | -614.7556 | -692.7711 | -1464.334 | -304.3391 | -211.5963 | 8.5918 | 10.9719 | 16.8341 | 2.7483
2027 | 4857 | MW | 140.1218 | 178.9392 | 229.2575 | 74.3468 | -816.3007 | -722.6075 | -814.3099 | -1751.971 | -361.0803 | -248.7185 | 8.5918 | 10.9719 | 16.8341 | 2.7483
2027 | 4858 | MW | 133.1157 | 169.9923 | 229.2575 | 67.2662 | -913.7695 | -808.889 | -911.5409 | -1961.1616 | -402.3466 | -278.4162 | 8.5918 | 10.9719 | 33.6683 | 2.7483
2027 | 4859 | MW | 140.1218 | 178.9392 | 229.2575 | 74.3468 | -999.0546 | -873.6001 | -984.4642 | -2144.2033 | -438.4546 | -300.6895 | 8.5918 | 10.9719 | 33.6683 | 4.1224
2027 | 4860 | MW | 168.1462 | 214.7271 | 286.5719 | 88.5081 | -1047.789 | -927.5261 | -1045.2336 | -2248.7986 | -459.0878 | -319.2506 | 10.7397 | 13.7149 | 33.6683 | 4.1224
2027 | 4861 | MW | 196.1706 | 250.5149 | 320.9605 | 99.1291 | -1084.3398 | -970.6668 | -1093.8491 | -2327.2451 | -474.5626 | -334.0995 | 10.7397 | 13.7149 | 33.6683 | 4.1224
2027 | 4862 | MW | 224.1949 | 286.3028 | 366.812 | 113.2904 | -1120.8905 | -1013.8076 | -1142.4646 | -2405.6915 | -484.8792 | -348.9484 | 12.8877 | 16.4579 | 50.5024 | 4.1224
2027 | 4863 | MW | 280.2437 | 357.8785 | 458.515 | 138.0727 | -1133.0741 | -1046.1631 | -1178.9262 | -2431.8404 | -495.1958 | -360.085 | 12.8877 | 16.4579 | 50.5024 | 5.4965
2027 | 4864 | MW | 161.1401 | 205.7801 | 263.6461 | 77.8872 | -1120.8905 | -1056.9483 | -1191.0801 | -2405.6915 | -500.3541 | -363.7972 | 0 | 0 | 0 | 1.3741
2027 | 4865 | MW | 196.1706 | 250.5149 | 320.9605 | 99.1291 | -1108.707 | -1046.1631 | -1178.9262 | -2379.5427 | -500.3541 | -360.085 | -66.5863 | -85.0325 | -252.5122 | -17.8637
2027 | 4866 | MW | 231.201 | 295.2497 | 378.2749 | 113.2904 | -1035.6054 | -981.452 | -1106.0029 | -2222.6498 | -469.4043 | -337.8117 | -68.7343 | -87.7755 | -252.5122 | -19.2379
2027 | 4867 | MW | 245.2132 | 313.1436 | 401.2006 | 123.9114 | -913.7695 | -852.0298 | -960.1564 | -1961.1616 | -407.5049 | -293.2651 | -73.0302 | -93.2614 | -252.5122 | -19.2379
2027 | 4868 | MW | 245.2132 | 313.1436 | 401.2006 | 123.9114 | -816.3007 | -787.3186 | -887.2331 | -1751.971 | -361.0803 | -270.9918 | -75.1781 | -96.0044 | -235.678 | -19.2379
2027 | 4869 | MW | 679.5909 | 867.8553 | 1111.8989 | 343.4115 | -743.1992 | -722.6075 | -814.3099 | -1595.0781 | -324.9722 | -248.7185 | -73.0302 | -93.2614 | -218.8439 | -19.2379
2027 | 4870 | MW | 679.5909 | 867.8553 | 1111.8989 | 343.4115 | -633.5468 | -625.5408 | -704.925 | -1359.7387 | -278.5476 | -215.3086 | 0 | 0 | 0 | 1.3741
2027 | 4871 | MW | 644.5604 | 823.1204 | 1043.1217 | 325.7099 | -523.8945 | -528.4742 | -595.54 | -1124.3993 | -232.123 | -181.8986 | 15.0356 | 19.2009 | 50.5024 | 5.4965
2027 | 4872 | MW | 588.5117 | 751.5448 | 951.4187 | 297.3873 | -438.6093 | -442.1927 | -498.309 | -941.3576 | -190.8567 | -152.2009 | 15.0356 | 19.2009 | 33.6683 | 5.4965
2027 | 4873 | MW | 525.4569 | 671.0221 | 859.7157 | 269.0647 | -377.6914 | -399.0519 | -449.6935 | -810.6135 | -170.2236 | -137.352 | 12.8877 | 16.4579 | 33.6683 | 9.6189
2027 | 4874 | MW | 462.402 | 590.4994 | 745.0869 | 233.6615 | -353.3242 | -366.6964 | -413.2319 | -758.3158 | -154.7487 | -126.2154 | 10.7397 | 13.7149 | 16.8341 | 8.2448
2027 | 4875 | MW | 385.335 | 492.0829 | 618.9953 | 191.1776 | -341.1406 | -355.9112 | -401.078 | -732.167 | -149.5904 | -122.5031 | 8.5918 | 10.9719 | 16.8341 | 6.8707
2027 | 4876 | MW | 315.2741 | 402.6133 | 515.8294 | 159.3146 | -341.1406 | -355.9112 | -401.078 | -732.167 | -149.5904 | -122.5031 | 6.4438 | 8.2289 | 16.8341 | 6.8707
2027 | 4877 | MW | 259.2254 | 331.0376 | 412.6635 | 130.992 | -353.3242 | -334.3408 | -376.7702 | -758.3158 | -159.907 | -115.0787 | 6.4438 | 8.2289 | 16.8341 | 5.4965
2027 | 4878 | MW | 210.1827 | 268.4088 | 343.8863 | 106.2098 | -402.0586 | -377.4815 | -425.3857 | -862.9111 | -185.6984 | -129.9276 | 6.4438 | 8.2289 | 16.8341 | 5.4965
2027 | 4879 | MW | 168.1462 | 214.7271 | 286.5719 | 84.9678 | -536.0781 | -485.3334 | -546.9245 | -1150.5481 | -242.4396 | -167.0497 | 6.4438 | 8.2289 | 16.8341 | 2.7483
2027 | 4880 | MW | 161.1401 | 205.7801 | 263.6461 | 84.9678 | -694.4648 | -614.7556 | -692.7711 | -1490.4828 | -309.4974 | -211.5963 | 6.4438 | 8.2289 | 16.8341 | 2.7483
2027 | 4881 | MW | 140.1218 | 178.9392 | 217.7946 | 74.3468 | -828.4843 | -733.3927 | -826.4637 | -1778.1198 | -371.3968 | -252.4307 | 6.4438 | 8.2289 | 16.8341 | 4.1224
2027 | 4882 | MW | 133.1157 | 169.9923 | 217.7946 | 67.2662 | -938.1367 | -819.6742 | -923.6948 | -2013.4592 | -412.6632 | -282.1285 | 8.5918 | 10.9719 | 33.6683 | 4.1224
2027 | 4883 | MW | 140.1218 | 178.9392 | 240.7204 | 70.8065 | -1023.4218 | -884.3853 | -996.618 | -2196.501 | -438.4546 | -304.4018 | 8.5918 | 10.9719 | 33.6683 | 4.1224
2027 | 4884 | MW | 168.1462 | 214.7271 | 275.109 | 84.9678 | -1084.3398 | -927.5261 | -1045.2336 | -2327.2451 | -459.0878 | -319.2506 | 8.5918 | 10.9719 | 33.6683 | 4.1224
2027 | 4885 | MW | 189.1645 | 241.568 | 320.9605 | 95.5888 | -1133.0741 | -959.8816 | -1081.6952 | -2431.8404 | -464.2461 | -330.3873 | 10.7397 | 13.7149 | 33.6683 | 5.4965
2027 | 4886 | MW | 224.1949 | 286.3028 | 366.812 | 113.2904 | -1169.6249 | -1003.0224 | -1130.3107 | -2510.2868 | -474.5626 | -345.2361 | 10.7397 | 13.7149 | 50.5024 | 5.4965
2027 | 4887 | MW | 280.2437 | 357.8785 | 458.515 | 138.0727 | -1181.8085 | -1024.5927 | -1154.6185 | -2536.4356 | -484.8792 | -352.6606 | 12.8877 | 16.4579 | 50.5024 | 5.4965
2027 | 4888 | MW | 161.1401 | 205.7801 | 263.6461 | 81.4275 | -1169.6249 | -1046.1631 | -1178.9262 | -2510.2868 | -490.0375 | -360.085 | 0 | 0 | 0 | 1.3741
2027 | 4889 | MW | 203.1767 | 259.4619 | 332.4234 | 102.6694 | -1145.2577 | -1046.1631 | -1178.9262 | -2457.9892 | -490.0375 | -360.085 | -62.2904 | -79.5465 | -252.5122 | -20.612
2027 | 4890 | MW | 231.201 | 295.2497 | 378.2749 | 116.8307 | -1072.1562 | -970.6668 | -1093.8491 | -2301.0962 | -459.0878 | -334.0995 | -68.7343 | -87.7755 | -269.3463 | -20.612
2027 | 4891 | MW | 252.2193 | 322.0906 | 412.6635 | 127.4517 | -938.1367 | -841.2446 | -948.0025 | -2013.4592 | -402.3466 | -289.5529 | -75.1781 | -96.0044 | -269.3463 | -20.612
2027 | 4892 | MW | 245.2132 | 313.1436 | 401.2006 | 123.9114 | -852.8515 | -776.5335 | -875.0793 | -1830.4175 | -361.0803 | -267.2796 | -79.474 | -101.4904 | -235.678 | -20.612
2027 | 4893 | MW | 686.597 | 876.8022 | 1111.8989 | 343.4115 | -779.7499 | -711.8223 | -802.156 | -1673.5245 | -324.9722 | -245.0063 | -79.474 | -101.4904 | -235.678 | -19.2379
2027 | 4894 | MW | 679.5909 | 867.8553 | 1111.8989 | 343.4115 | -670.0976 | -614.7556 | -692.7711 | -1438.1852 | -283.7059 | -211.5963 | 0 | 0 | 0 | 1.3741
2027 | 4895 | MW | 644.5604 | 823.1204 | 1054.5845 | 322.1696 | -560.4453 | -517.689 | -583.3862 | -1202.8458 | -237.2813 | -178.1864 | 17.1836 | 21.9439 | 50.5024 | 5.4965
2027 | 4896 | MW | 588.5117 | 751.5448 | 962.8815 | 297.3873 | -462.9765 | -452.9778 | -510.4629 | -993.6552 | -196.015 | -155.9131 | 15.0356 | 19.2009 | 33.6683 | 5.4965
2027 | 4897 | MW | 532.4629 | 679.9691 | 871.1785 | 265.5244 | -377.6914 | -388.2667 | -437.5396 | -810.6135 | -170.2236 | -133.6398 | 15.0356 | 19.2009 | 50.5024 | 9.6189
2027 | 4898 | MW | 462.402 | 590.4994 | 756.5498 | 233.6615 | -353.3242 | -355.9112 | -401.078 | -758.3158 | -154.7487 | -122.5031 | 10.7397 | 13.7149 | 33.6683 | 8.2448
2027 | 4899 | MW | 385.335 | 492.0829 | 630.4582 | 191.1776 | -341.1406 | -345.126 | -388.9241 | -732.167 | -149.5904 | -118.7909 | 10.7397 | 13.7149 | 16.8341 | 6.8707
2027 | 4900 | MW | 315.2741 | 402.6133 | 515.8294 | 159.3146 | -341.1406 | -345.126 | -388.9241 | -732.167 | -149.5904 | -118.7909 | 8.5918 | 10.9719 | 16.8341 | 6.8707
2027 | 4901 | MW | 266.2315 | 339.9845 | 435.5893 | 130.992 | -341.1406 | -323.5556 | -364.6164 | -732.167 | -149.5904 | -111.3665 | 8.5918 | 10.9719 | 16.8341 | 5.4965
2027 | 4902 | MW | 231.201 | 295.2497 | 378.2749 | 113.2904 | -353.3242 | -334.3408 | -376.7702 | -758.3158 | -165.0653 | -115.0787 | 8.5918 | 10.9719 | 16.8341 | 5.4965
2027 | 4903 | MW | 203.1767 | 259.4619 | 332.4234 | 99.1291 | -426.4258 | -399.0519 | -449.6935 | -915.2087 | -196.015 | -137.352 | 8.5918 | 10.9719 | 16.8341 | 2.7483
2027 | 4904 | MW | 182.1584 | 232.621 | 298.0348 | 92.0485 | -548.2617 | -474.5482 | -534.7707 | -1176.6969 | -247.5979 | -163.3375 | 8.5918 | 10.9719 | 16.8341 | 2.7483
2027 | 4905 | MW | 168.1462 | 214.7271 | 275.109 | 88.5081 | -657.914 | -550.0445 | -619.8478 | -1412.0363 | -294.0225 | -189.323 | 8.5918 | 10.9719 | 16.8341 | 2.7483
2027 | 4906 | MW | 182.1584 | 232.621 | 309.4976 | 95.5888 | -755.3828 | -614.7556 | -692.7711 | -1621.2269 | -330.1305 | -211.5963 | 8.5918 | 10.9719 | 33.6683 | 4.1224
2027 | 4907 | MW | 217.1888 | 277.3558 | 366.812 | 106.2098 | -828.4843 | -668.6816 | -753.5405 | -1778.1198 | -350.7637 | -230.1574 | 10.7397 | 13.7149 | 33.6683 | 4.1224
2027 | 4908 | MW | 273.2376 | 348.9315 | 447.0521 | 134.5324 | -877.2187 | -701.0371 | -790.0021 | -1882.7151 | -355.922 | -241.2941 | 10.7397 | 13.7149 | 33.6683 | 4.1224
2027 | 4909 | MW | 308.268 | 393.6663 | 504.3665 | 152.234 | -913.7695 | -733.3927 | -826.4637 | -1961.1616 | -361.0803 | -252.4307 | 12.8877 | 16.4579 | 33.6683 | 5.4965
2027 | 4910 | MW | 343.2985 | 438.4011 | 561.6809 | 173.4759 | -938.1367 | -765.7483 | -862.9254 | -2013.4592 | -366.2386 | -263.5674 | 15.0356 | 19.2009 | 50.5024 | 5.4965
2027 | 4911 | MW | 140.1218 | 178.9392 | 229.2575 | 74.3468 | -950.3202 | -787.3186 | -887.2331 | -2039.608 | -366.2386 | -270.9918 | 17.1836 | 21.9439 | 50.5024 | 5.4965
2027 | 4912 | MW | 154.134 | 196.8331 | 263.6461 | 77.8872 | -938.1367 | -808.889 | -911.5409 | -2013.4592 | -366.2386 | -278.4162 | 0 | 0 | -16.8341 | 1.3741
2027 | 4913 | MW | 182.1584 | 232.621 | 298.0348 | 88.5081 | -925.9531 | -830.4594 | -935.8486 | -1987.3104 | -361.0803 | -285.8407 | -73.0302 | -93.2614 | -286.1805 | -21.9861
2027 | 4914 | MW | 189.1645 | 241.568 | 309.4976 | 95.5888 | -877.2187 | -798.1038 | -899.387 | -1882.7151 | -345.6054 | -274.704 | -77.3261 | -98.7474 | -286.1805 | -23.3602
2027 | 4915 | MW | 196.1706 | 250.5149 | 320.9605 | 99.1291 | -791.9335 | -722.6075 | -814.3099 | -1699.6734 | -319.8139 | -248.7185 | -81.6219 | -104.2334 | -286.1805 | -21.9861
2027 | 4916 | MW | 609.53 | 778.3856 | 997.2702 | 308.0083 | -731.0156 | -701.0371 | -790.0021 | -1568.9293 | -299.1808 | -241.2941 | -83.7699 | -106.9763 | -269.3463 | -21.9861
2027 | 4917 | MW | 609.53 | 778.3856 | 997.2702 | 304.468 | -682.2812 | -668.6816 | -753.5405 | -1464.334 | -283.7059 | -230.1574 | -81.6219 | -104.2334 | -252.5122 | -20.612
2027 | 4918 | MW | 588.5117 | 751.5448 | 962.8815 | 297.3873 | -596.9961 | -593.1853 | -668.4633 | -1281.2922 | -252.7562 | -204.1719 | 0 | 0 | -16.8341 | 1.3741
2027 | 4919 | MW | 574.4995 | 733.6508 | 939.9558 | 286.7663 | -511.7109 | -506.9038 | -571.2323 | -1098.2505 | -216.6482 | -174.4742 | 19.3315 | 24.6868 | 50.5024 | 5.4965
2027 | 4920 | MW | 532.4629 | 679.9691 | 871.1785 | 265.5244 | -426.4258 | -442.1927 | -498.309 | -915.2087 | -180.5401 | -152.2009 | 17.1836 | 21.9439 | 33.6683 | 5.4965
2027 | 4921 | MW | 476.4142 | 608.3934 | 790.9384 | 237.2018 | -365.5078 | -388.2667 | -437.5396 | -784.4646 | -159.907 | -133.6398 | 8.5918 | 10.9719 | 33.6683 | 9.6189
2027 | 4922 | MW | 420.3655 | 536.8177 | 687.7725 | 212.4195 | -341.1406 | -355.9112 | -401.078 | -732.167 | -149.5904 | -122.5031 | 12.8877 | 16.4579 | 16.8341 | 8.2448
2027 | 4923 | MW | 371.3228 | 474.189 | 596.0695 | 184.0969 | -328.957 | -345.126 | -388.9241 | -706.0182 | -144.4321 | -118.7909 | 10.7397 | 13.7149 | 16.8341 | 6.8707
2027 | 4924 | MW | 322.2802 | 411.5602 | 527.2923 | 159.3146 | -328.957 | -345.126 | -388.9241 | -706.0182 | -144.4321 | -118.7909 | 8.5918 | 10.9719 | 16.8341 | 6.8707
2027 | 4925 | MW | 287.2497 | 366.8254 | 469.9779 | 141.613 | -316.7734 | -312.7704 | -352.4625 | -679.8693 | -144.4321 | -107.6543 | 8.5918 | 10.9719 | 16.8341 | 5.4965
2027 | 4926 | MW | 252.2193 | 322.0906 | 412.6635 | 123.9114 | -328.957 | -323.5556 | -364.6164 | -706.0182 | -154.7487 | -111.3665 | 8.5918 | 10.9719 | 16.8341 | 5.4965
2027 | 4927 | MW | 224.1949 | 286.3028 | 366.812 | 109.7501 | -389.875 | -366.6964 | -413.2319 | -836.7623 | -180.5401 | -126.2154 | 8.5918 | 10.9719 | 16.8341 | 2.7483
2027 | 4928 | MW | 203.1767 | 259.4619 | 332.4234 | 99.1291 | -450.7929 | -409.8371 | -461.8474 | -967.5064 | -206.3316 | -141.0642 | 8.5918 | 10.9719 | 16.8341 | 2.7483
2027 | 4929 | MW | 189.1645 | 241.568 | 309.4976 | 92.0485 | -548.2617 | -474.5482 | -534.7707 | -1176.6969 | -237.2813 | -163.3375 | 8.5918 | 10.9719 | 16.8341 | 2.7483
2027 | 4930 | MW | 189.1645 | 241.568 | 309.4976 | 95.5888 | -621.3632 | -539.2593 | -607.6939 | -1333.5899 | -268.2311 | -185.6108 | 8.5918 | 10.9719 | 16.8341 | 4.1224
2027 | 4931 | MW | 224.1949 | 286.3028 | 366.812 | 113.2904 | -682.2812 | -582.4001 | -656.3094 | -1464.334 | -294.0225 | -200.4597 | 10.7397 | 13.7149 | 33.6683 | 4.1224
2027 | 4932 | MW | 294.2558 | 375.7724 | 481.4408 | 145.1533 | -731.0156 | -625.5408 | -704.925 | -1568.9293 | -314.6557 | -215.3086 | 10.7397 | 13.7149 | 33.6683 | 4.1224
2027 | 4933 | MW | 322.2802 | 411.5602 | 527.2923 | 162.855 | -767.5664 | -657.8964 | -741.3866 | -1647.3757 | -335.2888 | -226.4452 | 12.8877 | 16.4579 | 33.6683 | 4.1224
2027 | 4934 | MW | 350.3046 | 447.3481 | 584.6066 | 173.4759 | -804.1171 | -701.0371 | -790.0021 | -1725.8222 | -350.7637 | -241.2941 | 12.8877 | 16.4579 | 50.5024 | 5.4965
2027 | 4935 | MW | 140.1218 | 178.9392 | 229.2575 | 70.8065 | -816.3007 | -733.3927 | -826.4637 | -1751.971 | -366.2386 | -252.4307 | 15.0356 | 19.2009 | 50.5024 | 5.4965
2027 | 4936 | MW | 161.1401 | 205.7801 | 263.6461 | 77.8872 | -828.4843 | -765.7483 | -862.9254 | -1778.1198 | -381.7134 | -263.5674 | 0 | 0 | -16.8341 | 1.3741
2027 | 4937 | MW | 182.1584 | 232.621 | 298.0348 | 88.5081 | -828.4843 | -776.5335 | -875.0793 | -1778.1198 | -386.8717 | -267.2796 | -62.2904 | -79.5465 | -269.3463 | -19.2379
2027 | 4938 | MW | 189.1645 | 241.568 | 309.4976 | 92.0485 | -804.1171 | -765.7483 | -862.9254 | -1725.8222 | -376.5551 | -263.5674 | -66.5863 | -85.0325 | -269.3463 | -20.612
2027 | 4939 | MW | 189.1645 | 241.568 | 309.4976 | 92.0485 | -743.1992 | -711.8223 | -802.156 | -1595.0781 | -345.6054 | -245.0063 | -70.8822 | -90.5184 | -269.3463 | -21.9861
2027 | 4940 | MW | 609.53 | 778.3856 | 997.2702 | 300.9276 | -694.4648 | -701.0371 | -790.0021 | -1490.4828 | -319.8139 | -241.2941 | -70.8822 | -90.5184 | -252.5122 | -20.612
2027 | 4941 | MW | 609.53 | 778.3856 | 997.2702 | 300.9276 | -657.914 | -657.8964 | -741.3866 | -1412.0363 | -294.0225 | -226.4452 | -68.7343 | -87.7755 | -252.5122 | -20.612
2027 | 4942 | MW | 581.5056 | 742.5978 | 951.4187 | 290.3067 | -572.6289 | -582.4001 | -656.3094 | -1228.9946 | -257.9145 | -200.4597 | 0 | 0 | -16.8341 | 1.3741
2027 | 4943 | MW | 560.4873 | 715.7569 | 917.03 | 286.7663 | -487.3437 | -496.1186 | -559.0784 | -1045.9528 | -216.6482 | -170.762 | 17.1836 | 21.9439 | 50.5024 | 5.4965
2027 | 4944 | MW | 532.4629 | 679.9691 | 859.7157 | 269.0647 | -414.2422 | -431.4075 | -486.1551 | -889.0599 | -180.5401 | -148.4887 | 15.0356 | 19.2009 | 33.6683 | 5.4965
2027 | 4945 | MW | 476.4142 | 608.3934 | 779.4755 | 240.7421 | -377.6914 | -388.2667 | -437.5396 | -810.6135 | -165.0653 | -133.6398 | 10.7397 | 13.7149 | 33.6683 | 9.6189
2027 | 4946 | MW | 420.3655 | 536.8177 | 687.7725 | 208.8792 | -353.3242 | -366.6964 | -413.2319 | -758.3158 | -154.7487 | -126.2154 | 8.5918 | 10.9719 | 16.8341 | 8.2448
2027 | 4947 | MW | 364.3168 | 465.242 | 607.5324 | 180.5566 | -341.1406 | -355.9112 | -401.078 | -732.167 | -149.5904 | -122.5031 | 6.4438 | 8.2289 | 16.8341 | 6.8707
2027 | 4948 | MW | 322.2802 | 411.5602 | 527.2923 | 155.7743 | -341.1406 | -355.9112 | -401.078 | -732.167 | -149.5904 | -122.5031 | 6.4438 | 8.2289 | 16.8341 | 6.8707
2027 | 4949 | MW | 280.2437 | 357.8785 | 458.515 | 138.0727 | -353.3242 | -334.3408 | -376.7702 | -758.3158 | -159.907 | -115.0787 | 6.4438 | 8.2289 | 16.8341 | 6.8707
2027 | 4950 | MW | 238.2071 | 304.1967 | 389.7378 | 120.3711 | -402.0586 | -377.4815 | -425.3857 | -862.9111 | -190.8567 | -129.9276 | 6.4438 | 8.2289 | 16.8341 | 5.4965
2027 | 4951 | MW | 203.1767 | 259.4619 | 332.4234 | 102.6694 | -536.0781 | -485.3334 | -546.9245 | -1150.5481 | -242.4396 | -167.0497 | 6.4438 | 8.2289 | 16.8341 | 2.7483
2027 | 4952 | MW | 189.1645 | 241.568 | 309.4976 | 99.1291 | -682.2812 | -614.7556 | -692.7711 | -1464.334 | -309.4974 | -211.5963 | 6.4438 | 8.2289 | 16.8341 | 2.7483
2027 | 4953 | MW | 168.1462 | 214.7271 | 286.5719 | 88.5081 | -804.1171 | -733.3927 | -826.4637 | -1725.8222 | -366.2386 | -252.4307 | 6.4438 | 8.2289 | 16.8341 | 4.1224
2027 | 4954 | MW | 161.1401 | 205.7801 | 275.109 | 77.8872 | -901.5859 | -808.889 | -911.5409 | -1935.0128 | -407.5049 | -278.4162 | 6.4438 | 8.2289 | 33.6683 | 4.1224
2027 | 4955 | MW | 161.1401 | 205.7801 | 275.109 | 81.4275 | -986.871 | -884.3853 | -996.618 | -2118.0545 | -438.4546 | -304.4018 | 8.5918 | 10.9719 | 33.6683 | 4.1224
2027 | 4956 | MW | 189.1645 | 241.568 | 320.9605 | 92.0485 | -1035.6054 | -927.5261 | -1045.2336 | -2222.6498 | -453.9295 | -319.2506 | 8.5918 | 10.9719 | 33.6683 | 4.1224
2027 | 4957 | MW | 210.1827 | 268.4088 | 343.8863 | 102.6694 | -1072.1562 | -959.8816 | -1081.6952 | -2301.0962 | -469.4043 | -330.3873 | 8.5918 | 10.9719 | 33.6683 | 4.1224
2027 | 4958 | MW | 238.2071 | 304.1967 | 389.7378 | 120.3711 | -1096.5234 | -981.452 | -1106.0029 | -2353.3939 | -479.7209 | -337.8117 | 10.7397 | 13.7149 | 33.6683 | 5.4965
2027 | 4959 | MW | 294.2558 | 375.7724 | 481.4408 | 145.1533 | -1108.707 | -1003.0224 | -1130.3107 | -2379.5427 | -484.8792 | -345.2361 | 10.7397 | 13.7149 | 50.5024 | 5.4965
2027 | 4960 | MW | 161.1401 | 205.7801 | 263.6461 | 77.8872 | -1108.707 | -1013.8076 | -1142.4646 | -2379.5427 | -484.8792 | -348.9484 | 0 | 0 | 0 | 1.3741
2027 | 4961 | MW | 196.1706 | 250.5149 | 320.9605 | 99.1291 | -1084.3398 | -1003.0224 | -1130.3107 | -2327.2451 | -484.8792 | -345.2361 | -55.8466 | -71.3176 | -218.8439 | -17.8637
2027 | 4962 | MW | 224.1949 | 286.3028 | 378.2749 | 109.7501 | -1011.2382 | -959.8816 | -1081.6952 | -2170.3521 | -448.7712 | -330.3873 | -62.2904 | -79.5465 | -235.678 | -19.2379
2027 | 4963 | MW | 245.2132 | 313.1436 | 401.2006 | 120.3711 | -877.2187 | -852.0298 | -960.1564 | -1882.7151 | -386.8717 | -293.2651 | -66.5863 | -85.0325 | -235.678 | -20.612
2027 | 4964 | MW | 245.2132 | 313.1436 | 401.2006 | 120.3711 | -804.1171 | -798.1038 | -899.387 | -1725.8222 | -340.4471 | -274.704 | -70.8822 | -90.5184 | -218.8439 | -20.612
2027 | 4965 | MW | 693.6031 | 885.7492 | 1146.2875 | 346.9519 | -731.0156 | -733.3927 | -826.4637 | -1568.9293 | -309.4974 | -252.4307 | -70.8822 | -90.5184 | -218.8439 | -20.612
2027 | 4966 | MW | 700.6091 | 894.6961 | 1146.2875 | 346.9519 | -633.5468 | -636.326 | -717.0788 | -1359.7387 | -268.2311 | -219.0208 | 0 | 0 | 0 | 1.3741
2027 | 4967 | MW | 665.5787 | 849.9613 | 1088.9732 | 329.2502 | -523.8945 | -539.2593 | -607.6939 | -1124.3993 | -221.8064 | -185.6108 | 15.0356 | 19.2009 | 33.6683 | 6.8707
2027 | 4968 | MW | 616.536 | 787.3326 | 1008.733 | 304.468 | -438.6093 | -463.763 | -522.6168 | -941.3576 | -185.6984 | -159.6253 | 12.8877 | 16.4579 | 33.6683 | 5.4965
2027 | 4969 | MW | 553.4812 | 706.8099 | 917.03 | 276.1454 | -389.875 | -399.0519 | -449.6935 | -836.7623 | -159.907 | -137.352 | 12.8877 | 16.4579 | 33.6683 | 9.6189
2027 | 4970 | MW | 490.4264 | 626.2873 | 802.4013 | 244.2824 | -353.3242 | -377.4815 | -425.3857 | -758.3158 | -154.7487 | -129.9276 | 12.8877 | 16.4579 | 33.6683 | 8.2448
2027 | 4971 | MW | 413.3594 | 527.8707 | 676.3097 | 208.8792 | -341.1406 | -366.6964 | -413.2319 | -732.167 | -149.5904 | -126.2154 | 10.7397 | 13.7149 | 16.8341 | 6.8707
2027 | 4972 | MW | 350.3046 | 447.3481 | 573.1438 | 177.0163 | -341.1406 | -355.9112 | -401.078 | -732.167 | -149.5904 | -122.5031 | 8.5918 | 10.9719 | 16.8341 | 6.8707
2027 | 4973 | MW | 294.2558 | 375.7724 | 481.4408 | 148.6937 | -353.3242 | -345.126 | -388.9241 | -758.3158 | -159.907 | -118.7909 | 8.5918 | 10.9719 | 16.8341 | 6.8707
2027 | 4974 | MW | 238.2071 | 304.1967 | 401.2006 | 120.3711 | -414.2422 | -388.2667 | -437.5396 | -889.0599 | -185.6984 | -133.6398 | 8.5918 | 10.9719 | 16.8341 | 5.4965
2027 | 4975 | MW | 196.1706 | 250.5149 | 320.9605 | 95.5888 | -536.0781 | -496.1186 | -559.0784 | -1150.5481 | -237.2813 | -170.762 | 8.5918 | 10.9719 | 16.8341 | 2.7483
2027 | 4976 | MW | 182.1584 | 232.621 | 298.0348 | 92.0485 | -694.4648 | -614.7556 | -692.7711 | -1490.4828 | -299.1808 | -211.5963 | 8.5918 | 10.9719 | 16.8341 | 2.7483
2027 | 4977 | MW | 154.134 | 196.8331 | 252.1833 | 77.8872 | -828.4843 | -722.6075 | -814.3099 | -1778.1198 | -350.7637 | -248.7185 | 8.5918 | 10.9719 | 16.8341 | 4.1224
2027 | 4978 | MW | 140.1218 | 178.9392 | 240.7204 | 70.8065 | -925.9531 | -808.889 | -911.5409 | -1987.3104 | -392.03 | -278.4162 | 10.7397 | 13.7149 | 33.6683 | 4.1224
2027 | 4979 | MW | 147.1279 | 187.8862 | 240.7204 | 74.3468 | -1011.2382 | -873.6001 | -984.4642 | -2170.3521 | -428.138 | -300.6895 | 10.7397 | 13.7149 | 33.6683 | 4.1224
2027 | 4980 | MW | 175.1523 | 223.674 | 286.5719 | 88.5081 | -1072.1562 | -916.7409 | -1033.0797 | -2301.0962 | -443.6129 | -315.5384 | 10.7397 | 13.7149 | 33.6683 | 4.1224
2027 | 4981 | MW | 196.1706 | 250.5149 | 332.4234 | 99.1291 | -1108.707 | -949.0964 | -1069.5413 | -2379.5427 | -453.9295 | -326.6751 | 12.8877 | 16.4579 | 33.6683 | 4.1224
2027 | 4982 | MW | 224.1949 | 286.3028 | 378.2749 | 113.2904 | -1133.0741 | -992.2372 | -1118.1568 | -2431.8404 | -464.2461 | -341.5239 | 12.8877 | 16.4579 | 50.5024 | 4.1224
2027 | 4983 | MW | 280.2437 | 357.8785 | 469.9779 | 138.0727 | -1145.2577 | -1013.8076 | -1142.4646 | -2457.9892 | -469.4043 | -348.9484 | 15.0356 | 19.2009 | 50.5024 | 4.1224
2027 | 4984 | MW | 161.1401 | 205.7801 | 263.6461 | 77.8872 | -1145.2577 | -1013.8076 | -1142.4646 | -2457.9892 | -474.5626 | -348.9484 | 2.1479 | 2.743 | 0 | 1.3741
2027 | 4985 | MW | 196.1706 | 250.5149 | 320.9605 | 99.1291 | -1120.8905 | -1024.5927 | -1154.6185 | -2405.6915 | -469.4043 | -352.6606 | -64.4384 | -82.2895 | -235.678 | -16.4896
2027 | 4986 | MW | 224.1949 | 286.3028 | 366.812 | 113.2904 | -1047.789 | -970.6668 | -1093.8491 | -2248.7986 | -438.4546 | -334.0995 | -68.7343 | -87.7755 | -252.5122 | -17.8637
2027 | 4987 | MW | 245.2132 | 313.1436 | 401.2006 | 123.9114 | -913.7695 | -873.6001 | -984.4642 | -1961.1616 | -376.5551 | -300.6895 | -73.0302 | -93.2614 | -252.5122 | -19.2379
2027 | 4988 | MW | 238.2071 | 304.1967 | 389.7378 | 120.3711 | -816.3007 | -819.6742 | -923.6948 | -1751.971 | -335.2888 | -282.1285 | -73.0302 | -93.2614 | -235.678 | -19.2379
2027 | 4989 | MW | 686.597 | 876.8022 | 1111.8989 | 343.4115 | -743.1992 | -765.7483 | -862.9254 | -1595.0781 | -309.4974 | -263.5674 | -73.0302 | -93.2614 | -218.8439 | -19.2379
2027 | 4990 | MW | 686.597 | 876.8022 | 1111.8989 | 343.4115 | -645.7304 | -668.6816 | -753.5405 | -1385.8875 | -268.2311 | -230.1574 | 2.1479 | 2.743 | 0 | 1.3741
2027 | 4991 | MW | 644.5604 | 823.1204 | 1054.5845 | 325.7099 | -536.0781 | -560.8297 | -632.0017 | -1150.5481 | -221.8064 | -193.0353 | 17.1836 | 21.9439 | 50.5024 | 6.8707
2027 | 4992 | MW | 588.5117 | 751.5448 | 962.8815 | 300.9276 | -438.6093 | -474.5482 | -534.7707 | -941.3576 | -185.6984 | -163.3375 | 17.1836 | 21.9439 | 33.6683 | 5.4965
2027 | 4993 | MW | 532.4629 | 679.9691 | 871.1785 | 272.605 | -389.875 | -409.8371 | -461.8474 | -836.7623 | -165.0653 | -141.0642 | 12.8877 | 16.4579 | 33.6683 | 9.6189
2027 | 4994 | MW | 469.4081 | 599.4464 | 756.5498 | 237.2018 | -353.3242 | -388.2667 | -437.5396 | -758.3158 | -154.7487 | -133.6398 | 10.7397 | 13.7149 | 16.8341 | 8.2448
2027 | 4995 | MW | 392.3411 | 501.0298 | 641.921 | 198.2582 | -341.1406 | -366.6964 | -413.2319 | -732.167 | -149.5904 | -126.2154 | 8.5918 | 10.9719 | 16.8341 | 6.8707
2027 | 4996 | MW | 322.2802 | 411.5602 | 527.2923 | 166.3953 | -353.3242 | -366.6964 | -413.2319 | -758.3158 | -149.5904 | -126.2154 | 8.5918 | 10.9719 | 16.8341 | 6.8707
2027 | 4997 | MW | 266.2315 | 339.9845 | 435.5893 | 134.5324 | -365.5078 | -355.9112 | -401.078 | -784.4646 | -159.907 | -122.5031 | 8.5918 | 10.9719 | 16.8341 | 5.4965
2027 | 4998 | MW | 217.1888 | 277.3558 | 355.3491 | 109.7501 | -414.2422 | -399.0519 | -449.6935 | -889.0599 | -185.6984 | -137.352 | 6.4438 | 8.2289 | 16.8341 | 5.4965
2027 | 4999 | MW | 175.1523 | 223.674 | 286.5719 | 88.5081 | -536.0781 | -496.1186 | -559.0784 | -1150.5481 | -237.2813 | -170.762 | 6.4438 | 8.2289 | 16.8341 | 2.7483
2027 | 5000 | MW | 168.1462 | 214.7271 | 275.109 | 84.9678 | -706.6484 | -625.5408 | -704.925 | -1516.6316 | -299.1808 | -215.3086 | 6.4438 | 8.2289 | 16.8341 | 2.7483
2027 | 5001 | MW | 140.1218 | 178.9392 | 240.7204 | 74.3468 | -840.6679 | -733.3927 | -826.4637 | -1804.2686 | -350.7637 | -252.4307 | 8.5918 | 10.9719 | 16.8341 | 4.1224
2027 | 5002 | MW | 140.1218 | 178.9392 | 229.2575 | 70.8065 | -950.3202 | -819.6742 | -923.6948 | -2039.608 | -392.03 | -282.1285 | 8.5918 | 10.9719 | 16.8341 | 4.1224
2027 | 5003 | MW | 140.1218 | 178.9392 | 240.7204 | 70.8065 | -1035.6054 | -895.1705 | -1008.7719 | -2222.6498 | -422.9797 | -308.114 | 10.7397 | 13.7149 | 33.6683 | 4.1224
2027 | 5004 | MW | 175.1523 | 223.674 | 286.5719 | 84.9678 | -1096.5234 | -938.3113 | -1057.3874 | -2353.3939 | -438.4546 | -322.9628 | 10.7397 | 13.7149 | 33.6683 | 4.1224
2027 | 5005 | MW | 196.1706 | 250.5149 | 320.9605 | 99.1291 | -1120.8905 | -981.452 | -1106.0029 | -2405.6915 | -448.7712 | -337.8117 | 10.7397 | 13.7149 | 33.6683 | 4.1224
2027 | 5006 | MW | 224.1949 | 286.3028 | 366.812 | 116.8307 | -1145.2577 | -1013.8076 | -1142.4646 | -2457.9892 | -464.2461 | -348.9484 | 12.8877 | 16.4579 | 33.6683 | 5.4965
2027 | 5007 | MW | 280.2437 | 357.8785 | 458.515 | 138.0727 | -1157.4413 | -1035.3779 | -1166.7723 | -2484.138 | -469.4043 | -356.3728 | 15.0356 | 19.2009 | 50.5024 | 5.4965
2027 | 5008 | MW | 161.1401 | 205.7801 | 263.6461 | 81.4275 | -1157.4413 | -1046.1631 | -1178.9262 | -2484.138 | -474.5626 | -360.085 | 0 | 0 | 0 | 1.3741
2027 | 5009 | MW | 196.1706 | 250.5149 | 320.9605 | 102.6694 | -1133.0741 | -1046.1631 | -1178.9262 | -2431.8404 | -474.5626 | -360.085 | -66.5863 | -85.0325 | -252.5122 | -19.2379
2027 | 5010 | MW | 231.201 | 295.2497 | 378.2749 | 113.2904 | -1047.789 | -981.452 | -1106.0029 | -2248.7986 | -443.6129 | -337.8117 | -73.0302 | -93.2614 | -269.3463 | -20.612
2027 | 5011 | MW | 245.2132 | 313.1436 | 401.2006 | 123.9114 | -913.7695 | -873.6001 | -984.4642 | -1961.1616 | -386.8717 | -300.6895 | -75.1781 | -96.0044 | -269.3463 | -20.612
2027 | 5012 | MW | 238.2071 | 304.1967 | 389.7378 | 120.3711 | -828.4843 | -819.6742 | -923.6948 | -1778.1198 | -345.6054 | -282.1285 | -77.3261 | -98.7474 | -252.5122 | -20.612
2027 | 5013 | MW | 686.597 | 876.8022 | 1123.3618 | 343.4115 | -743.1992 | -754.9631 | -850.7715 | -1595.0781 | -314.6557 | -259.8552 | -75.1781 | -96.0044 | -235.678 | -20.612
2027 | 5014 | MW | 686.597 | 876.8022 | 1123.3618 | 343.4115 | -633.5468 | -657.8964 | -741.3866 | -1359.7387 | -273.3893 | -226.4452 | 0 | 0 | 0 | 1.3741
2027 | 5015 | MW | 644.5604 | 823.1204 | 1054.5845 | 325.7099 | -536.0781 | -550.0445 | -619.8478 | -1150.5481 | -226.9647 | -189.323 | 17.1836 | 21.9439 | 50.5024 | 5.4965
2027 | 5016 | MW | 595.5178 | 760.4917 | 974.3444 | 297.3873 | -438.6093 | -463.763 | -522.6168 | -941.3576 | -190.8567 | -159.6253 | 15.0356 | 19.2009 | 33.6683 | 5.4965
2027 | 5017 | MW | 532.4629 | 679.9691 | 871.1785 | 269.0647 | -389.875 | -409.8371 | -461.8474 | -836.7623 | -165.0653 | -141.0642 | 15.0356 | 19.2009 | 33.6683 | 9.6189
2027 | 5018 | MW | 462.402 | 590.4994 | 756.5498 | 233.6615 | -365.5078 | -388.2667 | -437.5396 | -784.4646 | -154.7487 | -133.6398 | 12.8877 | 16.4579 | 33.6683 | 8.2448
2027 | 5019 | MW | 385.335 | 492.0829 | 630.4582 | 194.7179 | -353.3242 | -366.6964 | -413.2319 | -758.3158 | -149.5904 | -126.2154 | 10.7397 | 13.7149 | 16.8341 | 6.8707
2027 | 5020 | MW | 322.2802 | 411.5602 | 515.8294 | 162.855 | -353.3242 | -366.6964 | -413.2319 | -758.3158 | -154.7487 | -126.2154 | 8.5918 | 10.9719 | 16.8341 | 6.8707
2027 | 5021 | MW | 259.2254 | 331.0376 | 424.1264 | 130.992 | -365.5078 | -366.6964 | -413.2319 | -784.4646 | -165.0653 | -126.2154 | 8.5918 | 10.9719 | 16.8341 | 6.8707
2027 | 5022 | MW | 210.1827 | 268.4088 | 343.8863 | 106.2098 | -426.4258 | -399.0519 | -449.6935 | -915.2087 | -190.8567 | -137.352 | 8.5918 | 10.9719 | 16.8341 | 6.8707
2027 | 5023 | MW | 168.1462 | 214.7271 | 286.5719 | 84.9678 | -548.2617 | -496.1186 | -559.0784 | -1176.6969 | -237.2813 | -170.762 | 8.5918 | 10.9719 | 16.8341 | 2.7483
2027 | 5024 | MW | 161.1401 | 205.7801 | 275.109 | 84.9678 | -706.6484 | -614.7556 | -692.7711 | -1516.6316 | -304.3391 | -211.5963 | 8.5918 | 10.9719 | 16.8341 | 2.7483
2027 | 5025 | MW | 140.1218 | 178.9392 | 229.2575 | 74.3468 | -852.8515 | -722.6075 | -814.3099 | -1830.4175 | -355.922 | -248.7185 | 8.5918 | 10.9719 | 16.8341 | 4.1224
2027 | 5026 | MW | 133.1157 | 169.9923 | 217.7946 | 67.2662 | -962.5038 | -808.889 | -911.5409 | -2065.7569 | -392.03 | -278.4162 | 8.5918 | 10.9719 | 33.6683 | 4.1224
2027 | 5027 | MW | 140.1218 | 178.9392 | 229.2575 | 70.8065 | -1035.6054 | -873.6001 | -984.4642 | -2222.6498 | -422.9797 | -300.6895 | 10.7397 | 13.7149 | 33.6683 | 4.1224
2027 | 5028 | MW | 168.1462 | 214.7271 | 286.5719 | 84.9678 | -1084.3398 | -927.5261 | -1045.2336 | -2327.2451 | -438.4546 | -319.2506 | 10.7397 | 13.7149 | 33.6683 | 4.1224
2027 | 5029 | MW | 196.1706 | 250.5149 | 320.9605 | 95.5888 | -1133.0741 | -970.6668 | -1093.8491 | -2431.8404 | -448.7712 | -334.0995 | 12.8877 | 16.4579 | 50.5024 | 5.4965
2027 | 5030 | MW | 224.1949 | 286.3028 | 366.812 | 113.2904 | -1157.4413 | -1013.8076 | -1142.4646 | -2484.138 | -459.0878 | -348.9484 | 12.8877 | 16.4579 | 50.5024 | 5.4965
2027 | 5031 | MW | 280.2437 | 357.8785 | 469.9779 | 138.0727 | -1169.6249 | -1035.3779 | -1166.7723 | -2510.2868 | -464.2461 | -356.3728 | 15.0356 | 19.2009 | 50.5024 | 5.4965
2027 | 5032 | MW | 161.1401 | 205.7801 | 263.6461 | 81.4275 | -1169.6249 | -1035.3779 | -1166.7723 | -2510.2868 | -469.4043 | -356.3728 | 0 | 0 | -16.8341 | 1.3741
2027 | 5033 | MW | 203.1767 | 259.4619 | 332.4234 | 102.6694 | -1157.4413 | -1013.8076 | -1142.4646 | -2484.138 | -469.4043 | -348.9484 | -68.7343 | -87.7755 | -286.1805 | -19.2379
2027 | 5034 | MW | 231.201 | 295.2497 | 378.2749 | 113.2904 | -1084.3398 | -949.0964 | -1069.5413 | -2327.2451 | -438.4546 | -326.6751 | -73.0302 | -93.2614 | -286.1805 | -20.612
2027 | 5035 | MW | 252.2193 | 322.0906 | 412.6635 | 123.9114 | -950.3202 | -830.4594 | -935.8486 | -2039.608 | -381.7134 | -285.8407 | -77.3261 | -98.7474 | -286.1805 | -21.9861
2027 | 5036 | MW | 245.2132 | 313.1436 | 401.2006 | 123.9114 | -852.8515 | -776.5335 | -875.0793 | -1830.4175 | -340.4471 | -267.2796 | -79.474 | -101.4904 | -269.3463 | -21.9861
2027 | 5037 | MW | 686.597 | 876.8022 | 1123.3618 | 343.4115 | -767.5664 | -722.6075 | -814.3099 | -1647.3757 | -314.6557 | -248.7185 | -79.474 | -101.4904 | -269.3463 | -21.9861
2027 | 5038 | MW | 679.5909 | 867.8553 | 1111.8989 | 343.4115 | -657.914 | -636.326 | -717.0788 | -1412.0363 | -273.3893 | -219.0208 | 0 | 0 | -16.8341 | 1.3741
2027 | 5039 | MW | 644.5604 | 823.1204 | 1054.5845 | 322.1696 | -548.2617 | -550.0445 | -619.8478 | -1176.6969 | -226.9647 | -189.323 | 19.3315 | 24.6868 | 50.5024 | 6.8707
2027 | 5040 | MW | 588.5117 | 751.5448 | 962.8815 | 297.3873 | -450.7929 | -463.763 | -522.6168 | -967.5064 | -190.8567 | -159.6253 | 17.1836 | 21.9439 | 33.6683 | 5.4965
2027 | 5041 | MW | 525.4569 | 671.0221 | 859.7157 | 265.5244 | -389.875 | -420.6223 | -474.0013 | -836.7623 | -165.0653 | -144.7764 | 12.8877 | 16.4579 | 33.6683 | 9.6189
2027 | 5042 | MW | 462.402 | 590.4994 | 756.5498 | 233.6615 | -365.5078 | -388.2667 | -437.5396 | -784.4646 | -154.7487 | -133.6398 | 8.5918 | 10.9719 | 16.8341 | 8.2448
2027 | 5043 | MW | 385.335 | 492.0829 | 630.4582 | 194.7179 | -353.3242 | -377.4815 | -425.3857 | -758.3158 | -149.5904 | -129.9276 | 8.5918 | 10.9719 | 16.8341 | 6.8707
2027 | 5044 | MW | 315.2741 | 402.6133 | 515.8294 | 159.3146 | -353.3242 | -366.6964 | -413.2319 | -758.3158 | -154.7487 | -126.2154 | 6.4438 | 8.2289 | 16.8341 | 6.8707
2027 | 5045 | MW | 259.2254 | 331.0376 | 412.6635 | 130.992 | -365.5078 | -366.6964 | -413.2319 | -784.4646 | -159.907 | -126.2154 | 6.4438 | 8.2289 | 16.8341 | 5.4965
2027 | 5046 | MW | 210.1827 | 268.4088 | 343.8863 | 106.2098 | -414.2422 | -388.2667 | -437.5396 | -889.0599 | -190.8567 | -133.6398 | 6.4438 | 8.2289 | 16.8341 | 5.4965
2027 | 5047 | MW | 168.1462 | 214.7271 | 275.109 | 84.9678 | -536.0781 | -485.3334 | -546.9245 | -1150.5481 | -237.2813 | -167.0497 | 6.4438 | 8.2289 | 16.8341 | 2.7483
2027 | 5048 | MW | 161.1401 | 205.7801 | 263.6461 | 84.9678 | -706.6484 | -603.9705 | -680.6172 | -1516.6316 | -304.3391 | -207.8841 | 6.4438 | 8.2289 | 16.8341 | 2.7483
2027 | 5049 | MW | 140.1218 | 178.9392 | 229.2575 | 70.8065 | -840.6679 | -711.8223 | -802.156 | -1804.2686 | -350.7637 | -245.0063 | 6.4438 | 8.2289 | 16.8341 | 4.1224
2027 | 5050 | MW | 133.1157 | 169.9923 | 217.7946 | 67.2662 | -950.3202 | -798.1038 | -899.387 | -2039.608 | -392.03 | -274.704 | 6.4438 | 8.2289 | 33.6683 | 4.1224
2027 | 5051 | MW | 147.1279 | 187.8862 | 240.7204 | 74.3468 | -1035.6054 | -862.8149 | -972.3103 | -2222.6498 | -417.8214 | -296.9773 | 8.5918 | 10.9719 | 33.6683 | 4.1224
2027 | 5052 | MW | 168.1462 | 214.7271 | 286.5719 | 84.9678 | -1084.3398 | -916.7409 | -1033.0797 | -2327.2451 | -433.2963 | -315.5384 | 8.5918 | 10.9719 | 33.6683 | 4.1224
2027 | 5053 | MW | 189.1645 | 241.568 | 320.9605 | 95.5888 | -1120.8905 | -959.8816 | -1081.6952 | -2405.6915 | -438.4546 | -330.3873 | 10.7397 | 13.7149 | 33.6683 | 5.4965
2027 | 5054 | MW | 224.1949 | 286.3028 | 366.812 | 113.2904 | -1157.4413 | -1003.0224 | -1130.3107 | -2484.138 | -448.7712 | -345.2361 | 10.7397 | 13.7149 | 33.6683 | 5.4965
2027 | 5055 | MW | 280.2437 | 357.8785 | 458.515 | 138.0727 | -1169.6249 | -1024.5927 | -1154.6185 | -2510.2868 | -453.9295 | -352.6606 | 12.8877 | 16.4579 | 50.5024 | 5.4965
2027 | 5056 | MW | 161.1401 | 205.7801 | 263.6461 | 81.4275 | -1169.6249 | -1046.1631 | -1178.9262 | -2510.2868 | -459.0878 | -360.085 | 0 | 0 | -16.8341 | 1.3741
2027 | 5057 | MW | 203.1767 | 259.4619 | 332.4234 | 102.6694 | -1133.0741 | -1046.1631 | -1178.9262 | -2431.8404 | -453.9295 | -360.085 | -62.2904 | -79.5465 | -269.3463 | -19.2379
2027 | 5058 | MW | 231.201 | 295.2497 | 378.2749 | 116.8307 | -1047.789 | -981.452 | -1106.0029 | -2248.7986 | -412.6632 | -337.8117 | -66.5863 | -85.0325 | -269.3463 | -20.612
2027 | 5059 | MW | 252.2193 | 322.0906 | 412.6635 | 123.9114 | -913.7695 | -862.8149 | -972.3103 | -1961.1616 | -355.922 | -296.9773 | -68.7343 | -87.7755 | -269.3463 | -20.612
2027 | 5060 | MW | 245.2132 | 313.1436 | 401.2006 | 123.9114 | -828.4843 | -787.3186 | -887.2331 | -1778.1198 | -324.9722 | -270.9918 | -70.8822 | -90.5184 | -252.5122 | -20.612
2027 | 5061 | MW | 679.5909 | 867.8553 | 1111.8989 | 343.4115 | -755.3828 | -733.3927 | -826.4637 | -1621.2269 | -304.3391 | -252.4307 | -70.8822 | -90.5184 | -235.678 | -20.612
2027 | 5062 | MW | 679.5909 | 867.8553 | 1111.8989 | 339.8712 | -645.7304 | -647.1112 | -729.2327 | -1385.8875 | -263.0728 | -222.733 | 0 | 0 | -16.8341 | 1.3741
2027 | 5063 | MW | 644.5604 | 823.1204 | 1054.5845 | 322.1696 | -536.0781 | -550.0445 | -619.8478 | -1150.5481 | -221.8064 | -189.323 | 15.0356 | 19.2009 | 33.6683 | 6.8707
2027 | 5064 | MW | 588.5117 | 751.5448 | 962.8815 | 293.847 | -450.7929 | -463.763 | -522.6168 | -967.5064 | -185.6984 | -159.6253 | 15.0356 | 19.2009 | 33.6683 | 5.4965
2027 | 5065 | MW | 525.4569 | 671.0221 | 859.7157 | 265.5244 | -377.6914 | -409.8371 | -461.8474 | -810.6135 | -159.907 | -141.0642 | 10.7397 | 13.7149 | 50.5024 | 8.2448
2027 | 5066 | MW | 462.402 | 590.4994 | 745.0869 | 230.1211 | -353.3242 | -377.4815 | -425.3857 | -758.3158 | -149.5904 | -129.9276 | 8.5918 | 10.9719 | 50.5024 | 6.8707
2027 | 5067 | MW | 385.335 | 492.0829 | 618.9953 | 191.1776 | -341.1406 | -355.9112 | -401.078 | -732.167 | -144.4321 | -122.5031 | 8.5918 | 10.9719 | 33.6683 | 6.8707
2027 | 5068 | MW | 315.2741 | 402.6133 | 515.8294 | 159.3146 | -341.1406 | -355.9112 | -401.078 | -732.167 | -144.4321 | -122.5031 | 6.4438 | 8.2289 | 33.6683 | 5.4965
2027 | 5069 | MW | 266.2315 | 339.9845 | 435.5893 | 134.5324 | -341.1406 | -334.3408 | -376.7702 | -732.167 | -149.5904 | -115.0787 | 6.4438 | 8.2289 | 33.6683 | 5.4965
2027 | 5070 | MW | 231.201 | 295.2497 | 378.2749 | 113.2904 | -353.3242 | -345.126 | -388.9241 | -758.3158 | -165.0653 | -118.7909 | 6.4438 | 8.2289 | 33.6683 | 5.4965
2027 | 5071 | MW | 196.1706 | 250.5149 | 320.9605 | 99.1291 | -426.4258 | -399.0519 | -449.6935 | -915.2087 | -190.8567 | -137.352 | 6.4438 | 8.2289 | 33.6683 | 2.7483
2027 | 5072 | MW | 175.1523 | 223.674 | 286.5719 | 92.0485 | -536.0781 | -474.5482 | -534.7707 | -1150.5481 | -237.2813 | -163.3375 | 6.4438 | 8.2289 | 50.5024 | 2.7483
2027 | 5073 | MW | 168.1462 | 214.7271 | 263.6461 | 88.5081 | -645.7304 | -550.0445 | -619.8478 | -1385.8875 | -273.3893 | -189.323 | 6.4438 | 8.2289 | 50.5024 | 2.7483
2027 | 5074 | MW | 189.1645 | 241.568 | 298.0348 | 99.1291 | -731.0156 | -625.5408 | -704.925 | -1568.9293 | -304.3391 | -215.3086 | 6.4438 | 8.2289 | 67.3366 | 4.1224
2027 | 5075 | MW | 231.201 | 295.2497 | 366.812 | 120.3711 | -804.1171 | -679.4668 | -765.6943 | -1725.8222 | -324.9722 | -233.8696 | 8.5918 | 10.9719 | 67.3366 | 4.1224
2027 | 5076 | MW | 280.2437 | 357.8785 | 458.515 | 145.1533 | -840.6679 | -722.6075 | -814.3099 | -1804.2686 | -335.2888 | -248.7185 | 8.5918 | 10.9719 | 84.1707 | 4.1224
2027 | 5077 | MW | 308.268 | 393.6663 | 504.3665 | 155.7743 | -877.2187 | -754.9631 | -850.7715 | -1882.7151 | -350.7637 | -259.8552 | 10.7397 | 13.7149 | 101.0049 | 4.1224
2027 | 5078 | MW | 343.2985 | 438.4011 | 561.6809 | 173.4759 | -913.7695 | -798.1038 | -899.387 | -1961.1616 | -366.2386 | -274.704 | 10.7397 | 13.7149 | 101.0049 | 4.1224
2027 | 5079 | MW | 147.1279 | 187.8862 | 240.7204 | 77.8872 | -925.9531 | -808.889 | -911.5409 | -1987.3104 | -376.5551 | -278.4162 | 10.7397 | 13.7149 | 117.839 | 4.1224
2027 | 5080 | MW | 161.1401 | 205.7801 | 263.6461 | 81.4275 | -938.1367 | -819.6742 | -923.6948 | -2013.4592 | -376.5551 | -282.1285 | 0 | 0 | 50.5024 | 1.3741
2027 | 5081 | MW | 175.1523 | 223.674 | 286.5719 | 88.5081 | -925.9531 | -819.6742 | -923.6948 | -1987.3104 | -376.5551 | -282.1285 | -51.5507 | -65.8316 | -185.1756 | -15.1155
2027 | 5082 | MW | 182.1584 | 232.621 | 298.0348 | 92.0485 | -889.4023 | -787.3186 | -887.2331 | -1908.8639 | -361.0803 | -270.9918 | -53.6986 | -68.5746 | -168.3415 | -15.1155
2027 | 5083 | MW | 189.1645 | 241.568 | 309.4976 | 95.5888 | -791.9335 | -722.6075 | -814.3099 | -1699.6734 | -324.9722 | -248.7185 | -55.8466 | -71.3176 | -151.5073 | -15.1155
2027 | 5084 | MW | 616.536 | 787.3326 | 1008.733 | 304.468 | -743.1992 | -701.0371 | -790.0021 | -1595.0781 | -299.1808 | -241.2941 | -57.9945 | -74.0605 | -151.5073 | -16.4896
2027 | 5085 | MW | 616.536 | 787.3326 | 997.2702 | 308.0083 | -682.2812 | -668.6816 | -753.5405 | -1464.334 | -283.7059 | -230.1574 | -57.9945 | -74.0605 | -151.5073 | -16.4896
2027 | 5086 | MW | 602.5239 | 769.4387 | 985.8073 | 300.9276 | -596.9961 | -593.1853 | -668.4633 | -1281.2922 | -252.7562 | -204.1719 | 0 | 0 | 33.6683 | 1.3741
2027 | 5087 | MW | 574.4995 | 733.6508 | 939.9558 | 286.7663 | -511.7109 | -517.689 | -583.3862 | -1098.2505 | -216.6482 | -178.1864 | 12.8877 | 16.4579 | 84.1707 | 5.4965
2027 | 5088 | MW | 525.4569 | 671.0221 | 848.2528 | 261.9841 | -426.4258 | -442.1927 | -498.309 | -915.2087 | -180.5401 | -152.2009 | 12.8877 | 16.4579 | 67.3366 | 4.1224
2027 | 5089 | MW | 462.402 | 590.4994 | 756.5498 | 230.1211 | -365.5078 | -388.2667 | -437.5396 | -784.4646 | -159.907 | -133.6398 | 8.5918 | 10.9719 | 50.5024 | 8.2448
2027 | 5090 | MW | 399.3472 | 509.9768 | 653.3839 | 198.2582 | -341.1406 | -366.6964 | -413.2319 | -732.167 | -149.5904 | -126.2154 | 6.4438 | 8.2289 | 50.5024 | 6.8707
2027 | 5091 | MW | 343.2985 | 438.4011 | 573.1438 | 169.9356 | -328.957 | -345.126 | -388.9241 | -706.0182 | -144.4321 | -118.7909 | 6.4438 | 8.2289 | 50.5024 | 6.8707
2027 | 5092 | MW | 301.2619 | 384.7193 | 492.9036 | 148.6937 | -328.957 | -345.126 | -388.9241 | -706.0182 | -144.4321 | -118.7909 | 4.2959 | 5.486 | 50.5024 | 5.4965
2027 | 5093 | MW | 266.2315 | 339.9845 | 435.5893 | 130.992 | -328.957 | -323.5556 | -364.6164 | -706.0182 | -149.5904 | -111.3665 | 4.2959 | 5.486 | 33.6683 | 5.4965
2027 | 5094 | MW | 238.2071 | 304.1967 | 389.7378 | 116.8307 | -328.957 | -323.5556 | -364.6164 | -706.0182 | -159.907 | -111.3665 | 4.2959 | 5.486 | 33.6683 | 5.4965
2027 | 5095 | MW | 210.1827 | 268.4088 | 343.8863 | 99.1291 | -389.875 | -366.6964 | -413.2319 | -836.7623 | -180.5401 | -126.2154 | 4.2959 | 5.486 | 33.6683 | 2.7483
2027 | 5096 | MW | 182.1584 | 232.621 | 309.4976 | 88.5081 | -462.9765 | -420.6223 | -474.0013 | -993.6552 | -206.3316 | -144.7764 | 4.2959 | 5.486 | 50.5024 | 2.7483
2027 | 5097 | MW | 168.1462 | 214.7271 | 286.5719 | 84.9678 | -548.2617 | -485.3334 | -546.9245 | -1176.6969 | -237.2813 | -167.0497 | 6.4438 | 8.2289 | 50.5024 | 2.7483
2027 | 5098 | MW | 189.1645 | 241.568 | 309.4976 | 95.5888 | -633.5468 | -550.0445 | -619.8478 | -1359.7387 | -263.0728 | -189.323 | 6.4438 | 8.2289 | 50.5024 | 4.1224
2027 | 5099 | MW | 224.1949 | 286.3028 | 366.812 | 116.8307 | -694.4648 | -603.9705 | -680.6172 | -1490.4828 | -283.7059 | -207.8841 | 6.4438 | 8.2289 | 67.3366 | 4.1224
2027 | 5100 | MW | 273.2376 | 348.9315 | 447.0521 | 138.0727 | -755.3828 | -636.326 | -717.0788 | -1621.2269 | -304.3391 | -219.0208 | 6.4438 | 8.2289 | 67.3366 | 4.1224
2027 | 5101 | MW | 301.2619 | 384.7193 | 492.9036 | 155.7743 | -804.1171 | -668.6816 | -753.5405 | -1725.8222 | -319.8139 | -230.1574 | 6.4438 | 8.2289 | 67.3366 | 4.1224
2027 | 5102 | MW | 336.2924 | 429.4541 | 550.218 | 169.9356 | -840.6679 | -701.0371 | -790.0021 | -1804.2686 | -335.2888 | -241.2941 | 6.4438 | 8.2289 | 84.1707 | 4.1224
2027 | 5103 | MW | 133.1157 | 169.9923 | 206.3318 | 67.2662 | -865.0351 | -722.6075 | -814.3099 | -1856.5663 | -340.4471 | -248.7185 | 6.4438 | 8.2289 | 84.1707 | 4.1224
2027 | 5104 | MW | 154.134 | 196.8331 | 240.7204 | 81.4275 | -877.2187 | -733.3927 | -826.4637 | -1882.7151 | -345.6054 | -252.4307 | -2.1479 | -2.743 | 50.5024 | 1.3741
2027 | 5105 | MW | 168.1462 | 214.7271 | 263.6461 | 92.0485 | -865.0351 | -733.3927 | -826.4637 | -1856.5663 | -340.4471 | -252.4307 | -36.5151 | -46.6307 | -151.5073 | -16.4896
2027 | 5106 | MW | 168.1462 | 214.7271 | 275.109 | 92.0485 | -840.6679 | -722.6075 | -814.3099 | -1804.2686 | -330.1305 | -248.7185 | -38.663 | -49.3737 | -151.5073 | -16.4896
2027 | 5107 | MW | 168.1462 | 214.7271 | 275.109 | 88.5081 | -779.7499 | -701.0371 | -790.0021 | -1673.5245 | -309.4974 | -241.2941 | -40.811 | -52.1167 | -151.5073 | -16.4896
2027 | 5108 | MW | 609.53 | 778.3856 | 985.8073 | 304.468 | -731.0156 | -701.0371 | -790.0021 | -1568.9293 | -299.1808 | -241.2941 | -42.9589 | -54.8597 | -134.6732 | -16.4896
2027 | 5109 | MW | 609.53 | 778.3856 | 997.2702 | 304.468 | -670.0976 | -668.6816 | -753.5405 | -1438.1852 | -283.7059 | -230.1574 | -45.1069 | -57.6026 | -134.6732 | -16.4896
2027 | 5110 | MW | 588.5117 | 751.5448 | 974.3444 | 293.847 | -584.8125 | -603.9705 | -680.6172 | -1255.1434 | -252.7562 | -207.8841 | -2.1479 | -2.743 | 50.5024 | 1.3741
2027 | 5111 | MW | 567.4934 | 724.7039 | 939.9558 | 283.226 | -487.3437 | -517.689 | -583.3862 | -1045.9528 | -211.4899 | -178.1864 | 8.5918 | 10.9719 | 84.1707 | 5.4965
2027 | 5112 | MW | 525.4569 | 671.0221 | 871.1785 | 258.4437 | -402.0586 | -431.4075 | -486.1551 | -862.9111 | -180.5401 | -148.4887 | 8.5918 | 10.9719 | 67.3366 | 5.4965
2027 | 5113 | MW | 469.4081 | 599.4464 | 768.0127 | 233.6615 | -377.6914 | -388.2667 | -437.5396 | -810.6135 | -165.0653 | -133.6398 | 10.7397 | 13.7149 | 33.6683 | 9.6189
2027 | 5114 | MW | 406.3533 | 518.9238 | 664.8468 | 201.7985 | -341.1406 | -366.6964 | -413.2319 | -732.167 | -154.7487 | -126.2154 | 8.5918 | 10.9719 | 16.8341 | 8.2448
2027 | 5115 | MW | 350.3046 | 447.3481 | 573.1438 | 173.4759 | -341.1406 | -345.126 | -388.9241 | -732.167 | -149.5904 | -118.7909 | 8.5918 | 10.9719 | 16.8341 | 6.8707
2027 | 5116 | MW | 301.2619 | 384.7193 | 504.3665 | 148.6937 | -341.1406 | -345.126 | -388.9241 | -732.167 | -149.5904 | -118.7909 | 6.4438 | 8.2289 | 16.8341 | 5.4965
2027 | 5117 | MW | 266.2315 | 339.9845 | 435.5893 | 130.992 | -353.3242 | -345.126 | -388.9241 | -758.3158 | -159.907 | -118.7909 | 6.4438 | 8.2289 | 16.8341 | 5.4965
2027 | 5118 | MW | 231.201 | 295.2497 | 378.2749 | 113.2904 | -414.2422 | -377.4815 | -425.3857 | -889.0599 | -190.8567 | -129.9276 | 6.4438 | 8.2289 | 16.8341 | 5.4965
2027 | 5119 | MW | 203.1767 | 259.4619 | 332.4234 | 102.6694 | -548.2617 | -485.3334 | -546.9245 | -1176.6969 | -242.4396 | -167.0497 | 6.4438 | 8.2289 | 16.8341 | 2.7483
2027 | 5120 | MW | 189.1645 | 241.568 | 309.4976 | 99.1291 | -706.6484 | -614.7556 | -692.7711 | -1516.6316 | -309.4974 | -211.5963 | 6.4438 | 8.2289 | 16.8341 | 2.7483
2027 | 5121 | MW | 168.1462 | 214.7271 | 286.5719 | 84.9678 | -852.8515 | -722.6075 | -814.3099 | -1830.4175 | -361.0803 | -248.7185 | 6.4438 | 8.2289 | 16.8341 | 2.7483
2027 | 5122 | MW | 161.1401 | 205.7801 | 275.109 | 81.4275 | -962.5038 | -808.889 | -911.5409 | -2065.7569 | -397.1883 | -278.4162 | 8.5918 | 10.9719 | 33.6683 | 2.7483
2027 | 5123 | MW | 168.1462 | 214.7271 | 275.109 | 81.4275 | -1047.789 | -884.3853 | -996.618 | -2248.7986 | -428.138 | -304.4018 | 8.5918 | 10.9719 | 33.6683 | 4.1224
2027 | 5124 | MW | 189.1645 | 241.568 | 320.9605 | 92.0485 | -1108.707 | -938.3113 | -1057.3874 | -2379.5427 | -443.6129 | -322.9628 | 8.5918 | 10.9719 | 33.6683 | 4.1224
2027 | 5125 | MW | 217.1888 | 277.3558 | 355.3491 | 106.2098 | -1145.2577 | -992.2372 | -1118.1568 | -2457.9892 | -448.7712 | -341.5239 | 8.5918 | 10.9719 | 33.6683 | 4.1224
2027 | 5126 | MW | 238.2071 | 304.1967 | 401.2006 | 120.3711 | -1169.6249 | -1024.5927 | -1154.6185 | -2510.2868 | -459.0878 | -352.6606 | 10.7397 | 13.7149 | 50.5024 | 5.4965
2027 | 5127 | MW | 287.2497 | 366.8254 | 481.4408 | 141.613 | -1169.6249 | -1046.1631 | -1178.9262 | -2510.2868 | -459.0878 | -360.085 | 10.7397 | 13.7149 | 50.5024 | 5.4965
2027 | 5128 | MW | 154.134 | 196.8331 | 263.6461 | 74.3468 | -1157.4413 | -1046.1631 | -1178.9262 | -2484.138 | -464.2461 | -360.085 | 0 | 0 | 0 | 0
2027 | 5129 | MW | 189.1645 | 241.568 | 309.4976 | 92.0485 | -1133.0741 | -1024.5927 | -1154.6185 | -2431.8404 | -464.2461 | -352.6606 | -51.5507 | -65.8316 | -269.3463 | -21.9861
2027 | 5130 | MW | 217.1888 | 277.3558 | 366.812 | 106.2098 | -1047.789 | -949.0964 | -1069.5413 | -2248.7986 | -433.2963 | -326.6751 | -55.8466 | -71.3176 | -286.1805 | -23.3602
2027 | 5131 | MW | 231.201 | 295.2497 | 389.7378 | 116.8307 | -925.9531 | -819.6742 | -923.6948 | -1987.3104 | -381.7134 | -282.1285 | -57.9945 | -74.0605 | -286.1805 | -23.3602
2027 | 5132 | MW | 231.201 | 295.2497 | 378.2749 | 113.2904 | -828.4843 | -765.7483 | -862.9254 | -1778.1198 | -340.4471 | -263.5674 | -60.1425 | -76.8035 | -269.3463 | -24.7344
2027 | 5133 | MW | 693.6031 | 885.7492 | 1134.8247 | 346.9519 | -731.0156 | -701.0371 | -790.0021 | -1568.9293 | -314.6557 | -241.2941 | -57.9945 | -74.0605 | -269.3463 | -23.3602
2027 | 5134 | MW | 693.6031 | 885.7492 | 1134.8247 | 346.9519 | -633.5468 | -614.7556 | -692.7711 | -1359.7387 | -273.3893 | -211.5963 | 0 | 0 | 0 | 0
2027 | 5135 | MW | 658.5726 | 841.0144 | 1077.5103 | 332.7906 | -523.8945 | -517.689 | -583.3862 | -1124.3993 | -226.9647 | -178.1864 | 12.8877 | 16.4579 | 50.5024 | 6.8707
2027 | 5136 | MW | 609.53 | 778.3856 | 997.2702 | 304.468 | -426.4258 | -442.1927 | -498.309 | -915.2087 | -185.6984 | -152.2009 | 12.8877 | 16.4579 | 33.6683 | 5.4965
2027 | 5137 | MW | 560.4873 | 715.7569 | 917.03 | 276.1454 | -377.6914 | -388.2667 | -437.5396 | -810.6135 | -165.0653 | -133.6398 | 10.7397 | 13.7149 | 33.6683 | 10.9931
2027 | 5138 | MW | 490.4264 | 626.2873 | 802.4013 | 240.7421 | -353.3242 | -366.6964 | -413.2319 | -758.3158 | -154.7487 | -126.2154 | 10.7397 | 13.7149 | 33.6683 | 9.6189
2027 | 5139 | MW | 413.3594 | 527.8707 | 687.7725 | 205.3389 | -341.1406 | -355.9112 | -401.078 | -732.167 | -149.5904 | -122.5031 | 8.5918 | 10.9719 | 33.6683 | 8.2448
2027 | 5140 | MW | 350.3046 | 447.3481 | 573.1438 | 169.9356 | -341.1406 | -345.126 | -388.9241 | -732.167 | -149.5904 | -118.7909 | 8.5918 | 10.9719 | 16.8341 | 6.8707
2027 | 5141 | MW | 294.2558 | 375.7724 | 492.9036 | 141.613 | -365.5078 | -345.126 | -388.9241 | -784.4646 | -159.907 | -118.7909 | 6.4438 | 8.2289 | 16.8341 | 6.8707
2027 | 5142 | MW | 245.2132 | 313.1436 | 412.6635 | 120.3711 | -414.2422 | -377.4815 | -425.3857 | -889.0599 | -190.8567 | -129.9276 | 6.4438 | 8.2289 | 16.8341 | 6.8707
2027 | 5143 | MW | 196.1706 | 250.5149 | 332.4234 | 99.1291 | -536.0781 | -485.3334 | -546.9245 | -1150.5481 | -242.4396 | -167.0497 | 6.4438 | 8.2289 | 33.6683 | 2.7483
2027 | 5144 | MW | 182.1584 | 232.621 | 309.4976 | 92.0485 | -694.4648 | -603.9705 | -680.6172 | -1490.4828 | -309.4974 | -207.8841 | 6.4438 | 8.2289 | 33.6683 | 2.7483
2027 | 5145 | MW | 154.134 | 196.8331 | 252.1833 | 77.8872 | -828.4843 | -711.8223 | -802.156 | -1778.1198 | -361.0803 | -245.0063 | 8.5918 | 10.9719 | 33.6683 | 4.1224
2027 | 5146 | MW | 147.1279 | 187.8862 | 240.7204 | 70.8065 | -925.9531 | -787.3186 | -887.2331 | -1987.3104 | -402.3466 | -270.9918 | 8.5918 | 10.9719 | 33.6683 | 4.1224
2027 | 5147 | MW | 147.1279 | 187.8862 | 240.7204 | 70.8065 | -1011.2382 | -862.8149 | -972.3103 | -2170.3521 | -433.2963 | -296.9773 | 8.5918 | 10.9719 | 33.6683 | 4.1224
2027 | 5148 | MW | 175.1523 | 223.674 | 286.5719 | 84.9678 | -1059.9726 | -895.1705 | -1008.7719 | -2274.9474 | -453.9295 | -308.114 | 8.5918 | 10.9719 | 33.6683 | 4.1224
2027 | 5149 | MW | 203.1767 | 259.4619 | 332.4234 | 106.2098 | -1108.707 | -927.5261 | -1045.2336 | -2379.5427 | -464.2461 | -319.2506 | 10.7397 | 13.7149 | 50.5024 | 5.4965
2027 | 5150 | MW | 231.201 | 295.2497 | 378.2749 | 116.8307 | -1133.0741 | -959.8816 | -1081.6952 | -2431.8404 | -474.5626 | -330.3873 | 10.7397 | 13.7149 | 50.5024 | 5.4965
2027 | 5151 | MW | 280.2437 | 357.8785 | 458.515 | 141.613 | -1145.2577 | -981.452 | -1106.0029 | -2457.9892 | -479.7209 | -337.8117 | 10.7397 | 13.7149 | 67.3366 | 6.8707
2027 | 5152 | MW | 154.134 | 196.8331 | 252.1833 | 74.3468 | -1145.2577 | -992.2372 | -1118.1568 | -2457.9892 | -484.8792 | -341.5239 | 0 | 0 | 0 | 1.3741
2027 | 5153 | MW | 189.1645 | 241.568 | 320.9605 | 92.0485 | -1120.8905 | -970.6668 | -1093.8491 | -2405.6915 | -479.7209 | -334.0995 | -51.5507 | -65.8316 | -303.0146 | -26.1085
2027 | 5154 | MW | 224.1949 | 286.3028 | 366.812 | 109.7501 | -1047.789 | -905.9557 | -1020.9258 | -2248.7986 | -448.7712 | -311.8262 | -55.8466 | -71.3176 | -319.8488 | -27.4826
2027 | 5155 | MW | 231.201 | 295.2497 | 389.7378 | 116.8307 | -901.5859 | -798.1038 | -899.387 | -1935.0128 | -392.03 | -274.704 | -60.1425 | -76.8035 | -303.0146 | -28.8568
2027 | 5156 | MW | 231.201 | 295.2497 | 378.2749 | 116.8307 | -816.3007 | -754.9631 | -850.7715 | -1751.971 | -350.7637 | -259.8552 | -62.2904 | -79.5465 | -286.1805 | -28.8568
2027 | 5157 | MW | 686.597 | 876.8022 | 1123.3618 | 343.4115 | -731.0156 | -690.252 | -777.8482 | -1568.9293 | -319.8139 | -237.5819 | -60.1425 | -76.8035 | -286.1805 | -27.4826
2027 | 5158 | MW | 679.5909 | 867.8553 | 1111.8989 | 343.4115 | -633.5468 | -603.9705 | -680.6172 | -1359.7387 | -273.3893 | -207.8841 | 0 | 0 | 0 | 1.3741
2027 | 5159 | MW | 644.5604 | 823.1204 | 1054.5845 | 325.7099 | -523.8945 | -517.689 | -583.3862 | -1124.3993 | -226.9647 | -178.1864 | 15.0356 | 19.2009 | 50.5024 | 6.8707
2027 | 5160 | MW | 595.5178 | 760.4917 | 974.3444 | 297.3873 | -438.6093 | -442.1927 | -498.309 | -941.3576 | -185.6984 | -152.2009 | 12.8877 | 16.4579 | 50.5024 | 6.8707
2027 | 5161 | MW | 539.469 | 688.916 | 882.6414 | 269.0647 | -377.6914 | -399.0519 | -449.6935 | -810.6135 | -165.0653 | -137.352 | 15.0356 | 19.2009 | 84.1707 | 9.6189
2027 | 5162 | MW | 469.4081 | 599.4464 | 768.0127 | 230.1211 | -353.3242 | -366.6964 | -413.2319 | -758.3158 | -154.7487 | -126.2154 | 12.8877 | 16.4579 | 84.1707 | 8.2448
2027 | 5163 | MW | 392.3411 | 501.0298 | 641.921 | 194.7179 | -341.1406 | -355.9112 | -401.078 | -732.167 | -149.5904 | -122.5031 | 10.7397 | 13.7149 | 67.3366 | 6.8707
2027 | 5164 | MW | 322.2802 | 411.5602 | 538.7551 | 159.3146 | -341.1406 | -355.9112 | -401.078 | -732.167 | -149.5904 | -122.5031 | 8.5918 | 10.9719 | 67.3366 | 6.8707
2027 | 5165 | MW | 273.2376 | 348.9315 | 447.0521 | 130.992 | -365.5078 | -355.9112 | -401.078 | -784.4646 | -165.0653 | -122.5031 | 8.5918 | 10.9719 | 50.5024 | 5.4965
2027 | 5166 | MW | 224.1949 | 286.3028 | 366.812 | 109.7501 | -426.4258 | -377.4815 | -425.3857 | -915.2087 | -196.015 | -129.9276 | 8.5918 | 10.9719 | 50.5024 | 5.4965
2027 | 5167 | MW | 182.1584 | 232.621 | 298.0348 | 92.0485 | -548.2617 | -485.3334 | -546.9245 | -1176.6969 | -247.5979 | -167.0497 | 8.5918 | 10.9719 | 50.5024 | 2.7483
2027 | 5168 | MW | 175.1523 | 223.674 | 286.5719 | 84.9678 | -694.4648 | -603.9705 | -680.6172 | -1490.4828 | -324.9722 | -207.8841 | 8.5918 | 10.9719 | 50.5024 | 2.7483
2027 | 5169 | MW | 140.1218 | 178.9392 | 240.7204 | 70.8065 | -828.4843 | -701.0371 | -790.0021 | -1778.1198 | -392.03 | -241.2941 | 8.5918 | 10.9719 | 67.3366 | 2.7483
2027 | 5170 | MW | 133.1157 | 169.9923 | 229.2575 | 67.2662 | -938.1367 | -776.5335 | -875.0793 | -2013.4592 | -438.4546 | -267.2796 | 8.5918 | 10.9719 | 84.1707 | 4.1224
2027 | 5171 | MW | 140.1218 | 178.9392 | 240.7204 | 67.2662 | -1011.2382 | -841.2446 | -948.0025 | -2170.3521 | -469.4043 | -289.5529 | 8.5918 | 10.9719 | 101.0049 | 4.1224
2027 | 5172 | MW | 168.1462 | 214.7271 | 286.5719 | 84.9678 | -1072.1562 | -873.6001 | -984.4642 | -2301.0962 | -490.0375 | -300.6895 | 10.7397 | 13.7149 | 117.839 | 4.1224
2027 | 5173 | MW | 203.1767 | 259.4619 | 332.4234 | 102.6694 | -1096.5234 | -895.1705 | -1008.7719 | -2353.3939 | -500.3541 | -308.114 | 12.8877 | 16.4579 | 134.6732 | 4.1224
2027 | 5174 | MW | 224.1949 | 286.3028 | 366.812 | 113.2904 | -1133.0741 | -927.5261 | -1045.2336 | -2431.8404 | -510.6707 | -319.2506 | 12.8877 | 16.4579 | 151.5073 | 5.4965
2027 | 5175 | MW | 280.2437 | 357.8785 | 458.515 | 138.0727 | -1145.2577 | -949.0964 | -1069.5413 | -2457.9892 | -515.8289 | -326.6751 | 15.0356 | 19.2009 | 168.3415 | 5.4965
2027 | 5176 | MW | 154.134 | 196.8331 | 263.6461 | 74.3468 | -1133.0741 | -959.8816 | -1081.6952 | -2431.8404 | -515.8289 | -330.3873 | 0 | 0 | 84.1707 | 0
2027 | 5177 | MW | 196.1706 | 250.5149 | 320.9605 | 95.5888 | -1108.707 | -949.0964 | -1069.5413 | -2379.5427 | -510.6707 | -326.6751 | -73.0302 | -93.2614 | -252.5122 | -21.9861
2027 | 5178 | MW | 224.1949 | 286.3028 | 378.2749 | 109.7501 | -1023.4218 | -895.1705 | -1008.7719 | -2196.501 | -469.4043 | -308.114 | -79.474 | -101.4904 | -252.5122 | -23.3602
2027 | 5179 | MW | 238.2071 | 304.1967 | 389.7378 | 120.3711 | -889.4023 | -776.5335 | -875.0793 | -1908.8639 | -397.1883 | -267.2796 | -83.7699 | -106.9763 | -252.5122 | -24.7344
2027 | 5180 | MW | 238.2071 | 304.1967 | 389.7378 | 116.8307 | -804.1171 | -744.1779 | -838.6176 | -1725.8222 | -350.7637 | -256.1429 | -88.0658 | -112.4623 | -235.678 | -24.7344
2027 | 5181 | MW | 686.597 | 876.8022 | 1111.8989 | 343.4115 | -731.0156 | -690.252 | -777.8482 | -1568.9293 | -314.6557 | -237.5819 | -85.9178 | -109.7193 | -218.8439 | -23.3602
2027 | 5182 | MW | 679.5909 | 867.8553 | 1111.8989 | 343.4115 | -621.3632 | -603.9705 | -680.6172 | -1333.5899 | -273.3893 | -207.8841 | 2.1479 | 2.743 | 84.1707 | 1.3741
2027 | 5183 | MW | 644.5604 | 823.1204 | 1054.5845 | 325.7099 | -523.8945 | -517.689 | -583.3862 | -1124.3993 | -221.8064 | -178.1864 | 19.3315 | 24.6868 | 117.839 | 6.8707
2027 | 5184 | MW | 595.5178 | 760.4917 | 962.8815 | 297.3873 | -438.6093 | -442.1927 | -498.309 | -941.3576 | -185.6984 | -152.2009 | 17.1836 | 21.9439 | 101.0049 | 5.4965
2027 | 5185 | MW | 532.4629 | 679.9691 | 871.1785 | 265.5244 | -377.6914 | -399.0519 | -449.6935 | -810.6135 | -159.907 | -137.352 | 12.8877 | 16.4579 | 84.1707 | 9.6189
2027 | 5186 | MW | 462.402 | 590.4994 | 756.5498 | 230.1211 | -353.3242 | -366.6964 | -413.2319 | -758.3158 | -149.5904 | -126.2154 | 10.7397 | 13.7149 | 67.3366 | 6.8707
2027 | 5187 | MW | 385.335 | 492.0829 | 630.4582 | 191.1776 | -341.1406 | -355.9112 | -401.078 | -732.167 | -149.5904 | -122.5031 | 8.5918 | 10.9719 | 67.3366 | 5.4965
2027 | 5188 | MW | 315.2741 | 402.6133 | 515.8294 | 152.234 | -341.1406 | -355.9112 | -401.078 | -732.167 | -149.5904 | -122.5031 | 8.5918 | 10.9719 | 50.5024 | 5.4965
2027 | 5189 | MW | 259.2254 | 331.0376 | 435.5893 | 127.4517 | -353.3242 | -355.9112 | -401.078 | -758.3158 | -159.907 | -122.5031 | 6.4438 | 8.2289 | 50.5024 | 5.4965
2027 | 5190 | MW | 217.1888 | 277.3558 | 355.3491 | 106.2098 | -414.2422 | -377.4815 | -425.3857 | -889.0599 | -190.8567 | -129.9276 | 6.4438 | 8.2289 | 50.5024 | 5.4965
2027 | 5191 | MW | 175.1523 | 223.674 | 286.5719 | 84.9678 | -523.8945 | -485.3334 | -546.9245 | -1124.3993 | -237.2813 | -167.0497 | 6.4438 | 8.2289 | 50.5024 | 2.7483
2027 | 5192 | MW | 161.1401 | 205.7801 | 275.109 | 81.4275 | -670.0976 | -603.9705 | -680.6172 | -1438.1852 | -299.1808 | -207.8841 | 8.5918 | 10.9719 | 50.5024 | 2.7483
2027 | 5193 | MW | 140.1218 | 178.9392 | 229.2575 | 70.8065 | -791.9335 | -711.8223 | -802.156 | -1699.6734 | -345.6054 | -245.0063 | 8.5918 | 10.9719 | 67.3366 | 2.7483
2027 | 5194 | MW | 133.1157 | 169.9923 | 217.7946 | 67.2662 | -877.2187 | -787.3186 | -887.2331 | -1882.7151 | -376.5551 | -270.9918 | 8.5918 | 10.9719 | 84.1707 | 2.7483
2027 | 5195 | MW | 140.1218 | 178.9392 | 240.7204 | 67.2662 | -950.3202 | -852.0298 | -960.1564 | -2039.608 | -402.3466 | -293.2651 | 8.5918 | 10.9719 | 101.0049 | 2.7483
2027 | 5196 | MW | 168.1462 | 214.7271 | 286.5719 | 81.4275 | -999.0546 | -895.1705 | -1008.7719 | -2144.2033 | -412.6632 | -308.114 | 8.5918 | 10.9719 | 117.839 | 4.1224
2027 | 5197 | MW | 196.1706 | 250.5149 | 320.9605 | 99.1291 | -1023.4218 | -927.5261 | -1045.2336 | -2196.501 | -422.9797 | -319.2506 | 10.7397 | 13.7149 | 134.6732 | 4.1224
2027 | 5198 | MW | 224.1949 | 286.3028 | 366.812 | 113.2904 | -1059.9726 | -949.0964 | -1069.5413 | -2274.9474 | -433.2963 | -326.6751 | 10.7397 | 13.7149 | 151.5073 | 4.1224
2027 | 5199 | MW | 273.2376 | 348.9315 | 458.515 | 134.5324 | -1072.1562 | -970.6668 | -1093.8491 | -2301.0962 | -443.6129 | -334.0995 | 12.8877 | 16.4579 | 168.3415 | 4.1224
2027 | 5200 | MW | 154.134 | 196.8331 | 263.6461 | 74.3468 | -1072.1562 | -981.452 | -1106.0029 | -2301.0962 | -448.7712 | -337.8117 | 2.1479 | 2.743 | 84.1707 | 0
2027 | 5201 | MW | 196.1706 | 250.5149 | 332.4234 | 95.5888 | -1059.9726 | -970.6668 | -1093.8491 | -2274.9474 | -443.6129 | -334.0995 | -51.5507 | -65.8316 | -252.5122 | -17.8637
2027 | 5202 | MW | 231.201 | 295.2497 | 378.2749 | 109.7501 | -974.6874 | -895.1705 | -1008.7719 | -2091.9057 | -412.6632 | -308.114 | -55.8466 | -71.3176 | -252.5122 | -19.2379
2027 | 5203 | MW | 238.2071 | 304.1967 | 401.2006 | 120.3711 | -840.6679 | -776.5335 | -875.0793 | -1804.2686 | -355.922 | -267.2796 | -62.2904 | -79.5465 | -235.678 | -20.612
2027 | 5204 | MW | 238.2071 | 304.1967 | 389.7378 | 120.3711 | -767.5664 | -733.3927 | -826.4637 | -1647.3757 | -324.9722 | -252.4307 | -64.4384 | -82.2895 | -218.8439 | -20.612
2027 | 5205 | MW | 679.5909 | 867.8553 | 1111.8989 | 339.8712 | -694.4648 | -679.4668 | -765.6943 | -1490.4828 | -299.1808 | -233.8696 | -62.2904 | -79.5465 | -202.0097 | -20.612
2027 | 5206 | MW | 672.5848 | 858.9083 | 1100.436 | 339.8712 | -596.9961 | -593.1853 | -668.4633 | -1281.2922 | -263.0728 | -204.1719 | 2.1479 | 2.743 | 67.3366 | 1.3741
2027 | 5207 | MW | 637.5543 | 814.1735 | 1043.1217 | 322.1696 | -499.5273 | -506.9038 | -571.2323 | -1072.1017 | -221.8064 | -174.4742 | 17.1836 | 21.9439 | 117.839 | 5.4965
2027 | 5208 | MW | 588.5117 | 751.5448 | 962.8815 | 293.847 | -426.4258 | -431.4075 | -486.1551 | -915.2087 | -185.6984 | -148.4887 | 15.0356 | 19.2009 | 101.0049 | 5.4965
2027 | 5209 | MW | 525.4569 | 671.0221 | 859.7157 | 261.9841 | -365.5078 | -388.2667 | -437.5396 | -784.4646 | -165.0653 | -133.6398 | 10.7397 | 13.7149 | 16.8341 | 8.2448
2027 | 5210 | MW | 455.3959 | 581.5525 | 756.5498 | 226.5808 | -341.1406 | -366.6964 | -413.2319 | -732.167 | -154.7487 | -126.2154 | 8.5918 | 10.9719 | 16.8341 | 8.2448
2027 | 5211 | MW | 378.3289 | 483.1359 | 630.4582 | 187.6372 | -341.1406 | -355.9112 | -401.078 | -732.167 | -149.5904 | -122.5031 | 8.5918 | 10.9719 | 16.8341 | 6.8707
2027 | 5212 | MW | 308.268 | 393.6663 | 515.8294 | 152.234 | -341.1406 | -345.126 | -388.9241 | -732.167 | -149.5904 | -118.7909 | 6.4438 | 8.2289 | 16.8341 | 6.8707
2027 | 5213 | MW | 259.2254 | 331.0376 | 424.1264 | 123.9114 | -353.3242 | -355.9112 | -401.078 | -758.3158 | -159.907 | -122.5031 | 6.4438 | 8.2289 | 16.8341 | 5.4965
2027 | 5214 | MW | 210.1827 | 268.4088 | 355.3491 | 106.2098 | -402.0586 | -377.4815 | -425.3857 | -862.9111 | -190.8567 | -129.9276 | 6.4438 | 8.2289 | 16.8341 | 5.4965
2027 | 5215 | MW | 175.1523 | 223.674 | 286.5719 | 84.9678 | -523.8945 | -474.5482 | -534.7707 | -1124.3993 | -237.2813 | -163.3375 | 6.4438 | 8.2289 | 16.8341 | 2.7483
2027 | 5216 | MW | 168.1462 | 214.7271 | 275.109 | 84.9678 | -657.914 | -582.4001 | -656.3094 | -1412.0363 | -299.1808 | -200.4597 | 6.4438 | 8.2289 | 16.8341 | 2.7483
2027 | 5217 | MW | 140.1218 | 178.9392 | 229.2575 | 74.3468 | -767.5664 | -679.4668 | -765.6943 | -1647.3757 | -345.6054 | -233.8696 | 6.4438 | 8.2289 | 16.8341 | 4.1224
2027 | 5218 | MW | 133.1157 | 169.9923 | 217.7946 | 67.2662 | -852.8515 | -754.9631 | -850.7715 | -1830.4175 | -371.3968 | -259.8552 | 8.5918 | 10.9719 | 16.8341 | 4.1224
2027 | 5219 | MW | 140.1218 | 178.9392 | 229.2575 | 67.2662 | -925.9531 | -819.6742 | -923.6948 | -1987.3104 | -392.03 | -282.1285 | 8.5918 | 10.9719 | 33.6683 | 4.1224
2027 | 5220 | MW | 168.1462 | 214.7271 | 286.5719 | 81.4275 | -974.6874 | -862.8149 | -972.3103 | -2091.9057 | -407.5049 | -296.9773 | 8.5918 | 10.9719 | 33.6683 | 4.1224
2027 | 5221 | MW | 196.1706 | 250.5149 | 320.9605 | 99.1291 | -1011.2382 | -895.1705 | -1008.7719 | -2170.3521 | -412.6632 | -308.114 | 8.5918 | 10.9719 | 33.6683 | 4.1224
2027 | 5222 | MW | 224.1949 | 286.3028 | 366.812 | 120.3711 | -1047.789 | -916.7409 | -1033.0797 | -2248.7986 | -417.8214 | -315.5384 | 10.7397 | 13.7149 | 33.6683 | 5.4965
2027 | 5223 | MW | 280.2437 | 357.8785 | 458.515 | 141.613 | -1072.1562 | -927.5261 | -1045.2336 | -2301.0962 | -433.2963 | -319.2506 | 10.7397 | 13.7149 | 33.6683 | 5.4965
2027 | 5224 | MW | 161.1401 | 205.7801 | 263.6461 | 77.8872 | -1072.1562 | -927.5261 | -1045.2336 | -2301.0962 | -438.4546 | -319.2506 | 0 | 0 | -16.8341 | 1.3741
2027 | 5225 | MW | 196.1706 | 250.5149 | 332.4234 | 95.5888 | -1047.789 | -916.7409 | -1033.0797 | -2248.7986 | -438.4546 | -315.5384 | -51.5507 | -65.8316 | -235.678 | -17.8637
2027 | 5226 | MW | 231.201 | 295.2497 | 389.7378 | 113.2904 | -974.6874 | -862.8149 | -972.3103 | -2091.9057 | -402.3466 | -296.9773 | -55.8466 | -71.3176 | -235.678 | -19.2379
2027 | 5227 | MW | 245.2132 | 313.1436 | 401.2006 | 120.3711 | -852.8515 | -754.9631 | -850.7715 | -1830.4175 | -350.7637 | -259.8552 | -60.1425 | -76.8035 | -235.678 | -20.612
2027 | 5228 | MW | 238.2071 | 304.1967 | 389.7378 | 120.3711 | -767.5664 | -722.6075 | -814.3099 | -1647.3757 | -314.6557 | -248.7185 | -62.2904 | -79.5465 | -218.8439 | -20.612
2027 | 5229 | MW | 679.5909 | 867.8553 | 1111.8989 | 343.4115 | -682.2812 | -657.8964 | -741.3866 | -1464.334 | -294.0225 | -226.4452 | -60.1425 | -76.8035 | -218.8439 | -19.2379
2027 | 5230 | MW | 679.5909 | 867.8553 | 1111.8989 | 343.4115 | -596.9961 | -582.4001 | -656.3094 | -1281.2922 | -257.9145 | -200.4597 | 0 | 0 | -16.8341 | 1.3741
2027 | 5231 | MW | 644.5604 | 823.1204 | 1043.1217 | 325.7099 | -499.5273 | -496.1186 | -559.0784 | -1072.1017 | -216.6482 | -170.762 | 12.8877 | 16.4579 | 33.6683 | 5.4965
2027 | 5232 | MW | 588.5117 | 751.5448 | 962.8815 | 297.3873 | -414.2422 | -431.4075 | -486.1551 | -889.0599 | -185.6984 | -148.4887 | 12.8877 | 16.4579 | 33.6683 | 5.4965
2027 | 5233 | MW | 525.4569 | 671.0221 | 859.7157 | 261.9841 | -353.3242 | -377.4815 | -425.3857 | -758.3158 | -154.7487 | -129.9276 | 10.7397 | 13.7149 | 50.5024 | 8.2448
2027 | 5234 | MW | 455.3959 | 581.5525 | 756.5498 | 226.5808 | -328.957 | -345.126 | -388.9241 | -706.0182 | -144.4321 | -118.7909 | 8.5918 | 10.9719 | 50.5024 | 6.8707
2027 | 5235 | MW | 378.3289 | 483.1359 | 630.4582 | 187.6372 | -316.7734 | -334.3408 | -376.7702 | -679.8693 | -144.4321 | -115.0787 | 6.4438 | 8.2289 | 50.5024 | 5.4965
2027 | 5236 | MW | 315.2741 | 402.6133 | 515.8294 | 152.234 | -316.7734 | -334.3408 | -376.7702 | -679.8693 | -144.4321 | -115.0787 | 6.4438 | 8.2289 | 33.6683 | 5.4965
2027 | 5237 | MW | 266.2315 | 339.9845 | 435.5893 | 127.4517 | -328.957 | -334.3408 | -376.7702 | -706.0182 | -149.5904 | -115.0787 | 6.4438 | 8.2289 | 33.6683 | 5.4965
2027 | 5238 | MW | 231.201 | 295.2497 | 378.2749 | 109.7501 | -341.1406 | -334.3408 | -376.7702 | -732.167 | -159.907 | -115.0787 | 6.4438 | 8.2289 | 33.6683 | 5.4965
2027 | 5239 | MW | 203.1767 | 259.4619 | 343.8863 | 99.1291 | -402.0586 | -388.2667 | -437.5396 | -862.9111 | -190.8567 | -133.6398 | 6.4438 | 8.2289 | 33.6683 | 2.7483
2027 | 5240 | MW | 189.1645 | 241.568 | 320.9605 | 95.5888 | -499.5273 | -452.9778 | -510.4629 | -1072.1017 | -237.2813 | -155.9131 | 6.4438 | 8.2289 | 50.5024 | 2.7483
2027 | 5241 | MW | 175.1523 | 223.674 | 286.5719 | 88.5081 | -596.9961 | -517.689 | -583.3862 | -1281.2922 | -268.2311 | -178.1864 | 6.4438 | 8.2289 | 50.5024 | 2.7483
2027 | 5242 | MW | 196.1706 | 250.5149 | 309.4976 | 102.6694 | -682.2812 | -582.4001 | -656.3094 | -1464.334 | -294.0225 | -200.4597 | 6.4438 | 8.2289 | 50.5024 | 2.7483
2027 | 5243 | MW | 224.1949 | 286.3028 | 366.812 | 116.8307 | -743.1992 | -625.5408 | -704.925 | -1595.0781 | -314.6557 | -215.3086 | 6.4438 | 8.2289 | 50.5024 | 4.1224
2027 | 5244 | MW | 273.2376 | 348.9315 | 447.0521 | 138.0727 | -791.9335 | -668.6816 | -753.5405 | -1699.6734 | -324.9722 | -230.1574 | 8.5918 | 10.9719 | 67.3366 | 4.1224
2027 | 5245 | MW | 308.268 | 393.6663 | 504.3665 | 155.7743 | -828.4843 | -701.0371 | -790.0021 | -1778.1198 | -335.2888 | -241.2941 | 8.5918 | 10.9719 | 67.3366 | 4.1224
2027 | 5246 | MW | 343.2985 | 438.4011 | 561.6809 | 169.9356 | -852.8515 | -733.3927 | -826.4637 | -1830.4175 | -340.4471 | -252.4307 | 8.5918 | 10.9719 | 84.1707 | 4.1224
2027 | 5247 | MW | 140.1218 | 178.9392 | 229.2575 | 70.8065 | -877.2187 | -744.1779 | -838.6176 | -1882.7151 | -350.7637 | -256.1429 | 8.5918 | 10.9719 | 84.1707 | 4.1224
2027 | 5248 | MW | 154.134 | 196.8331 | 252.1833 | 77.8872 | -889.4023 | -765.7483 | -862.9254 | -1908.8639 | -350.7637 | -263.5674 | 0 | 0 | 50.5024 | 1.3741
2027 | 5249 | MW | 175.1523 | 223.674 | 286.5719 | 88.5081 | -889.4023 | -776.5335 | -875.0793 | -1908.8639 | -355.922 | -267.2796 | -47.2548 | -60.3456 | -151.5073 | -15.1155
2027 | 5250 | MW | 182.1584 | 232.621 | 309.4976 | 92.0485 | -840.6679 | -754.9631 | -850.7715 | -1804.2686 | -340.4471 | -259.8552 | -51.5507 | -65.8316 | -151.5073 | -16.4896
2027 | 5251 | MW | 196.1706 | 250.5149 | 320.9605 | 99.1291 | -755.3828 | -679.4668 | -765.6943 | -1621.2269 | -304.3391 | -233.8696 | -55.8466 | -71.3176 | -151.5073 | -16.4896
2027 | 5252 | MW | 609.53 | 778.3856 | 997.2702 | 311.5486 | -706.6484 | -668.6816 | -753.5405 | -1516.6316 | -283.7059 | -230.1574 | -57.9945 | -74.0605 | -134.6732 | -17.8637
2027 | 5253 | MW | 616.536 | 787.3326 | 997.2702 | 311.5486 | -645.7304 | -625.5408 | -704.925 | -1385.8875 | -268.2311 | -215.3086 | -55.8466 | -71.3176 | -134.6732 | -16.4896
2027 | 5254 | MW | 595.5178 | 760.4917 | 962.8815 | 300.9276 | -572.6289 | -560.8297 | -632.0017 | -1228.9946 | -237.2813 | -193.0353 | 0 | 0 | 50.5024 | 1.3741
2027 | 5255 | MW | 567.4934 | 724.7039 | 917.03 | 283.226 | -475.1601 | -485.3334 | -546.9245 | -1019.804 | -206.3316 | -167.0497 | 12.8877 | 16.4579 | 67.3366 | 5.4965
2027 | 5256 | MW | 518.4508 | 662.0751 | 848.2528 | 261.9841 | -402.0586 | -420.6223 | -474.0013 | -862.9111 | -175.3818 | -144.7764 | 10.7397 | 13.7149 | 67.3366 | 5.4965
2027 | 5257 | MW | 469.4081 | 599.4464 | 768.0127 | 233.6615 | -353.3242 | -366.6964 | -413.2319 | -758.3158 | -154.7487 | -126.2154 | 8.5918 | 10.9719 | 67.3366 | 8.2448
2027 | 5258 | MW | 406.3533 | 518.9238 | 664.8468 | 205.3389 | -328.957 | -345.126 | -388.9241 | -706.0182 | -144.4321 | -118.7909 | 8.5918 | 10.9719 | 67.3366 | 6.8707
2027 | 5259 | MW | 357.3107 | 456.295 | 584.6066 | 177.0163 | -316.7734 | -334.3408 | -376.7702 | -679.8693 | -139.2738 | -115.0787 | 6.4438 | 8.2289 | 50.5024 | 6.8707
2027 | 5260 | MW | 315.2741 | 402.6133 | 515.8294 | 155.7743 | -316.7734 | -323.5556 | -364.6164 | -679.8693 | -139.2738 | -111.3665 | 6.4438 | 8.2289 | 50.5024 | 5.4965
2027 | 5261 | MW | 280.2437 | 357.8785 | 458.515 | 138.0727 | -316.7734 | -323.5556 | -364.6164 | -679.8693 | -144.4321 | -111.3665 | 6.4438 | 8.2289 | 50.5024 | 5.4965
2027 | 5262 | MW | 245.2132 | 313.1436 | 401.2006 | 123.9114 | -316.7734 | -312.7704 | -352.4625 | -679.8693 | -154.7487 | -107.6543 | 6.4438 | 8.2289 | 50.5024 | 5.4965
2027 | 5263 | MW | 217.1888 | 277.3558 | 355.3491 | 106.2098 | -365.5078 | -355.9112 | -401.078 | -784.4646 | -175.3818 | -122.5031 | 6.4438 | 8.2289 | 50.5024 | 2.7483
2027 | 5264 | MW | 189.1645 | 241.568 | 309.4976 | 95.5888 | -426.4258 | -399.0519 | -449.6935 | -915.2087 | -201.1733 | -137.352 | 6.4438 | 8.2289 | 50.5024 | 2.7483
2027 | 5265 | MW | 182.1584 | 232.621 | 298.0348 | 88.5081 | -511.7109 | -452.9778 | -510.4629 | -1098.2505 | -226.9647 | -155.9131 | 6.4438 | 8.2289 | 50.5024 | 2.7483
2027 | 5266 | MW | 196.1706 | 250.5149 | 320.9605 | 95.5888 | -584.8125 | -506.9038 | -571.2323 | -1255.1434 | -247.5979 | -174.4742 | 6.4438 | 8.2289 | 67.3366 | 4.1224
2027 | 5267 | MW | 231.201 | 295.2497 | 378.2749 | 113.2904 | -657.914 | -560.8297 | -632.0017 | -1412.0363 | -263.0728 | -193.0353 | 8.5918 | 10.9719 | 67.3366 | 4.1224
2027 | 5268 | MW | 287.2497 | 366.8254 | 469.9779 | 141.613 | -718.832 | -593.1853 | -668.4633 | -1542.7804 | -283.7059 | -204.1719 | 8.5918 | 10.9719 | 84.1707 | 4.1224
2027 | 5269 | MW | 315.2741 | 402.6133 | 527.2923 | 159.3146 | -779.7499 | -625.5408 | -704.925 | -1673.5245 | -299.1808 | -215.3086 | 8.5918 | 10.9719 | 101.0049 | 4.1224
2027 | 5270 | MW | 343.2985 | 438.4011 | 573.1438 | 169.9356 | -816.3007 | -657.8964 | -741.3866 | -1751.971 | -309.4974 | -226.4452 | 8.5918 | 10.9719 | 101.0049 | 5.4965
2027 | 5271 | MW | 140.1218 | 178.9392 | 229.2575 | 70.8065 | -840.6679 | -690.252 | -777.8482 | -1804.2686 | -319.8139 | -237.5819 | 10.7397 | 13.7149 | 117.839 | 5.4965
2027 | 5272 | MW | 154.134 | 196.8331 | 252.1833 | 81.4275 | -852.8515 | -722.6075 | -814.3099 | -1830.4175 | -324.9722 | -248.7185 | 0 | 0 | 67.3366 | 1.3741
2027 | 5273 | MW | 175.1523 | 223.674 | 286.5719 | 92.0485 | -840.6679 | -744.1779 | -838.6176 | -1804.2686 | -330.1305 | -256.1429 | -49.4028 | -63.0886 | -185.1756 | -16.4896
2027 | 5274 | MW | 182.1584 | 232.621 | 298.0348 | 92.0485 | -791.9335 | -733.3927 | -826.4637 | -1699.6734 | -319.8139 | -252.4307 | -53.6986 | -68.5746 | -185.1756 | -17.8637
2027 | 5275 | MW | 175.1523 | 223.674 | 286.5719 | 92.0485 | -731.0156 | -690.252 | -777.8482 | -1568.9293 | -299.1808 | -237.5819 | -55.8466 | -71.3176 | -185.1756 | -17.8637
2027 | 5276 | MW | 602.5239 | 769.4387 | 985.8073 | 304.468 | -694.4648 | -690.252 | -777.8482 | -1490.4828 | -288.8642 | -237.5819 | -57.9945 | -74.0605 | -168.3415 | -17.8637
2027 | 5277 | MW | 609.53 | 778.3856 | 997.2702 | 308.0083 | -645.7304 | -647.1112 | -729.2327 | -1385.8875 | -273.3893 | -222.733 | -55.8466 | -71.3176 | -151.5073 | -16.4896
2027 | 5278 | MW | 595.5178 | 760.4917 | 974.3444 | 300.9276 | -560.4453 | -571.6149 | -644.1556 | -1202.8458 | -242.4396 | -196.7475 | 0 | 0 | 50.5024 | 1.3741
2027 | 5279 | MW | 574.4995 | 733.6508 | 928.4929 | 290.3067 | -475.1601 | -485.3334 | -546.9245 | -1019.804 | -206.3316 | -167.0497 | 12.8877 | 16.4579 | 84.1707 | 5.4965
2027 | 5280 | MW | 525.4569 | 671.0221 | 859.7157 | 265.5244 | -389.875 | -409.8371 | -461.8474 | -836.7623 | -170.2236 | -141.0642 | 10.7397 | 13.7149 | 84.1707 | 5.4965
2027 | 5281 | MW | 469.4081 | 599.4464 | 768.0127 | 237.2018 | -365.5078 | -377.4815 | -425.3857 | -784.4646 | -159.907 | -129.9276 | 10.7397 | 13.7149 | 16.8341 | 9.6189
2027 | 5282 | MW | 406.3533 | 518.9238 | 664.8468 | 205.3389 | -328.957 | -345.126 | -388.9241 | -706.0182 | -149.5904 | -118.7909 | 8.5918 | 10.9719 | 16.8341 | 8.2448
2027 | 5283 | MW | 357.3107 | 456.295 | 573.1438 | 177.0163 | -328.957 | -334.3408 | -376.7702 | -706.0182 | -144.4321 | -115.0787 | 8.5918 | 10.9719 | 16.8341 | 6.8707
2027 | 5284 | MW | 308.268 | 393.6663 | 504.3665 | 152.234 | -328.957 | -334.3408 | -376.7702 | -706.0182 | -149.5904 | -115.0787 | 6.4438 | 8.2289 | 16.8341 | 6.8707
2027 | 5285 | MW | 266.2315 | 339.9845 | 435.5893 | 130.992 | -341.1406 | -345.126 | -388.9241 | -732.167 | -154.7487 | -118.7909 | 6.4438 | 8.2289 | 16.8341 | 6.8707
2027 | 5286 | MW | 231.201 | 295.2497 | 378.2749 | 116.8307 | -402.0586 | -366.6964 | -413.2319 | -862.9111 | -185.6984 | -126.2154 | 6.4438 | 8.2289 | 16.8341 | 5.4965
2027 | 5287 | MW | 203.1767 | 259.4619 | 332.4234 | 99.1291 | -523.8945 | -474.5482 | -534.7707 | -1124.3993 | -237.2813 | -163.3375 | 6.4438 | 8.2289 | 16.8341 | 2.7483
2027 | 5288 | MW | 182.1584 | 232.621 | 309.4976 | 92.0485 | -682.2812 | -593.1853 | -668.4633 | -1464.334 | -299.1808 | -204.1719 | 6.4438 | 8.2289 | 16.8341 | 4.1224
2027 | 5289 | MW | 168.1462 | 214.7271 | 286.5719 | 81.4275 | -816.3007 | -701.0371 | -790.0021 | -1751.971 | -345.6054 | -241.2941 | 6.4438 | 8.2289 | 16.8341 | 4.1224
2027 | 5290 | MW | 161.1401 | 205.7801 | 263.6461 | 77.8872 | -925.9531 | -776.5335 | -875.0793 | -1987.3104 | -381.7134 | -267.2796 | 6.4438 | 8.2289 | 16.8341 | 4.1224
2027 | 5291 | MW | 161.1401 | 205.7801 | 275.109 | 77.8872 | -999.0546 | -841.2446 | -948.0025 | -2144.2033 | -397.1883 | -289.5529 | 8.5918 | 10.9719 | 16.8341 | 4.1224
2027 | 5292 | MW | 189.1645 | 241.568 | 309.4976 | 88.5081 | -1047.789 | -873.6001 | -984.4642 | -2248.7986 | -412.6632 | -300.6895 | 8.5918 | 10.9719 | 33.6683 | 4.1224
2027 | 5293 | MW | 210.1827 | 268.4088 | 355.3491 | 102.6694 | -1096.5234 | -905.9557 | -1020.9258 | -2353.3939 | -417.8214 | -311.8262 | 10.7397 | 13.7149 | 33.6683 | 4.1224
2027 | 5294 | MW | 238.2071 | 304.1967 | 401.2006 | 120.3711 | -1120.8905 | -949.0964 | -1069.5413 | -2405.6915 | -417.8214 | -326.6751 | 10.7397 | 13.7149 | 33.6683 | 4.1224
2027 | 5295 | MW | 294.2558 | 375.7724 | 481.4408 | 145.1533 | -1133.0741 | -970.6668 | -1093.8491 | -2431.8404 | -417.8214 | -334.0995 | 10.7397 | 13.7149 | 33.6683 | 4.1224
2027 | 5296 | MW | 154.134 | 196.8331 | 263.6461 | 77.8872 | -1133.0741 | -981.452 | -1106.0029 | -2431.8404 | -417.8214 | -337.8117 | 0 | 0 | -16.8341 | 1.3741
2027 | 5297 | MW | 196.1706 | 250.5149 | 320.9605 | 95.5888 | -1108.707 | -981.452 | -1106.0029 | -2379.5427 | -412.6632 | -337.8117 | -55.8466 | -71.3176 | -218.8439 | -13.7413
2027 | 5298 | MW | 224.1949 | 286.3028 | 378.2749 | 109.7501 | -1035.6054 | -916.7409 | -1033.0797 | -2222.6498 | -376.5551 | -315.5384 | -60.1425 | -76.8035 | -235.678 | -15.1155
2027 | 5299 | MW | 238.2071 | 304.1967 | 401.2006 | 116.8307 | -901.5859 | -808.889 | -911.5409 | -1935.0128 | -335.2888 | -278.4162 | -62.2904 | -79.5465 | -218.8439 | -17.8637
2027 | 5300 | MW | 238.2071 | 304.1967 | 389.7378 | 116.8307 | -804.1171 | -776.5335 | -875.0793 | -1725.8222 | -309.4974 | -267.2796 | -64.4384 | -82.2895 | -202.0097 | -19.2379
2027 | 5301 | MW | 693.6031 | 885.7492 | 1134.8247 | 346.9519 | -718.832 | -701.0371 | -790.0021 | -1542.7804 | -288.8642 | -241.2941 | -62.2904 | -79.5465 | -202.0097 | -20.612
2027 | 5302 | MW | 693.6031 | 885.7492 | 1134.8247 | 346.9519 | -621.3632 | -614.7556 | -692.7711 | -1333.5899 | -252.7562 | -211.5963 | 0 | 0 | -16.8341 | 1.3741
2027 | 5303 | MW | 665.5787 | 849.9613 | 1088.9732 | 329.2502 | -511.7109 | -517.689 | -583.3862 | -1098.2505 | -211.4899 | -178.1864 | 15.0356 | 19.2009 | 33.6683 | 6.8707
2027 | 5304 | MW | 609.53 | 778.3856 | 997.2702 | 304.468 | -414.2422 | -442.1927 | -498.309 | -889.0599 | -175.3818 | -152.2009 | 12.8877 | 16.4579 | 33.6683 | 5.4965
2027 | 5305 | MW | 553.4812 | 706.8099 | 917.03 | 272.605 | -365.5078 | -388.2667 | -437.5396 | -784.4646 | -154.7487 | -133.6398 | 12.8877 | 16.4579 | 16.8341 | 6.8707
2027 | 5306 | MW | 490.4264 | 626.2873 | 802.4013 | 240.7421 | -341.1406 | -355.9112 | -401.078 | -732.167 | -144.4321 | -122.5031 | 10.7397 | 13.7149 | 16.8341 | 8.2448
2027 | 5307 | MW | 413.3594 | 527.8707 | 676.3097 | 201.7985 | -328.957 | -345.126 | -388.9241 | -706.0182 | -139.2738 | -118.7909 | 8.5918 | 10.9719 | 16.8341 | 6.8707
2027 | 5308 | MW | 343.2985 | 438.4011 | 573.1438 | 166.3953 | -328.957 | -345.126 | -388.9241 | -706.0182 | -144.4321 | -118.7909 | 8.5918 | 10.9719 | 16.8341 | 6.8707
2027 | 5309 | MW | 294.2558 | 375.7724 | 481.4408 | 141.613 | -353.3242 | -355.9112 | -401.078 | -758.3158 | -154.7487 | -122.5031 | 6.4438 | 8.2289 | 16.8341 | 6.8707
2027 | 5310 | MW | 245.2132 | 313.1436 | 401.2006 | 120.3711 | -402.0586 | -366.6964 | -413.2319 | -862.9111 | -180.5401 | -126.2154 | 6.4438 | 8.2289 | 16.8341 | 5.4965
2027 | 5311 | MW | 196.1706 | 250.5149 | 320.9605 | 95.5888 | -536.0781 | -474.5482 | -534.7707 | -1150.5481 | -226.9647 | -163.3375 | 6.4438 | 8.2289 | 16.8341 | 2.7483
2027 | 5312 | MW | 182.1584 | 232.621 | 298.0348 | 92.0485 | -682.2812 | -593.1853 | -668.4633 | -1464.334 | -288.8642 | -204.1719 | 8.5918 | 10.9719 | 16.8341 | 4.1224
2027 | 5313 | MW | 154.134 | 196.8331 | 252.1833 | 77.8872 | -816.3007 | -701.0371 | -790.0021 | -1751.971 | -330.1305 | -241.2941 | 8.5918 | 10.9719 | 16.8341 | 4.1224
2027 | 5314 | MW | 140.1218 | 178.9392 | 240.7204 | 70.8065 | -913.7695 | -787.3186 | -887.2331 | -1961.1616 | -366.2386 | -270.9918 | 8.5918 | 10.9719 | 16.8341 | 4.1224
2027 | 5315 | MW | 147.1279 | 187.8862 | 252.1833 | 70.8065 | -986.871 | -852.0298 | -960.1564 | -2118.0545 | -392.03 | -293.2651 | 8.5918 | 10.9719 | 16.8341 | 4.1224
2027 | 5316 | MW | 175.1523 | 223.674 | 298.0348 | 88.5081 | -1035.6054 | -905.9557 | -1020.9258 | -2222.6498 | -407.5049 | -311.8262 | 8.5918 | 10.9719 | 33.6683 | 4.1224
2027 | 5317 | MW | 203.1767 | 259.4619 | 332.4234 | 102.6694 | -1072.1562 | -959.8816 | -1081.6952 | -2301.0962 | -407.5049 | -330.3873 | 10.7397 | 13.7149 | 33.6683 | 4.1224
2027 | 5318 | MW | 231.201 | 295.2497 | 378.2749 | 120.3711 | -1084.3398 | -1003.0224 | -1130.3107 | -2327.2451 | -412.6632 | -345.2361 | 10.7397 | 13.7149 | 33.6683 | 4.1224
2027 | 5319 | MW | 280.2437 | 357.8785 | 469.9779 | 141.613 | -1108.707 | -1024.5927 | -1154.6185 | -2379.5427 | -412.6632 | -352.6606 | 12.8877 | 16.4579 | 33.6683 | 5.4965
2027 | 5320 | MW | 154.134 | 196.8331 | 263.6461 | 74.3468 | -1108.707 | -1035.3779 | -1166.7723 | -2379.5427 | -407.5049 | -356.3728 | 0 | 0 | -16.8341 | 1.3741
2027 | 5321 | MW | 196.1706 | 250.5149 | 320.9605 | 95.5888 | -1084.3398 | -1013.8076 | -1142.4646 | -2327.2451 | -407.5049 | -348.9484 | -57.9945 | -74.0605 | -252.5122 | -17.8637
2027 | 5322 | MW | 224.1949 | 286.3028 | 378.2749 | 109.7501 | -1011.2382 | -949.0964 | -1069.5413 | -2170.3521 | -376.5551 | -326.6751 | -64.4384 | -82.2895 | -252.5122 | -19.2379
2027 | 5323 | MW | 238.2071 | 304.1967 | 389.7378 | 120.3711 | -889.4023 | -830.4594 | -935.8486 | -1908.8639 | -330.1305 | -285.8407 | -68.7343 | -87.7755 | -252.5122 | -20.612
2027 | 5324 | MW | 238.2071 | 304.1967 | 389.7378 | 120.3711 | -804.1171 | -787.3186 | -887.2331 | -1725.8222 | -304.3391 | -270.9918 | -70.8822 | -90.5184 | -235.678 | -20.612
2027 | 5325 | MW | 686.597 | 876.8022 | 1123.3618 | 346.9519 | -718.832 | -711.8223 | -802.156 | -1542.7804 | -288.8642 | -245.0063 | -70.8822 | -90.5184 | -235.678 | -20.612
2027 | 5326 | MW | 686.597 | 876.8022 | 1123.3618 | 346.9519 | -621.3632 | -625.5408 | -704.925 | -1333.5899 | -252.7562 | -215.3086 | 0 | 0 | -16.8341 | 1.3741
2027 | 5327 | MW | 651.5665 | 832.0674 | 1066.0474 | 325.7099 | -511.7109 | -517.689 | -583.3862 | -1098.2505 | -211.4899 | -178.1864 | 17.1836 | 21.9439 | 33.6683 | 5.4965
2027 | 5328 | MW | 595.5178 | 760.4917 | 974.3444 | 297.3873 | -414.2422 | -442.1927 | -498.309 | -889.0599 | -175.3818 | -152.2009 | 15.0356 | 19.2009 | 33.6683 | 5.4965
2027 | 5329 | MW | 539.469 | 688.916 | 882.6414 | 269.0647 | -365.5078 | -388.2667 | -437.5396 | -784.4646 | -154.7487 | -133.6398 | 12.8877 | 16.4579 | 84.1707 | 9.6189
2027 | 5330 | MW | 469.4081 | 599.4464 | 768.0127 | 230.1211 | -341.1406 | -366.6964 | -413.2319 | -732.167 | -144.4321 | -126.2154 | 10.7397 | 13.7149 | 84.1707 | 8.2448
2027 | 5331 | MW | 392.3411 | 501.0298 | 641.921 | 191.1776 | -328.957 | -345.126 | -388.9241 | -706.0182 | -144.4321 | -118.7909 | 8.5918 | 10.9719 | 67.3366 | 6.8707
2027 | 5332 | MW | 322.2802 | 411.5602 | 527.2923 | 155.7743 | -328.957 | -345.126 | -388.9241 | -706.0182 | -144.4321 | -118.7909 | 8.5918 | 10.9719 | 67.3366 | 6.8707
2027 | 5333 | MW | 266.2315 | 339.9845 | 447.0521 | 130.992 | -353.3242 | -355.9112 | -401.078 | -758.3158 | -154.7487 | -122.5031 | 8.5918 | 10.9719 | 50.5024 | 5.4965
2027 | 5334 | MW | 224.1949 | 286.3028 | 366.812 | 109.7501 | -402.0586 | -377.4815 | -425.3857 | -862.9111 | -185.6984 | -129.9276 | 6.4438 | 8.2289 | 50.5024 | 5.4965
2027 | 5335 | MW | 175.1523 | 223.674 | 298.0348 | 88.5081 | -523.8945 | -474.5482 | -534.7707 | -1124.3993 | -232.123 | -163.3375 | 6.4438 | 8.2289 | 50.5024 | 2.7483
2027 | 5336 | MW | 168.1462 | 214.7271 | 275.109 | 84.9678 | -682.2812 | -603.9705 | -680.6172 | -1464.334 | -294.0225 | -207.8841 | 6.4438 | 8.2289 | 50.5024 | 2.7483
2027 | 5337 | MW | 140.1218 | 178.9392 | 229.2575 | 74.3468 | -816.3007 | -711.8223 | -802.156 | -1751.971 | -340.4471 | -245.0063 | 8.5918 | 10.9719 | 67.3366 | 2.7483
2027 | 5338 | MW | 133.1157 | 169.9923 | 217.7946 | 67.2662 | -913.7695 | -798.1038 | -899.387 | -1961.1616 | -366.2386 | -274.704 | 8.5918 | 10.9719 | 84.1707 | 4.1224
2027 | 5339 | MW | 140.1218 | 178.9392 | 240.7204 | 70.8065 | -986.871 | -873.6001 | -984.4642 | -2118.0545 | -392.03 | -300.6895 | 10.7397 | 13.7149 | 101.0049 | 4.1224
2027 | 5340 | MW | 175.1523 | 223.674 | 286.5719 | 84.9678 | -1047.789 | -916.7409 | -1033.0797 | -2248.7986 | -402.3466 | -315.5384 | 10.7397 | 13.7149 | 117.839 | 4.1224
2027 | 5341 | MW | 203.1767 | 259.4619 | 332.4234 | 99.1291 | -1084.3398 | -949.0964 | -1069.5413 | -2327.2451 | -412.6632 | -326.6751 | 10.7397 | 13.7149 | 134.6732 | 4.1224
2027 | 5342 | MW | 231.201 | 295.2497 | 378.2749 | 116.8307 | -1108.707 | -992.2372 | -1118.1568 | -2379.5427 | -422.9797 | -341.5239 | 12.8877 | 16.4579 | 151.5073 | 5.4965
2027 | 5343 | MW | 280.2437 | 357.8785 | 469.9779 | 141.613 | -1133.0741 | -1003.0224 | -1130.3107 | -2431.8404 | -417.8214 | -345.2361 | 12.8877 | 16.4579 | 151.5073 | 5.4965
2027 | 5344 | MW | 161.1401 | 205.7801 | 263.6461 | 77.8872 | -1120.8905 | -1013.8076 | -1142.4646 | -2405.6915 | -417.8214 | -348.9484 | 0 | 0 | 84.1707 | 1.3741
2027 | 5345 | MW | 196.1706 | 250.5149 | 332.4234 | 95.5888 | -1108.707 | -1003.0224 | -1130.3107 | -2379.5427 | -412.6632 | -345.2361 | -62.2904 | -79.5465 | -286.1805 | -19.2379
2027 | 5346 | MW | 231.201 | 295.2497 | 378.2749 | 109.7501 | -1023.4218 | -938.3113 | -1057.3874 | -2196.501 | -381.7134 | -322.9628 | -66.5863 | -85.0325 | -286.1805 | -19.2379
2027 | 5347 | MW | 245.2132 | 313.1436 | 401.2006 | 120.3711 | -889.4023 | -830.4594 | -935.8486 | -1908.8639 | -335.2888 | -285.8407 | -68.7343 | -87.7755 | -269.3463 | -20.612
2027 | 5348 | MW | 238.2071 | 304.1967 | 389.7378 | 120.3711 | -804.1171 | -787.3186 | -887.2331 | -1725.8222 | -309.4974 | -270.9918 | -70.8822 | -90.5184 | -252.5122 | -20.612
2027 | 5349 | MW | 679.5909 | 867.8553 | 1111.8989 | 339.8712 | -731.0156 | -711.8223 | -802.156 | -1568.9293 | -294.0225 | -245.0063 | -66.5863 | -85.0325 | -235.678 | -19.2379
2027 | 5350 | MW | 679.5909 | 867.8553 | 1111.8989 | 339.8712 | -621.3632 | -614.7556 | -692.7711 | -1333.5899 | -257.9145 | -211.5963 | 0 | 0 | 67.3366 | 1.3741
2027 | 5351 | MW | 644.5604 | 823.1204 | 1054.5845 | 322.1696 | -511.7109 | -517.689 | -583.3862 | -1098.2505 | -216.6482 | -178.1864 | 17.1836 | 21.9439 | 117.839 | 5.4965
2027 | 5352 | MW | 588.5117 | 751.5448 | 962.8815 | 293.847 | -426.4258 | -442.1927 | -498.309 | -915.2087 | -180.5401 | -152.2009 | 15.0356 | 19.2009 | 101.0049 | 5.4965
2027 | 5353 | MW | 532.4629 | 679.9691 | 871.1785 | 261.9841 | -365.5078 | -388.2667 | -437.5396 | -784.4646 | -159.907 | -133.6398 | 10.7397 | 13.7149 | 67.3366 | 8.2448
2027 | 5354 | MW | 462.402 | 590.4994 | 756.5498 | 226.5808 | -341.1406 | -366.6964 | -413.2319 | -732.167 | -149.5904 | -126.2154 | 10.7397 | 13.7149 | 33.6683 | 8.2448
2027 | 5355 | MW | 385.335 | 492.0829 | 630.4582 | 187.6372 | -328.957 | -355.9112 | -401.078 | -706.0182 | -144.4321 | -122.5031 | 8.5918 | 10.9719 | 33.6683 | 6.8707
2027 | 5356 | MW | 315.2741 | 402.6133 | 527.2923 | 152.234 | -328.957 | -345.126 | -388.9241 | -706.0182 | -149.5904 | -118.7909 | 8.5918 | 10.9719 | 33.6683 | 5.4965
2027 | 5357 | MW | 259.2254 | 331.0376 | 435.5893 | 127.4517 | -353.3242 | -366.6964 | -413.2319 | -758.3158 | -159.907 | -126.2154 | 8.5918 | 10.9719 | 33.6683 | 5.4965
2027 | 5358 | MW | 217.1888 | 277.3558 | 355.3491 | 106.2098 | -402.0586 | -377.4815 | -425.3857 | -862.9111 | -185.6984 | -129.9276 | 6.4438 | 8.2289 | 33.6683 | 5.4965
2027 | 5359 | MW | 168.1462 | 214.7271 | 286.5719 | 84.9678 | -523.8945 | -474.5482 | -534.7707 | -1124.3993 | -237.2813 | -163.3375 | 6.4438 | 8.2289 | 33.6683 | 2.7483
2027 | 5360 | MW | 161.1401 | 205.7801 | 275.109 | 77.8872 | -670.0976 | -603.9705 | -680.6172 | -1438.1852 | -304.3391 | -207.8841 | 6.4438 | 8.2289 | 33.6683 | 2.7483
2027 | 5361 | MW | 140.1218 | 178.9392 | 229.2575 | 70.8065 | -804.1171 | -711.8223 | -802.156 | -1725.8222 | -355.922 | -245.0063 | 6.4438 | 8.2289 | 33.6683 | 2.7483
2027 | 5362 | MW | 133.1157 | 169.9923 | 229.2575 | 67.2662 | -901.5859 | -798.1038 | -899.387 | -1935.0128 | -397.1883 | -274.704 | 8.5918 | 10.9719 | 33.6683 | 4.1224
2027 | 5363 | MW | 140.1218 | 178.9392 | 240.7204 | 67.2662 | -974.6874 | -873.6001 | -984.4642 | -2091.9057 | -428.138 | -300.6895 | 8.5918 | 10.9719 | 33.6683 | 4.1224
2027 | 5364 | MW | 168.1462 | 214.7271 | 286.5719 | 81.4275 | -1035.6054 | -916.7409 | -1033.0797 | -2222.6498 | -443.6129 | -315.5384 | 10.7397 | 13.7149 | 33.6683 | 4.1224
2027 | 5365 | MW | 196.1706 | 250.5149 | 320.9605 | 99.1291 | -1072.1562 | -949.0964 | -1069.5413 | -2301.0962 | -459.0878 | -326.6751 | 10.7397 | 13.7149 | 50.5024 | 4.1224
2027 | 5366 | MW | 231.201 | 295.2497 | 366.812 | 120.3711 | -1108.707 | -992.2372 | -1118.1568 | -2379.5427 | -469.4043 | -341.5239 | 10.7397 | 13.7149 | 50.5024 | 5.4965
2027 | 5367 | MW | 280.2437 | 357.8785 | 458.515 | 141.613 | -1120.8905 | -1013.8076 | -1142.4646 | -2405.6915 | -474.5626 | -348.9484 | 12.8877 | 16.4579 | 50.5024 | 5.4965
2027 | 5368 | MW | 161.1401 | 205.7801 | 263.6461 | 77.8872 | -1120.8905 | -1024.5927 | -1154.6185 | -2405.6915 | -479.7209 | -352.6606 | 0 | 0 | 0 | 1.3741
2027 | 5369 | MW | 196.1706 | 250.5149 | 332.4234 | 99.1291 | -1084.3398 | -1003.0224 | -1130.3107 | -2327.2451 | -479.7209 | -345.2361 | -60.1425 | -76.8035 | -269.3463 | -20.612
2027 | 5370 | MW | 231.201 | 295.2497 | 389.7378 | 113.2904 | -986.871 | -938.3113 | -1057.3874 | -2118.0545 | -443.6129 | -322.9628 | -62.2904 | -79.5465 | -269.3463 | -21.9861
2027 | 5371 | MW | 245.2132 | 313.1436 | 401.2006 | 120.3711 | -865.0351 | -819.6742 | -923.6948 | -1856.5663 | -381.7134 | -282.1285 | -64.4384 | -82.2895 | -269.3463 | -21.9861
2027 | 5372 | MW | 245.2132 | 313.1436 | 401.2006 | 120.3711 | -791.9335 | -765.7483 | -862.9254 | -1699.6734 | -335.2888 | -263.5674 | -62.2904 | -79.5465 | -252.5122 | -20.612
2027 | 5373 | MW | 679.5909 | 867.8553 | 1111.8989 | 343.4115 | -718.832 | -701.0371 | -790.0021 | -1542.7804 | -304.3391 | -241.2941 | -60.1425 | -76.8035 | -252.5122 | -20.612
2027 | 5374 | MW | 679.5909 | 867.8553 | 1111.8989 | 343.4115 | -621.3632 | -614.7556 | -692.7711 | -1333.5899 | -263.0728 | -211.5963 | 0 | 0 | 0 | 1.3741
2027 | 5375 | MW | 644.5604 | 823.1204 | 1043.1217 | 325.7099 | -511.7109 | -517.689 | -583.3862 | -1098.2505 | -221.8064 | -178.1864 | 12.8877 | 16.4579 | 50.5024 | 5.4965
2027 | 5376 | MW | 588.5117 | 751.5448 | 962.8815 | 297.3873 | -426.4258 | -442.1927 | -498.309 | -915.2087 | -180.5401 | -152.2009 | 12.8877 | 16.4579 | 33.6683 | 5.4965
2027 | 5377 | MW | 532.4629 | 679.9691 | 871.1785 | 265.5244 | -365.5078 | -388.2667 | -437.5396 | -784.4646 | -159.907 | -133.6398 | 10.7397 | 13.7149 | 33.6683 | 9.6189
2027 | 5378 | MW | 455.3959 | 581.5525 | 756.5498 | 226.5808 | -341.1406 | -366.6964 | -413.2319 | -732.167 | -149.5904 | -126.2154 | 8.5918 | 10.9719 | 33.6683 | 6.8707
2027 | 5379 | MW | 378.3289 | 483.1359 | 630.4582 | 187.6372 | -328.957 | -345.126 | -388.9241 | -706.0182 | -144.4321 | -118.7909 | 6.4438 | 8.2289 | 33.6683 | 6.8707
2027 | 5380 | MW | 308.268 | 393.6663 | 515.8294 | 152.234 | -341.1406 | -345.126 | -388.9241 | -732.167 | -149.5904 | -118.7909 | 6.4438 | 8.2289 | 16.8341 | 5.4965
2027 | 5381 | MW | 259.2254 | 331.0376 | 424.1264 | 123.9114 | -353.3242 | -355.9112 | -401.078 | -758.3158 | -154.7487 | -122.5031 | 6.4438 | 8.2289 | 16.8341 | 5.4965
2027 | 5382 | MW | 210.1827 | 268.4088 | 343.8863 | 106.2098 | -402.0586 | -377.4815 | -425.3857 | -862.9111 | -185.6984 | -129.9276 | 6.4438 | 8.2289 | 16.8341 | 5.4965
2027 | 5383 | MW | 168.1462 | 214.7271 | 286.5719 | 88.5081 | -523.8945 | -474.5482 | -534.7707 | -1124.3993 | -232.123 | -163.3375 | 6.4438 | 8.2289 | 16.8341 | 2.7483
2027 | 5384 | MW | 161.1401 | 205.7801 | 275.109 | 81.4275 | -682.2812 | -593.1853 | -668.4633 | -1464.334 | -299.1808 | -204.1719 | 6.4438 | 8.2289 | 33.6683 | 2.7483
2027 | 5385 | MW | 140.1218 | 178.9392 | 229.2575 | 74.3468 | -804.1171 | -711.8223 | -802.156 | -1725.8222 | -345.6054 | -245.0063 | 6.4438 | 8.2289 | 33.6683 | 2.7483
2027 | 5386 | MW | 133.1157 | 169.9923 | 217.7946 | 67.2662 | -901.5859 | -787.3186 | -887.2331 | -1935.0128 | -392.03 | -270.9918 | 8.5918 | 10.9719 | 33.6683 | 2.7483
2027 | 5387 | MW | 140.1218 | 178.9392 | 240.7204 | 67.2662 | -974.6874 | -862.8149 | -972.3103 | -2091.9057 | -417.8214 | -296.9773 | 8.5918 | 10.9719 | 33.6683 | 4.1224
2027 | 5388 | MW | 168.1462 | 214.7271 | 286.5719 | 81.4275 | -1035.6054 | -905.9557 | -1020.9258 | -2222.6498 | -438.4546 | -311.8262 | 8.5918 | 10.9719 | 33.6683 | 4.1224
2027 | 5389 | MW | 196.1706 | 250.5149 | 320.9605 | 95.5888 | -1072.1562 | -949.0964 | -1069.5413 | -2301.0962 | -448.7712 | -326.6751 | 8.5918 | 10.9719 | 50.5024 | 4.1224
2027 | 5390 | MW | 224.1949 | 286.3028 | 366.812 | 113.2904 | -1108.707 | -992.2372 | -1118.1568 | -2379.5427 | -459.0878 | -341.5239 | 8.5918 | 10.9719 | 50.5024 | 4.1224
2027 | 5391 | MW | 280.2437 | 357.8785 | 458.515 | 138.0727 | -1120.8905 | -1013.8076 | -1142.4646 | -2405.6915 | -464.2461 | -348.9484 | 10.7397 | 13.7149 | 50.5024 | 5.4965
2027 | 5392 | MW | 161.1401 | 205.7801 | 275.109 | 77.8872 | -1120.8905 | -1013.8076 | -1142.4646 | -2405.6915 | -464.2461 | -348.9484 | 0 | 0 | 0 | 0
2027 | 5393 | MW | 203.1767 | 259.4619 | 332.4234 | 95.5888 | -1096.5234 | -992.2372 | -1118.1568 | -2353.3939 | -453.9295 | -341.5239 | -49.4028 | -63.0886 | -269.3463 | -19.2379
2027 | 5394 | MW | 231.201 | 295.2497 | 389.7378 | 113.2904 | -1011.2382 | -927.5261 | -1045.2336 | -2170.3521 | -422.9797 | -319.2506 | -55.8466 | -71.3176 | -286.1805 | -20.612
2027 | 5395 | MW | 245.2132 | 313.1436 | 401.2006 | 123.9114 | -877.2187 | -819.6742 | -923.6948 | -1882.7151 | -366.2386 | -282.1285 | -60.1425 | -76.8035 | -286.1805 | -21.9861
2027 | 5396 | MW | 245.2132 | 313.1436 | 401.2006 | 123.9114 | -804.1171 | -776.5335 | -875.0793 | -1725.8222 | -330.1305 | -267.2796 | -64.4384 | -82.2895 | -269.3463 | -21.9861
2027 | 5397 | MW | 679.5909 | 867.8553 | 1123.3618 | 339.8712 | -718.832 | -701.0371 | -790.0021 | -1542.7804 | -304.3391 | -241.2941 | -64.4384 | -82.2895 | -252.5122 | -21.9861
2027 | 5398 | MW | 679.5909 | 867.8553 | 1111.8989 | 339.8712 | -621.3632 | -603.9705 | -680.6172 | -1333.5899 | -263.0728 | -207.8841 | 0 | 0 | 0 | 1.3741
2027 | 5399 | MW | 644.5604 | 823.1204 | 1054.5845 | 318.6293 | -511.7109 | -517.689 | -583.3862 | -1098.2505 | -221.8064 | -178.1864 | 15.0356 | 19.2009 | 50.5024 | 6.8707
2027 | 5400 | MW | 588.5117 | 751.5448 | 962.8815 | 290.3067 | -426.4258 | -442.1927 | -498.309 | -915.2087 | -185.6984 | -152.2009 | 12.8877 | 16.4579 | 33.6683 | 5.4965
2027 | 5401 | MW | 532.4629 | 679.9691 | 871.1785 | 261.9841 | -353.3242 | -377.4815 | -425.3857 | -758.3158 | -159.907 | -129.9276 | 10.7397 | 13.7149 | 67.3366 | 8.2448
2027 | 5402 | MW | 462.402 | 590.4994 | 756.5498 | 226.5808 | -328.957 | -355.9112 | -401.078 | -706.0182 | -144.4321 | -122.5031 | 8.5918 | 10.9719 | 50.5024 | 6.8707
2027 | 5403 | MW | 385.335 | 492.0829 | 630.4582 | 187.6372 | -316.7734 | -345.126 | -388.9241 | -679.8693 | -144.4321 | -118.7909 | 8.5918 | 10.9719 | 50.5024 | 5.4965
2027 | 5404 | MW | 315.2741 | 402.6133 | 515.8294 | 152.234 | -316.7734 | -334.3408 | -376.7702 | -679.8693 | -144.4321 | -115.0787 | 6.4438 | 8.2289 | 50.5024 | 5.4965
2027 | 5405 | MW | 266.2315 | 339.9845 | 435.5893 | 130.992 | -328.957 | -345.126 | -388.9241 | -706.0182 | -149.5904 | -118.7909 | 6.4438 | 8.2289 | 33.6683 | 5.4965
2027 | 5406 | MW | 231.201 | 295.2497 | 378.2749 | 113.2904 | -341.1406 | -334.3408 | -376.7702 | -732.167 | -159.907 | -115.0787 | 6.4438 | 8.2289 | 33.6683 | 5.4965
2027 | 5407 | MW | 203.1767 | 259.4619 | 332.4234 | 102.6694 | -402.0586 | -388.2667 | -437.5396 | -862.9111 | -190.8567 | -133.6398 | 6.4438 | 8.2289 | 50.5024 | 2.7483
2027 | 5408 | MW | 182.1584 | 232.621 | 298.0348 | 92.0485 | -511.7109 | -452.9778 | -510.4629 | -1098.2505 | -232.123 | -155.9131 | 6.4438 | 8.2289 | 50.5024 | 2.7483
2027 | 5409 | MW | 168.1462 | 214.7271 | 275.109 | 88.5081 | -596.9961 | -528.4742 | -595.54 | -1281.2922 | -268.2311 | -181.8986 | 6.4438 | 8.2289 | 50.5024 | 2.7483
2027 | 5410 | MW | 196.1706 | 250.5149 | 309.4976 | 102.6694 | -682.2812 | -593.1853 | -668.4633 | -1464.334 | -299.1808 | -204.1719 | 8.5918 | 10.9719 | 50.5024 | 2.7483
2027 | 5411 | MW | 231.201 | 295.2497 | 378.2749 | 116.8307 | -755.3828 | -647.1112 | -729.2327 | -1621.2269 | -324.9722 | -222.733 | 8.5918 | 10.9719 | 67.3366 | 4.1224
2027 | 5412 | MW | 273.2376 | 348.9315 | 447.0521 | 141.613 | -816.3007 | -690.252 | -777.8482 | -1751.971 | -335.2888 | -237.5819 | 8.5918 | 10.9719 | 67.3366 | 4.1224
2027 | 5413 | MW | 315.2741 | 402.6133 | 504.3665 | 162.855 | -852.8515 | -722.6075 | -814.3099 | -1830.4175 | -345.6054 | -248.7185 | 8.5918 | 10.9719 | 84.1707 | 4.1224
2027 | 5414 | MW | 350.3046 | 447.3481 | 561.6809 | 184.0969 | -877.2187 | -765.7483 | -862.9254 | -1882.7151 | -355.922 | -263.5674 | 8.5918 | 10.9719 | 84.1707 | 4.1224
2027 | 5415 | MW | 154.134 | 196.8331 | 252.1833 | 77.8872 | -901.5859 | -787.3186 | -887.2331 | -1935.0128 | -366.2386 | -270.9918 | 8.5918 | 10.9719 | 101.0049 | 4.1224
2027 | 5416 | MW | 175.1523 | 223.674 | 286.5719 | 88.5081 | -913.7695 | -808.889 | -911.5409 | -1961.1616 | -371.3968 | -278.4162 | 0 | 0 | 50.5024 | 1.3741
2027 | 5417 | MW | 182.1584 | 232.621 | 309.4976 | 92.0485 | -913.7695 | -819.6742 | -923.6948 | -1961.1616 | -376.5551 | -282.1285 | -47.2548 | -60.3456 | -168.3415 | -15.1155
2027 | 5418 | MW | 189.1645 | 241.568 | 309.4976 | 99.1291 | -865.0351 | -787.3186 | -887.2331 | -1856.5663 | -355.922 | -270.9918 | -53.6986 | -68.5746 | -168.3415 | -16.4896
2027 | 5419 | MW | 189.1645 | 241.568 | 309.4976 | 99.1291 | -779.7499 | -711.8223 | -802.156 | -1673.5245 | -319.8139 | -245.0063 | -57.9945 | -74.0605 | -168.3415 | -16.4896
2027 | 5420 | MW | 616.536 | 787.3326 | 997.2702 | 311.5486 | -731.0156 | -690.252 | -777.8482 | -1568.9293 | -299.1808 | -237.5819 | -60.1425 | -76.8035 | -151.5073 | -17.8637
2027 | 5421 | MW | 609.53 | 778.3856 | 997.2702 | 308.0083 | -670.0976 | -647.1112 | -729.2327 | -1438.1852 | -283.7059 | -222.733 | -60.1425 | -76.8035 | -151.5073 | -16.4896
2027 | 5422 | MW | 595.5178 | 760.4917 | 974.3444 | 297.3873 | -584.8125 | -571.6149 | -644.1556 | -1255.1434 | -252.7562 | -196.7475 | 0 | 0 | 50.5024 | 1.3741
2027 | 5423 | MW | 567.4934 | 724.7039 | 928.4929 | 283.226 | -499.5273 | -496.1186 | -559.0784 | -1072.1017 | -216.6482 | -170.762 | 12.8877 | 16.4579 | 84.1707 | 5.4965
2027 | 5424 | MW | 525.4569 | 671.0221 | 859.7157 | 261.9841 | -414.2422 | -420.6223 | -474.0013 | -889.0599 | -180.5401 | -144.7764 | 12.8877 | 16.4579 | 67.3366 | 4.1224
2027 | 5425 | MW | 469.4081 | 599.4464 | 768.0127 | 233.6615 | -353.3242 | -377.4815 | -425.3857 | -758.3158 | -159.907 | -129.9276 | 10.7397 | 13.7149 | 67.3366 | 9.6189
2027 | 5426 | MW | 413.3594 | 527.8707 | 676.3097 | 205.3389 | -328.957 | -355.9112 | -401.078 | -706.0182 | -149.5904 | -122.5031 | 8.5918 | 10.9719 | 67.3366 | 6.8707
2027 | 5427 | MW | 357.3107 | 456.295 | 584.6066 | 180.5566 | -316.7734 | -334.3408 | -376.7702 | -679.8693 | -144.4321 | -115.0787 | 8.5918 | 10.9719 | 50.5024 | 6.8707
2027 | 5428 | MW | 315.2741 | 402.6133 | 515.8294 | 159.3146 | -316.7734 | -334.3408 | -376.7702 | -679.8693 | -144.4321 | -115.0787 | 6.4438 | 8.2289 | 50.5024 | 5.4965
2027 | 5429 | MW | 280.2437 | 357.8785 | 458.515 | 141.613 | -316.7734 | -334.3408 | -376.7702 | -679.8693 | -149.5904 | -115.0787 | 6.4438 | 8.2289 | 50.5024 | 5.4965
2027 | 5430 | MW | 252.2193 | 322.0906 | 401.2006 | 123.9114 | -328.957 | -312.7704 | -352.4625 | -706.0182 | -159.907 | -107.6543 | 6.4438 | 8.2289 | 50.5024 | 5.4965
2027 | 5431 | MW | 224.1949 | 286.3028 | 355.3491 | 113.2904 | -377.6914 | -355.9112 | -401.078 | -810.6135 | -180.5401 | -122.5031 | 6.4438 | 8.2289 | 50.5024 | 2.7483
2027 | 5432 | MW | 196.1706 | 250.5149 | 320.9605 | 99.1291 | -438.6093 | -399.0519 | -449.6935 | -941.3576 | -206.3316 | -137.352 | 6.4438 | 8.2289 | 50.5024 | 2.7483
2027 | 5433 | MW | 182.1584 | 232.621 | 298.0348 | 92.0485 | -523.8945 | -463.763 | -522.6168 | -1124.3993 | -232.123 | -159.6253 | 6.4438 | 8.2289 | 50.5024 | 4.1224
2027 | 5434 | MW | 196.1706 | 250.5149 | 320.9605 | 102.6694 | -596.9961 | -517.689 | -583.3862 | -1281.2922 | -257.9145 | -178.1864 | 8.5918 | 10.9719 | 67.3366 | 4.1224
2027 | 5435 | MW | 231.201 | 295.2497 | 378.2749 | 116.8307 | -670.0976 | -560.8297 | -632.0017 | -1438.1852 | -278.5476 | -193.0353 | 8.5918 | 10.9719 | 67.3366 | 4.1224
2027 | 5436 | MW | 280.2437 | 357.8785 | 458.515 | 141.613 | -718.832 | -603.9705 | -680.6172 | -1542.7804 | -294.0225 | -207.8841 | 8.5918 | 10.9719 | 84.1707 | 4.1224
2027 | 5437 | MW | 336.2924 | 429.4541 | 550.218 | 166.3953 | -767.5664 | -636.326 | -717.0788 | -1647.3757 | -304.3391 | -219.0208 | 8.5918 | 10.9719 | 101.0049 | 4.1224
2027 | 5438 | MW | 357.3107 | 456.295 | 596.0695 | 180.5566 | -804.1171 | -657.8964 | -741.3866 | -1725.8222 | -319.8139 | -226.4452 | 8.5918 | 10.9719 | 117.839 | 4.1224
2027 | 5439 | MW | 140.1218 | 178.9392 | 229.2575 | 70.8065 | -840.6679 | -690.252 | -777.8482 | -1804.2686 | -330.1305 | -237.5819 | 10.7397 | 13.7149 | 117.839 | 5.4965
2027 | 5440 | MW | 154.134 | 196.8331 | 252.1833 | 81.4275 | -852.8515 | -722.6075 | -814.3099 | -1830.4175 | -340.4471 | -248.7185 | 0 | 0 | 67.3366 | 1.3741
2027 | 5441 | MW | 175.1523 | 223.674 | 275.109 | 92.0485 | -852.8515 | -744.1779 | -838.6176 | -1830.4175 | -345.6054 | -256.1429 | -49.4028 | -63.0886 | -202.0097 | -16.4896
2027 | 5442 | MW | 182.1584 | 232.621 | 286.5719 | 92.0485 | -816.3007 | -722.6075 | -814.3099 | -1751.971 | -340.4471 | -248.7185 | -53.6986 | -68.5746 | -202.0097 | -17.8637
2027 | 5443 | MW | 182.1584 | 232.621 | 298.0348 | 95.5888 | -755.3828 | -679.4668 | -765.6943 | -1621.2269 | -319.8139 | -233.8696 | -57.9945 | -74.0605 | -202.0097 | -19.2379
2027 | 5444 | MW | 602.5239 | 769.4387 | 985.8073 | 304.468 | -718.832 | -679.4668 | -765.6943 | -1542.7804 | -304.3391 | -233.8696 | -60.1425 | -76.8035 | -185.1756 | -19.2379
2027 | 5445 | MW | 602.5239 | 769.4387 | 985.8073 | 304.468 | -657.914 | -636.326 | -717.0788 | -1412.0363 | -288.8642 | -219.0208 | -57.9945 | -74.0605 | -185.1756 | -17.8637
2027 | 5446 | MW | 588.5117 | 751.5448 | 962.8815 | 293.847 | -584.8125 | -571.6149 | -644.1556 | -1255.1434 | -252.7562 | -196.7475 | 0 | 0 | 50.5024 | 1.3741
2027 | 5447 | MW | 567.4934 | 724.7039 | 928.4929 | 286.7663 | -487.3437 | -485.3334 | -546.9245 | -1045.9528 | -216.6482 | -167.0497 | 15.0356 | 19.2009 | 101.0049 | 5.4965
2027 | 5448 | MW | 532.4629 | 679.9691 | 871.1785 | 269.0647 | -402.0586 | -420.6223 | -474.0013 | -862.9111 | -180.5401 | -144.7764 | 12.8877 | 16.4579 | 84.1707 | 5.4965
2027 | 5449 | MW | 483.4203 | 617.3403 | 779.4755 | 240.7421 | -377.6914 | -377.4815 | -425.3857 | -810.6135 | -165.0653 | -129.9276 | 15.0356 | 19.2009 | 50.5024 | 10.9931
2027 | 5450 | MW | 420.3655 | 536.8177 | 687.7725 | 208.8792 | -341.1406 | -355.9112 | -401.078 | -732.167 | -149.5904 | -122.5031 | 12.8877 | 16.4579 | 33.6683 | 9.6189
2027 | 5451 | MW | 371.3228 | 474.189 | 607.5324 | 180.5566 | -328.957 | -345.126 | -388.9241 | -706.0182 | -149.5904 | -118.7909 | 10.7397 | 13.7149 | 33.6683 | 8.2448
2027 | 5452 | MW | 322.2802 | 411.5602 | 538.7551 | 159.3146 | -328.957 | -345.126 | -388.9241 | -706.0182 | -149.5904 | -118.7909 | 8.5918 | 10.9719 | 33.6683 | 8.2448
2027 | 5453 | MW | 287.2497 | 366.8254 | 469.9779 | 138.0727 | -353.3242 | -355.9112 | -401.078 | -758.3158 | -159.907 | -122.5031 | 8.5918 | 10.9719 | 33.6683 | 6.8707
2027 | 5454 | MW | 252.2193 | 322.0906 | 424.1264 | 120.3711 | -402.0586 | -366.6964 | -413.2319 | -862.9111 | -185.6984 | -126.2154 | 6.4438 | 8.2289 | 33.6683 | 6.8707
2027 | 5455 | MW | 217.1888 | 277.3558 | 366.812 | 106.2098 | -523.8945 | -474.5482 | -534.7707 | -1124.3993 | -237.2813 | -163.3375 | 6.4438 | 8.2289 | 33.6683 | 2.7483
2027 | 5456 | MW | 203.1767 | 259.4619 | 332.4234 | 99.1291 | -670.0976 | -593.1853 | -668.4633 | -1438.1852 | -299.1808 | -204.1719 | 6.4438 | 8.2289 | 33.6683 | 2.7483
2027 | 5457 | MW | 182.1584 | 232.621 | 298.0348 | 92.0485 | -791.9335 | -701.0371 | -790.0021 | -1699.6734 | -345.6054 | -241.2941 | 8.5918 | 10.9719 | 33.6683 | 2.7483
2027 | 5458 | MW | 168.1462 | 214.7271 | 286.5719 | 81.4275 | -889.4023 | -776.5335 | -875.0793 | -1908.8639 | -381.7134 | -267.2796 | 8.5918 | 10.9719 | 33.6683 | 4.1224
2027 | 5459 | MW | 168.1462 | 214.7271 | 286.5719 | 81.4275 | -962.5038 | -841.2446 | -948.0025 | -2065.7569 | -412.6632 | -289.5529 | 10.7397 | 13.7149 | 50.5024 | 5.4965
2027 | 5460 | MW | 189.1645 | 241.568 | 320.9605 | 92.0485 | -1035.6054 | -895.1705 | -1008.7719 | -2222.6498 | -428.138 | -308.114 | 10.7397 | 13.7149 | 50.5024 | 5.4965
2027 | 5461 | MW | 224.1949 | 286.3028 | 366.812 | 109.7501 | -1072.1562 | -927.5261 | -1045.2336 | -2301.0962 | -443.6129 | -319.2506 | 12.8877 | 16.4579 | 67.3366 | 6.8707
2027 | 5462 | MW | 245.2132 | 313.1436 | 412.6635 | 120.3711 | -1108.707 | -959.8816 | -1081.6952 | -2379.5427 | -453.9295 | -330.3873 | 15.0356 | 19.2009 | 84.1707 | 6.8707
2027 | 5463 | MW | 294.2558 | 375.7724 | 492.9036 | 145.1533 | -1120.8905 | -981.452 | -1106.0029 | -2405.6915 | -459.0878 | -337.8117 | 17.1836 | 21.9439 | 84.1707 | 8.2448
2027 | 5464 | MW | 154.134 | 196.8331 | 263.6461 | 74.3468 | -1120.8905 | -992.2372 | -1118.1568 | -2405.6915 | -459.0878 | -341.5239 | 2.1479 | 2.743 | 0 | 0
2027 | 5465 | MW | 196.1706 | 250.5149 | 320.9605 | 95.5888 | -1108.707 | -981.452 | -1106.0029 | -2379.5427 | -459.0878 | -337.8117 | -79.474 | -101.4904 | -353.5171 | -31.605
2027 | 5466 | MW | 224.1949 | 286.3028 | 378.2749 | 109.7501 | -1023.4218 | -927.5261 | -1045.2336 | -2196.501 | -428.138 | -319.2506 | -83.7699 | -106.9763 | -370.3512 | -31.605
2027 | 5467 | MW | 238.2071 | 304.1967 | 389.7378 | 120.3711 | -901.5859 | -819.6742 | -923.6948 | -1935.0128 | -376.5551 | -282.1285 | -88.0658 | -112.4623 | -353.5171 | -31.605
2027 | 5468 | MW | 238.2071 | 304.1967 | 389.7378 | 116.8307 | -816.3007 | -776.5335 | -875.0793 | -1751.971 | -340.4471 | -267.2796 | -90.2137 | -115.2053 | -353.5171 | -30.2309
2027 | 5469 | MW | 686.597 | 876.8022 | 1123.3618 | 346.9519 | -731.0156 | -711.8223 | -802.156 | -1568.9293 | -314.6557 | -245.0063 | -88.0658 | -112.4623 | -336.6829 | -28.8568
2027 | 5470 | MW | 693.6031 | 885.7492 | 1134.8247 | 346.9519 | -621.3632 | -614.7556 | -692.7711 | -1333.5899 | -273.3893 | -211.5963 | 2.1479 | 2.743 | 0 | 0
2027 | 5471 | MW | 658.5726 | 841.0144 | 1077.5103 | 332.7906 | -523.8945 | -517.689 | -583.3862 | -1124.3993 | -226.9647 | -178.1864 | 21.4795 | 27.4298 | 67.3366 | 6.8707
2027 | 5472 | MW | 609.53 | 778.3856 | 997.2702 | 304.468 | -426.4258 | -442.1927 | -498.309 | -915.2087 | -185.6984 | -152.2009 | 19.3315 | 24.6868 | 67.3366 | 6.8707
2027 | 5473 | MW | 560.4873 | 715.7569 | 917.03 | 276.1454 | -365.5078 | -388.2667 | -437.5396 | -784.4646 | -159.907 | -133.6398 | 10.7397 | 13.7149 | 67.3366 | 9.6189
2027 | 5474 | MW | 490.4264 | 626.2873 | 802.4013 | 244.2824 | -341.1406 | -355.9112 | -401.078 | -732.167 | -149.5904 | -122.5031 | 8.5918 | 10.9719 | 67.3366 | 8.2448
2027 | 5475 | MW | 413.3594 | 527.8707 | 676.3097 | 205.3389 | -328.957 | -345.126 | -388.9241 | -706.0182 | -144.4321 | -118.7909 | 6.4438 | 8.2289 | 67.3366 | 6.8707
2027 | 5476 | MW | 350.3046 | 447.3481 | 573.1438 | 169.9356 | -328.957 | -345.126 | -388.9241 | -706.0182 | -149.5904 | -118.7909 | 6.4438 | 8.2289 | 50.5024 | 5.4965
2027 | 5477 | MW | 294.2558 | 375.7724 | 481.4408 | 141.613 | -353.3242 | -366.6964 | -413.2319 | -758.3158 | -154.7487 | -126.2154 | 6.4438 | 8.2289 | 50.5024 | 5.4965
2027 | 5478 | MW | 245.2132 | 313.1436 | 401.2006 | 120.3711 | -402.0586 | -377.4815 | -425.3857 | -862.9111 | -185.6984 | -129.9276 | 6.4438 | 8.2289 | 50.5024 | 5.4965
2027 | 5479 | MW | 196.1706 | 250.5149 | 332.4234 | 99.1291 | -511.7109 | -474.5482 | -534.7707 | -1098.2505 | -232.123 | -163.3375 | 6.4438 | 8.2289 | 50.5024 | 2.7483
2027 | 5480 | MW | 182.1584 | 232.621 | 309.4976 | 88.5081 | -657.914 | -593.1853 | -668.4633 | -1412.0363 | -294.0225 | -204.1719 | 6.4438 | 8.2289 | 50.5024 | 2.7483
2027 | 5481 | MW | 154.134 | 196.8331 | 252.1833 | 77.8872 | -779.7499 | -701.0371 | -790.0021 | -1673.5245 | -340.4471 | -241.2941 | 6.4438 | 8.2289 | 67.3366 | 2.7483
2027 | 5482 | MW | 147.1279 | 187.8862 | 240.7204 | 74.3468 | -865.0351 | -776.5335 | -875.0793 | -1856.5663 | -376.5551 | -267.2796 | 6.4438 | 8.2289 | 84.1707 | 2.7483
2027 | 5483 | MW | 147.1279 | 187.8862 | 252.1833 | 74.3468 | -950.3202 | -841.2446 | -948.0025 | -2039.608 | -412.6632 | -289.5529 | 6.4438 | 8.2289 | 84.1707 | 4.1224
2027 | 5484 | MW | 175.1523 | 223.674 | 298.0348 | 84.9678 | -1011.2382 | -884.3853 | -996.618 | -2170.3521 | -433.2963 | -304.4018 | 6.4438 | 8.2289 | 101.0049 | 4.1224
2027 | 5485 | MW | 203.1767 | 259.4619 | 343.8863 | 102.6694 | -1059.9726 | -916.7409 | -1033.0797 | -2274.9474 | -443.6129 | -315.5384 | 8.5918 | 10.9719 | 117.839 | 4.1224
2027 | 5486 | MW | 231.201 | 295.2497 | 378.2749 | 116.8307 | -1096.5234 | -959.8816 | -1081.6952 | -2353.3939 | -453.9295 | -330.3873 | 8.5918 | 10.9719 | 134.6732 | 5.4965
2027 | 5487 | MW | 280.2437 | 357.8785 | 469.9779 | 141.613 | -1108.707 | -981.452 | -1106.0029 | -2379.5427 | -469.4043 | -337.8117 | 10.7397 | 13.7149 | 134.6732 | 5.4965
2027 | 5488 | MW | 154.134 | 196.8331 | 263.6461 | 74.3468 | -1120.8905 | -981.452 | -1106.0029 | -2405.6915 | -474.5626 | -337.8117 | 0 | 0 | 67.3366 | 0
2027 | 5489 | MW | 196.1706 | 250.5149 | 320.9605 | 95.5888 | -1084.3398 | -970.6668 | -1093.8491 | -2327.2451 | -469.4043 | -334.0995 | -53.6986 | -68.5746 | -252.5122 | -20.612
2027 | 5490 | MW | 224.1949 | 286.3028 | 378.2749 | 109.7501 | -999.0546 | -905.9557 | -1020.9258 | -2144.2033 | -438.4546 | -311.8262 | -60.1425 | -76.8035 | -252.5122 | -21.9861
2027 | 5491 | MW | 238.2071 | 304.1967 | 389.7378 | 120.3711 | -877.2187 | -798.1038 | -899.387 | -1882.7151 | -381.7134 | -274.704 | -66.5863 | -85.0325 | -235.678 | -21.9861
2027 | 5492 | MW | 238.2071 | 304.1967 | 389.7378 | 120.3711 | -791.9335 | -754.9631 | -850.7715 | -1699.6734 | -345.6054 | -259.8552 | -68.7343 | -87.7755 | -218.8439 | -23.3602
2027 | 5493 | MW | 686.597 | 876.8022 | 1123.3618 | 343.4115 | -718.832 | -690.252 | -777.8482 | -1542.7804 | -314.6557 | -237.5819 | -68.7343 | -87.7755 | -202.0097 | -21.9861
2027 | 5494 | MW | 686.597 | 876.8022 | 1111.8989 | 343.4115 | -609.1796 | -603.9705 | -680.6172 | -1307.441 | -273.3893 | -207.8841 | -2.1479 | -2.743 | 50.5024 | 1.3741
2027 | 5495 | MW | 644.5604 | 823.1204 | 1054.5845 | 322.1696 | -511.7109 | -517.689 | -583.3862 | -1098.2505 | -226.9647 | -178.1864 | 15.0356 | 19.2009 | 101.0049 | 6.8707
2027 | 5496 | MW | 595.5178 | 760.4917 | 974.3444 | 297.3873 | -426.4258 | -442.1927 | -498.309 | -915.2087 | -185.6984 | -152.2009 | 12.8877 | 16.4579 | 84.1707 | 5.4965
2027 | 5497 | MW | 539.469 | 688.916 | 882.6414 | 265.5244 | -365.5078 | -388.2667 | -437.5396 | -784.4646 | -165.0653 | -133.6398 | 10.7397 | 13.7149 | 33.6683 | 9.6189
2027 | 5498 | MW | 469.4081 | 599.4464 | 768.0127 | 230.1211 | -341.1406 | -366.6964 | -413.2319 | -732.167 | -149.5904 | -126.2154 | 8.5918 | 10.9719 | 16.8341 | 8.2448
2027 | 5499 | MW | 392.3411 | 501.0298 | 641.921 | 191.1776 | -328.957 | -355.9112 | -401.078 | -706.0182 | -149.5904 | -122.5031 | 8.5918 | 10.9719 | 16.8341 | 6.8707
2027 | 5500 | MW | 322.2802 | 411.5602 | 538.7551 | 155.7743 | -328.957 | -355.9112 | -401.078 | -706.0182 | -149.5904 | -122.5031 | 6.4438 | 8.2289 | 16.8341 | 6.8707
2027 | 5501 | MW | 266.2315 | 339.9845 | 447.0521 | 127.4517 | -353.3242 | -366.6964 | -413.2319 | -758.3158 | -159.907 | -126.2154 | 6.4438 | 8.2289 | 16.8341 | 5.4965
2027 | 5502 | MW | 224.1949 | 286.3028 | 366.812 | 109.7501 | -402.0586 | -377.4815 | -425.3857 | -862.9111 | -185.6984 | -129.9276 | 6.4438 | 8.2289 | 16.8341 | 5.4965
2027 | 5503 | MW | 182.1584 | 232.621 | 298.0348 | 88.5081 | -511.7109 | -474.5482 | -534.7707 | -1098.2505 | -232.123 | -163.3375 | 6.4438 | 8.2289 | 16.8341 | 2.7483
2027 | 5504 | MW | 168.1462 | 214.7271 | 275.109 | 84.9678 | -657.914 | -593.1853 | -668.4633 | -1412.0363 | -294.0225 | -204.1719 | 6.4438 | 8.2289 | 16.8341 | 2.7483
2027 | 5505 | MW | 140.1218 | 178.9392 | 240.7204 | 74.3468 | -779.7499 | -690.252 | -777.8482 | -1673.5245 | -340.4471 | -237.5819 | 8.5918 | 10.9719 | 16.8341 | 4.1224
2027 | 5506 | MW | 140.1218 | 178.9392 | 229.2575 | 67.2662 | -865.0351 | -765.7483 | -862.9254 | -1856.5663 | -371.3968 | -263.5674 | 8.5918 | 10.9719 | 16.8341 | 4.1224
2027 | 5507 | MW | 140.1218 | 178.9392 | 240.7204 | 70.8065 | -950.3202 | -830.4594 | -935.8486 | -2039.608 | -407.5049 | -285.8407 | 8.5918 | 10.9719 | 16.8341 | 4.1224
2027 | 5508 | MW | 168.1462 | 214.7271 | 286.5719 | 81.4275 | -999.0546 | -873.6001 | -984.4642 | -2144.2033 | -433.2963 | -300.6895 | 8.5918 | 10.9719 | 33.6683 | 4.1224
2027 | 5509 | MW | 203.1767 | 259.4619 | 332.4234 | 99.1291 | -1047.789 | -916.7409 | -1033.0797 | -2248.7986 | -453.9295 | -315.5384 | 8.5918 | 10.9719 | 33.6683 | 5.4965
2027 | 5510 | MW | 231.201 | 295.2497 | 378.2749 | 116.8307 | -1084.3398 | -949.0964 | -1069.5413 | -2327.2451 | -464.2461 | -326.6751 | 8.5918 | 10.9719 | 33.6683 | 5.4965
2027 | 5511 | MW | 280.2437 | 357.8785 | 458.515 | 138.0727 | -1096.5234 | -970.6668 | -1093.8491 | -2353.3939 | -474.5626 | -334.0995 | 10.7397 | 13.7149 | 33.6683 | 5.4965
2027 | 5512 | MW | 161.1401 | 205.7801 | 263.6461 | 77.8872 | -1096.5234 | -992.2372 | -1118.1568 | -2353.3939 | -464.2461 | -341.5239 | 0 | 0 | -16.8341 | 1.3741
2027 | 5513 | MW | 196.1706 | 250.5149 | 332.4234 | 95.5888 | -1072.1562 | -981.452 | -1106.0029 | -2301.0962 | -453.9295 | -337.8117 | -51.5507 | -65.8316 | -235.678 | -20.612
2027 | 5514 | MW | 231.201 | 295.2497 | 389.7378 | 113.2904 | -986.871 | -916.7409 | -1033.0797 | -2118.0545 | -417.8214 | -315.5384 | -57.9945 | -74.0605 | -252.5122 | -20.612
2027 | 5515 | MW | 238.2071 | 304.1967 | 401.2006 | 120.3711 | -865.0351 | -798.1038 | -899.387 | -1856.5663 | -366.2386 | -274.704 | -62.2904 | -79.5465 | -235.678 | -21.9861
2027 | 5516 | MW | 238.2071 | 304.1967 | 389.7378 | 120.3711 | -779.7499 | -754.9631 | -850.7715 | -1673.5245 | -340.4471 | -259.8552 | -64.4384 | -82.2895 | -235.678 | -21.9861
2027 | 5517 | MW | 679.5909 | 867.8553 | 1111.8989 | 343.4115 | -706.6484 | -690.252 | -777.8482 | -1516.6316 | -314.6557 | -237.5819 | -62.2904 | -79.5465 | -235.678 | -20.612
2027 | 5518 | MW | 679.5909 | 867.8553 | 1111.8989 | 343.4115 | -609.1796 | -603.9705 | -680.6172 | -1307.441 | -273.3893 | -207.8841 | 0 | 0 | -16.8341 | 1.3741
2027 | 5519 | MW | 644.5604 | 823.1204 | 1054.5845 | 322.1696 | -511.7109 | -517.689 | -583.3862 | -1098.2505 | -226.9647 | -178.1864 | 15.0356 | 19.2009 | 33.6683 | 5.4965
2027 | 5520 | MW | 588.5117 | 751.5448 | 962.8815 | 297.3873 | -426.4258 | -442.1927 | -498.309 | -915.2087 | -185.6984 | -152.2009 | 12.8877 | 16.4579 | 33.6683 | 5.4965
2027 | 5521 | MW | 532.4629 | 679.9691 | 871.1785 | 265.5244 | -377.6914 | -388.2667 | -437.5396 | -810.6135 | -165.0653 | -133.6398 | 12.8877 | 16.4579 | 16.8341 | 9.6189
2027 | 5522 | MW | 462.402 | 590.4994 | 756.5498 | 226.5808 | -341.1406 | -366.6964 | -413.2319 | -732.167 | -154.7487 | -126.2154 | 10.7397 | 13.7149 | 16.8341 | 6.8707
2027 | 5523 | MW | 385.335 | 492.0829 | 630.4582 | 187.6372 | -341.1406 | -355.9112 | -401.078 | -732.167 | -149.5904 | -122.5031 | 8.5918 | 10.9719 | 16.8341 | 6.8707
2027 | 5524 | MW | 315.2741 | 402.6133 | 515.8294 | 152.234 | -341.1406 | -355.9112 | -401.078 | -732.167 | -149.5904 | -122.5031 | 6.4438 | 8.2289 | 16.8341 | 5.4965
2027 | 5525 | MW | 259.2254 | 331.0376 | 435.5893 | 123.9114 | -353.3242 | -366.6964 | -413.2319 | -758.3158 | -159.907 | -126.2154 | 6.4438 | 8.2289 | 16.8341 | 5.4965
2027 | 5526 | MW | 210.1827 | 268.4088 | 355.3491 | 102.6694 | -402.0586 | -377.4815 | -425.3857 | -862.9111 | -190.8567 | -129.9276 | 6.4438 | 8.2289 | 16.8341 | 5.4965
2027 | 5527 | MW | 175.1523 | 223.674 | 286.5719 | 84.9678 | -523.8945 | -474.5482 | -534.7707 | -1124.3993 | -237.2813 | -163.3375 | 6.4438 | 8.2289 | 16.8341 | 2.7483
2027 | 5528 | MW | 168.1462 | 214.7271 | 275.109 | 81.4275 | -670.0976 | -593.1853 | -668.4633 | -1438.1852 | -304.3391 | -204.1719 | 6.4438 | 8.2289 | 16.8341 | 2.7483
2027 | 5529 | MW | 140.1218 | 178.9392 | 229.2575 | 70.8065 | -791.9335 | -701.0371 | -790.0021 | -1699.6734 | -361.0803 | -241.2941 | 8.5918 | 10.9719 | 16.8341 | 2.7483
2027 | 5530 | MW | 133.1157 | 169.9923 | 229.2575 | 67.2662 | -877.2187 | -776.5335 | -875.0793 | -1882.7151 | -402.3466 | -267.2796 | 8.5918 | 10.9719 | 16.8341 | 4.1224
2027 | 5531 | MW | 140.1218 | 178.9392 | 240.7204 | 67.2662 | -950.3202 | -852.0298 | -960.1564 | -2039.608 | -428.138 | -293.2651 | 8.5918 | 10.9719 | 33.6683 | 4.1224
2027 | 5532 | MW | 168.1462 | 214.7271 | 286.5719 | 84.9678 | -1011.2382 | -905.9557 | -1020.9258 | -2170.3521 | -448.7712 | -311.8262 | 8.5918 | 10.9719 | 33.6683 | 4.1224
2027 | 5533 | MW | 196.1706 | 250.5149 | 320.9605 | 102.6694 | -1047.789 | -938.3113 | -1057.3874 | -2248.7986 | -459.0878 | -322.9628 | 8.5918 | 10.9719 | 33.6683 | 4.1224
2027 | 5534 | MW | 224.1949 | 286.3028 | 366.812 | 116.8307 | -1084.3398 | -981.452 | -1106.0029 | -2327.2451 | -474.5626 | -337.8117 | 10.7397 | 13.7149 | 33.6683 | 4.1224
2027 | 5535 | MW | 280.2437 | 357.8785 | 458.515 | 141.613 | -1096.5234 | -1003.0224 | -1130.3107 | -2353.3939 | -484.8792 | -345.2361 | 12.8877 | 16.4579 | 33.6683 | 5.4965
2027 | 5536 | MW | 161.1401 | 205.7801 | 263.6461 | 77.8872 | -1096.5234 | -1013.8076 | -1142.4646 | -2353.3939 | -490.0375 | -348.9484 | 0 | 0 | -16.8341 | 1.3741
2027 | 5537 | MW | 196.1706 | 250.5149 | 332.4234 | 95.5888 | -1072.1562 | -1003.0224 | -1130.3107 | -2301.0962 | -479.7209 | -345.2361 | -62.2904 | -79.5465 | -269.3463 | -19.2379
2027 | 5538 | MW | 231.201 | 295.2497 | 378.2749 | 113.2904 | -986.871 | -938.3113 | -1057.3874 | -2118.0545 | -443.6129 | -322.9628 | -70.8822 | -90.5184 | -269.3463 | -20.612
2027 | 5539 | MW | 245.2132 | 313.1436 | 401.2006 | 123.9114 | -852.8515 | -808.889 | -911.5409 | -1830.4175 | -381.7134 | -278.4162 | -75.1781 | -96.0044 | -269.3463 | -20.612
2027 | 5540 | MW | 245.2132 | 313.1436 | 401.2006 | 123.9114 | -779.7499 | -765.7483 | -862.9254 | -1673.5245 | -340.4471 | -263.5674 | -77.3261 | -98.7474 | -252.5122 | -21.9861
2027 | 5541 | MW | 679.5909 | 867.8553 | 1111.8989 | 339.8712 | -706.6484 | -701.0371 | -790.0021 | -1516.6316 | -314.6557 | -241.2941 | -77.3261 | -98.7474 | -252.5122 | -20.612
2027 | 5542 | MW | 679.5909 | 867.8553 | 1111.8989 | 339.8712 | -609.1796 | -603.9705 | -680.6172 | -1307.441 | -273.3893 | -207.8841 | 0 | 0 | -16.8341 | 1.3741
2027 | 5543 | MW | 644.5604 | 823.1204 | 1054.5845 | 322.1696 | -499.5273 | -517.689 | -583.3862 | -1072.1017 | -221.8064 | -178.1864 | 17.1836 | 21.9439 | 33.6683 | 5.4965
2027 | 5544 | MW | 588.5117 | 751.5448 | 962.8815 | 293.847 | -414.2422 | -442.1927 | -498.309 | -889.0599 | -185.6984 | -152.2009 | 15.0356 | 19.2009 | 33.6683 | 5.4965
2027 | 5545 | MW | 525.4569 | 671.0221 | 871.1785 | 261.9841 | -365.5078 | -388.2667 | -437.5396 | -784.4646 | -159.907 | -133.6398 | 12.8877 | 16.4579 | 33.6683 | 9.6189
2027 | 5546 | MW | 455.3959 | 581.5525 | 756.5498 | 226.5808 | -341.1406 | -366.6964 | -413.2319 | -732.167 | -149.5904 | -126.2154 | 10.7397 | 13.7149 | 33.6683 | 8.2448
2027 | 5547 | MW | 378.3289 | 483.1359 | 630.4582 | 187.6372 | -328.957 | -355.9112 | -401.078 | -706.0182 | -149.5904 | -122.5031 | 8.5918 | 10.9719 | 33.6683 | 8.2448
2027 | 5548 | MW | 308.268 | 393.6663 | 515.8294 | 148.6937 | -328.957 | -345.126 | -388.9241 | -706.0182 | -149.5904 | -118.7909 | 8.5918 | 10.9719 | 16.8341 | 6.8707
2027 | 5549 | MW | 252.2193 | 322.0906 | 424.1264 | 123.9114 | -353.3242 | -366.6964 | -413.2319 | -758.3158 | -159.907 | -126.2154 | 8.5918 | 10.9719 | 16.8341 | 6.8707
2027 | 5550 | MW | 210.1827 | 268.4088 | 343.8863 | 102.6694 | -402.0586 | -377.4815 | -425.3857 | -862.9111 | -190.8567 | -129.9276 | 6.4438 | 8.2289 | 16.8341 | 6.8707
2027 | 5551 | MW | 168.1462 | 214.7271 | 286.5719 | 84.9678 | -511.7109 | -463.763 | -522.6168 | -1098.2505 | -237.2813 | -159.6253 | 6.4438 | 8.2289 | 33.6683 | 2.7483
2027 | 5552 | MW | 161.1401 | 205.7801 | 263.6461 | 84.9678 | -657.914 | -582.4001 | -656.3094 | -1412.0363 | -304.3391 | -200.4597 | 6.4438 | 8.2289 | 33.6683 | 4.1224
2027 | 5553 | MW | 140.1218 | 178.9392 | 229.2575 | 74.3468 | -791.9335 | -690.252 | -777.8482 | -1699.6734 | -355.922 | -237.5819 | 8.5918 | 10.9719 | 33.6683 | 4.1224
2027 | 5554 | MW | 133.1157 | 169.9923 | 217.7946 | 67.2662 | -877.2187 | -765.7483 | -862.9254 | -1882.7151 | -392.03 | -263.5674 | 8.5918 | 10.9719 | 33.6683 | 4.1224
2027 | 5555 | MW | 140.1218 | 178.9392 | 240.7204 | 67.2662 | -962.5038 | -841.2446 | -948.0025 | -2065.7569 | -422.9797 | -289.5529 | 8.5918 | 10.9719 | 33.6683 | 4.1224
2027 | 5556 | MW | 168.1462 | 214.7271 | 275.109 | 81.4275 | -1023.4218 | -895.1705 | -1008.7719 | -2196.501 | -443.6129 | -308.114 | 10.7397 | 13.7149 | 33.6683 | 4.1224
2027 | 5557 | MW | 196.1706 | 250.5149 | 320.9605 | 99.1291 | -1059.9726 | -938.3113 | -1057.3874 | -2274.9474 | -453.9295 | -322.9628 | 10.7397 | 13.7149 | 33.6683 | 5.4965
2027 | 5558 | MW | 224.1949 | 286.3028 | 366.812 | 116.8307 | -1084.3398 | -970.6668 | -1093.8491 | -2327.2451 | -464.2461 | -334.0995 | 12.8877 | 16.4579 | 33.6683 | 5.4965
2027 | 5559 | MW | 280.2437 | 357.8785 | 458.515 | 141.613 | -1108.707 | -1003.0224 | -1130.3107 | -2379.5427 | -474.5626 | -345.2361 | 12.8877 | 16.4579 | 50.5024 | 5.4965
2027 | 5560 | MW | 161.1401 | 205.7801 | 263.6461 | 77.8872 | -1108.707 | -1013.8076 | -1142.4646 | -2379.5427 | -479.7209 | -348.9484 | 0 | 0 | 0 | 1.3741
2027 | 5561 | MW | 196.1706 | 250.5149 | 332.4234 | 95.5888 | -1084.3398 | -992.2372 | -1118.1568 | -2327.2451 | -469.4043 | -341.5239 | -62.2904 | -79.5465 | -235.678 | -20.612
2027 | 5562 | MW | 231.201 | 295.2497 | 389.7378 | 113.2904 | -999.0546 | -927.5261 | -1045.2336 | -2144.2033 | -433.2963 | -319.2506 | -66.5863 | -85.0325 | -252.5122 | -21.9861
2027 | 5563 | MW | 245.2132 | 313.1436 | 401.2006 | 123.9114 | -865.0351 | -819.6742 | -923.6948 | -1856.5663 | -371.3968 | -282.1285 | -68.7343 | -87.7755 | -252.5122 | -23.3602
2027 | 5564 | MW | 245.2132 | 313.1436 | 401.2006 | 120.3711 | -779.7499 | -765.7483 | -862.9254 | -1673.5245 | -330.1305 | -263.5674 | -70.8822 | -90.5184 | -269.3463 | -21.9861
2027 | 5565 | MW | 679.5909 | 867.8553 | 1111.8989 | 339.8712 | -706.6484 | -690.252 | -777.8482 | -1516.6316 | -304.3391 | -237.5819 | -68.7343 | -87.7755 | -269.3463 | -21.9861
2027 | 5566 | MW | 679.5909 | 867.8553 | 1111.8989 | 339.8712 | -609.1796 | -603.9705 | -680.6172 | -1307.441 | -268.2311 | -207.8841 | 0 | 0 | 0 | 1.3741
2027 | 5567 | MW | 644.5604 | 823.1204 | 1054.5845 | 322.1696 | -499.5273 | -506.9038 | -571.2323 | -1072.1017 | -221.8064 | -174.4742 | 17.1836 | 21.9439 | 50.5024 | 6.8707
2027 | 5568 | MW | 588.5117 | 751.5448 | 962.8815 | 293.847 | -414.2422 | -431.4075 | -486.1551 | -889.0599 | -185.6984 | -148.4887 | 15.0356 | 19.2009 | 33.6683 | 5.4965
2027 | 5569 | MW | 532.4629 | 679.9691 | 871.1785 | 261.9841 | -353.3242 | -377.4815 | -425.3857 | -758.3158 | -154.7487 | -129.9276 | 10.7397 | 13.7149 | 16.8341 | 9.6189
2027 | 5570 | MW | 455.3959 | 581.5525 | 756.5498 | 226.5808 | -328.957 | -355.9112 | -401.078 | -706.0182 | -144.4321 | -122.5031 | 10.7397 | 13.7149 | 16.8341 | 6.8707
2027 | 5571 | MW | 378.3289 | 483.1359 | 630.4582 | 187.6372 | -316.7734 | -334.3408 | -376.7702 | -679.8693 | -139.2738 | -115.0787 | 8.5918 | 10.9719 | 16.8341 | 6.8707
2027 | 5572 | MW | 315.2741 | 402.6133 | 515.8294 | 152.234 | -316.7734 | -334.3408 | -376.7702 | -679.8693 | -139.2738 | -115.0787 | 6.4438 | 8.2289 | 16.8341 | 5.4965
2027 | 5573 | MW | 266.2315 | 339.9845 | 435.5893 | 127.4517 | -328.957 | -345.126 | -388.9241 | -706.0182 | -144.4321 | -118.7909 | 6.4438 | 8.2289 | 16.8341 | 5.4965
2027 | 5574 | MW | 231.201 | 295.2497 | 378.2749 | 113.2904 | -341.1406 | -323.5556 | -364.6164 | -732.167 | -159.907 | -111.3665 | 6.4438 | 8.2289 | 16.8341 | 5.4965
2027 | 5575 | MW | 203.1767 | 259.4619 | 332.4234 | 99.1291 | -402.0586 | -388.2667 | -437.5396 | -862.9111 | -185.6984 | -133.6398 | 6.4438 | 8.2289 | 16.8341 | 2.7483
2027 | 5576 | MW | 182.1584 | 232.621 | 309.4976 | 92.0485 | -499.5273 | -463.763 | -522.6168 | -1072.1017 | -232.123 | -159.6253 | 6.4438 | 8.2289 | 16.8341 | 2.7483
2027 | 5577 | MW | 168.1462 | 214.7271 | 286.5719 | 84.9678 | -596.9961 | -539.2593 | -607.6939 | -1281.2922 | -273.3893 | -185.6108 | 8.5918 | 10.9719 | 16.8341 | 2.7483
2027 | 5578 | MW | 196.1706 | 250.5149 | 320.9605 | 95.5888 | -670.0976 | -603.9705 | -680.6172 | -1438.1852 | -304.3391 | -207.8841 | 8.5918 | 10.9719 | 16.8341 | 4.1224
2027 | 5579 | MW | 231.201 | 295.2497 | 378.2749 | 120.3711 | -743.1992 | -668.6816 | -753.5405 | -1595.0781 | -330.1305 | -230.1574 | 8.5918 | 10.9719 | 16.8341 | 4.1224
2027 | 5580 | MW | 280.2437 | 357.8785 | 447.0521 | 145.1533 | -804.1171 | -711.8223 | -802.156 | -1725.8222 | -345.6054 | -245.0063 | 8.5918 | 10.9719 | 16.8341 | 4.1224
2027 | 5581 | MW | 308.268 | 393.6663 | 492.9036 | 159.3146 | -840.6679 | -744.1779 | -838.6176 | -1804.2686 | -355.922 | -256.1429 | 8.5918 | 10.9719 | 33.6683 | 4.1224
2027 | 5582 | MW | 343.2985 | 438.4011 | 561.6809 | 173.4759 | -877.2187 | -776.5335 | -875.0793 | -1882.7151 | -366.2386 | -267.2796 | 10.7397 | 13.7149 | 33.6683 | 5.4965
2027 | 5583 | MW | 147.1279 | 187.8862 | 240.7204 | 74.3468 | -901.5859 | -798.1038 | -899.387 | -1935.0128 | -376.5551 | -274.704 | 10.7397 | 13.7149 | 33.6683 | 5.4965
2027 | 5584 | MW | 161.1401 | 205.7801 | 263.6461 | 77.8872 | -901.5859 | -819.6742 | -923.6948 | -1935.0128 | -386.8717 | -282.1285 | 0 | 0 | -16.8341 | 1.3741
2027 | 5585 | MW | 175.1523 | 223.674 | 286.5719 | 88.5081 | -901.5859 | -830.4594 | -935.8486 | -1935.0128 | -386.8717 | -285.8407 | -49.4028 | -63.0886 | -218.8439 | -19.2379
2027 | 5586 | MW | 189.1645 | 241.568 | 320.9605 | 95.5888 | -852.8515 | -787.3186 | -887.2331 | -1830.4175 | -361.0803 | -270.9918 | -53.6986 | -68.5746 | -218.8439 | -19.2379
2027 | 5587 | MW | 196.1706 | 250.5149 | 320.9605 | 95.5888 | -779.7499 | -711.8223 | -802.156 | -1673.5245 | -324.9722 | -245.0063 | -57.9945 | -74.0605 | -218.8439 | -19.2379
2027 | 5588 | MW | 609.53 | 778.3856 | 997.2702 | 304.468 | -718.832 | -690.252 | -777.8482 | -1542.7804 | -294.0225 | -237.5819 | -60.1425 | -76.8035 | -202.0097 | -19.2379
2027 | 5589 | MW | 616.536 | 787.3326 | 1008.733 | 304.468 | -657.914 | -636.326 | -717.0788 | -1412.0363 | -278.5476 | -219.0208 | -60.1425 | -76.8035 | -202.0097 | -17.8637
2027 | 5590 | MW | 602.5239 | 769.4387 | 985.8073 | 297.3873 | -572.6289 | -571.6149 | -644.1556 | -1228.9946 | -242.4396 | -196.7475 | 0 | 0 | -16.8341 | 1.3741
2027 | 5591 | MW | 581.5056 | 742.5978 | 951.4187 | 290.3067 | -475.1601 | -485.3334 | -546.9245 | -1019.804 | -206.3316 | -167.0497 | 15.0356 | 19.2009 | 33.6683 | 5.4965
2027 | 5592 | MW | 539.469 | 688.916 | 882.6414 | 265.5244 | -402.0586 | -409.8371 | -461.8474 | -862.9111 | -175.3818 | -141.0642 | 12.8877 | 16.4579 | 16.8341 | 5.4965
2027 | 5593 | MW | 483.4203 | 617.3403 | 790.9384 | 237.2018 | -353.3242 | -366.6964 | -413.2319 | -758.3158 | -154.7487 | -126.2154 | 10.7397 | 13.7149 | 16.8341 | 8.2448
2027 | 5594 | MW | 420.3655 | 536.8177 | 687.7725 | 208.8792 | -316.7734 | -345.126 | -388.9241 | -679.8693 | -144.4321 | -118.7909 | 8.5918 | 10.9719 | 16.8341 | 8.2448
2027 | 5595 | MW | 364.3168 | 465.242 | 596.0695 | 180.5566 | -304.5898 | -323.5556 | -364.6164 | -653.7205 | -139.2738 | -111.3665 | 6.4438 | 8.2289 | 16.8341 | 6.8707
2027 | 5596 | MW | 322.2802 | 411.5602 | 527.2923 | 159.3146 | -304.5898 | -323.5556 | -364.6164 | -653.7205 | -139.2738 | -111.3665 | 6.4438 | 8.2289 | 16.8341 | 6.8707
2027 | 5597 | MW | 287.2497 | 366.8254 | 469.9779 | 138.0727 | -316.7734 | -334.3408 | -376.7702 | -679.8693 | -144.4321 | -115.0787 | 6.4438 | 8.2289 | 16.8341 | 5.4965
2027 | 5598 | MW | 252.2193 | 322.0906 | 412.6635 | 123.9114 | -316.7734 | -312.7704 | -352.4625 | -679.8693 | -154.7487 | -107.6543 | 6.4438 | 8.2289 | 16.8341 | 5.4965
2027 | 5599 | MW | 224.1949 | 286.3028 | 366.812 | 113.2904 | -365.5078 | -355.9112 | -401.078 | -784.4646 | -175.3818 | -122.5031 | 6.4438 | 8.2289 | 16.8341 | 2.7483
2027 | 5600 | MW | 196.1706 | 250.5149 | 320.9605 | 99.1291 | -438.6093 | -399.0519 | -449.6935 | -941.3576 | -201.1733 | -137.352 | 6.4438 | 8.2289 | 16.8341 | 2.7483
2027 | 5601 | MW | 182.1584 | 232.621 | 298.0348 | 92.0485 | -523.8945 | -452.9778 | -510.4629 | -1124.3993 | -237.2813 | -155.9131 | 6.4438 | 8.2289 | 16.8341 | 4.1224
2027 | 5602 | MW | 189.1645 | 241.568 | 309.4976 | 95.5888 | -609.1796 | -506.9038 | -571.2323 | -1307.441 | -263.0728 | -174.4742 | 6.4438 | 8.2289 | 16.8341 | 4.1224
2027 | 5603 | MW | 231.201 | 295.2497 | 378.2749 | 120.3711 | -682.2812 | -560.8297 | -632.0017 | -1464.334 | -283.7059 | -193.0353 | 8.5918 | 10.9719 | 16.8341 | 4.1224
2027 | 5604 | MW | 280.2437 | 357.8785 | 458.515 | 145.1533 | -743.1992 | -593.1853 | -668.4633 | -1595.0781 | -299.1808 | -204.1719 | 8.5918 | 10.9719 | 16.8341 | 4.1224
2027 | 5605 | MW | 308.268 | 393.6663 | 504.3665 | 152.234 | -791.9335 | -625.5408 | -704.925 | -1699.6734 | -314.6557 | -215.3086 | 8.5918 | 10.9719 | 33.6683 | 4.1224
2027 | 5606 | MW | 336.2924 | 429.4541 | 550.218 | 169.9356 | -828.4843 | -657.8964 | -741.3866 | -1778.1198 | -330.1305 | -226.4452 | 8.5918 | 10.9719 | 33.6683 | 4.1224
2027 | 5607 | MW | 133.1157 | 169.9923 | 217.7946 | 67.2662 | -852.8515 | -690.252 | -777.8482 | -1830.4175 | -345.6054 | -237.5819 | 10.7397 | 13.7149 | 33.6683 | 5.4965
2027 | 5608 | MW | 154.134 | 196.8331 | 252.1833 | 77.8872 | -852.8515 | -722.6075 | -814.3099 | -1830.4175 | -361.0803 | -248.7185 | 0 | 0 | 0 | 1.3741
2027 | 5609 | MW | 175.1523 | 223.674 | 275.109 | 95.5888 | -840.6679 | -733.3927 | -826.4637 | -1804.2686 | -366.2386 | -252.4307 | -47.2548 | -60.3456 | -202.0097 | -17.8637
2027 | 5610 | MW | 182.1584 | 232.621 | 298.0348 | 95.5888 | -804.1171 | -722.6075 | -814.3099 | -1725.8222 | -350.7637 | -248.7185 | -51.5507 | -65.8316 | -202.0097 | -17.8637
2027 | 5611 | MW | 182.1584 | 232.621 | 309.4976 | 92.0485 | -743.1992 | -668.6816 | -753.5405 | -1595.0781 | -319.8139 | -230.1574 | -53.6986 | -68.5746 | -202.0097 | -17.8637
2027 | 5612 | MW | 609.53 | 778.3856 | 997.2702 | 304.468 | -706.6484 | -668.6816 | -753.5405 | -1516.6316 | -299.1808 | -230.1574 | -55.8466 | -71.3176 | -202.0097 | -17.8637
2027 | 5613 | MW | 609.53 | 778.3856 | 997.2702 | 304.468 | -645.7304 | -614.7556 | -692.7711 | -1385.8875 | -278.5476 | -211.5963 | -57.9945 | -74.0605 | -202.0097 | -16.4896
2027 | 5614 | MW | 595.5178 | 760.4917 | 974.3444 | 297.3873 | -560.4453 | -550.0445 | -619.8478 | -1202.8458 | -247.5979 | -189.323 | 0 | 0 | 0 | 1.3741
2027 | 5615 | MW | 581.5056 | 742.5978 | 951.4187 | 290.3067 | -475.1601 | -474.5482 | -534.7707 | -1019.804 | -206.3316 | -163.3375 | 12.8877 | 16.4579 | 33.6683 | 5.4965
2027 | 5616 | MW | 539.469 | 688.916 | 882.6414 | 272.605 | -389.875 | -399.0519 | -449.6935 | -836.7623 | -175.3818 | -137.352 | 12.8877 | 16.4579 | 33.6683 | 5.4965
2027 | 5617 | MW | 490.4264 | 626.2873 | 802.4013 | 247.8228 | -365.5078 | -366.6964 | -413.2319 | -784.4646 | -159.907 | -126.2154 | 10.7397 | 13.7149 | 33.6683 | 9.6189
2027 | 5618 | MW | 427.3716 | 545.7646 | 699.2354 | 215.9598 | -328.957 | -345.126 | -388.9241 | -706.0182 | -149.5904 | -118.7909 | 8.5918 | 10.9719 | 33.6683 | 9.6189
2027 | 5619 | MW | 371.3228 | 474.189 | 607.5324 | 187.6372 | -328.957 | -334.3408 | -376.7702 | -706.0182 | -144.4321 | -115.0787 | 6.4438 | 8.2289 | 33.6683 | 8.2448
2027 | 5620 | MW | 329.2863 | 420.5072 | 538.7551 | 162.855 | -328.957 | -334.3408 | -376.7702 | -706.0182 | -144.4321 | -115.0787 | 6.4438 | 8.2289 | 33.6683 | 8.2448
2027 | 5621 | MW | 287.2497 | 366.8254 | 469.9779 | 141.613 | -353.3242 | -355.9112 | -401.078 | -758.3158 | -154.7487 | -122.5031 | 6.4438 | 8.2289 | 16.8341 | 6.8707
2027 | 5622 | MW | 252.2193 | 322.0906 | 412.6635 | 127.4517 | -402.0586 | -366.6964 | -413.2319 | -862.9111 | -185.6984 | -126.2154 | 6.4438 | 8.2289 | 16.8341 | 6.8707
2027 | 5623 | MW | 217.1888 | 277.3558 | 355.3491 | 109.7501 | -536.0781 | -485.3334 | -546.9245 | -1150.5481 | -242.4396 | -167.0497 | 6.4438 | 8.2289 | 33.6683 | 2.7483
2027 | 5624 | MW | 203.1767 | 259.4619 | 332.4234 | 102.6694 | -706.6484 | -614.7556 | -692.7711 | -1516.6316 | -314.6557 | -211.5963 | 6.4438 | 8.2289 | 33.6683 | 2.7483
2027 | 5625 | MW | 182.1584 | 232.621 | 298.0348 | 92.0485 | -852.8515 | -722.6075 | -814.3099 | -1830.4175 | -366.2386 | -248.7185 | 6.4438 | 8.2289 | 33.6683 | 4.1224
2027 | 5626 | MW | 168.1462 | 214.7271 | 275.109 | 81.4275 | -962.5038 | -808.889 | -911.5409 | -2065.7569 | -412.6632 | -278.4162 | 6.4438 | 8.2289 | 33.6683 | 4.1224
2027 | 5627 | MW | 168.1462 | 214.7271 | 275.109 | 81.4275 | -1035.6054 | -873.6001 | -984.4642 | -2222.6498 | -443.6129 | -300.6895 | 8.5918 | 10.9719 | 33.6683 | 5.4965
2027 | 5628 | MW | 189.1645 | 241.568 | 320.9605 | 92.0485 | -1096.5234 | -916.7409 | -1033.0797 | -2353.3939 | -459.0878 | -315.5384 | 8.5918 | 10.9719 | 50.5024 | 5.4965
2027 | 5629 | MW | 224.1949 | 286.3028 | 366.812 | 113.2904 | -1133.0741 | -949.0964 | -1069.5413 | -2431.8404 | -474.5626 | -326.6751 | 8.5918 | 10.9719 | 50.5024 | 6.8707
2027 | 5630 | MW | 245.2132 | 313.1436 | 401.2006 | 123.9114 | -1169.6249 | -981.452 | -1106.0029 | -2510.2868 | -484.8792 | -337.8117 | 10.7397 | 13.7149 | 50.5024 | 6.8707
2027 | 5631 | MW | 294.2558 | 375.7724 | 481.4408 | 148.6937 | -1169.6249 | -1003.0224 | -1130.3107 | -2510.2868 | -495.1958 | -345.2361 | 10.7397 | 13.7149 | 67.3366 | 8.2448
2027 | 5632 | MW | 154.134 | 196.8331 | 263.6461 | 74.3468 | -1169.6249 | -1003.0224 | -1130.3107 | -2510.2868 | -500.3541 | -345.2361 | 0 | 0 | 0 | 1.3741
2027 | 5633 | MW | 196.1706 | 250.5149 | 320.9605 | 95.5888 | -1133.0741 | -992.2372 | -1118.1568 | -2431.8404 | -495.1958 | -341.5239 | -53.6986 | -68.5746 | -303.0146 | -27.4826
2027 | 5634 | MW | 224.1949 | 286.3028 | 378.2749 | 109.7501 | -1035.6054 | -927.5261 | -1045.2336 | -2222.6498 | -459.0878 | -319.2506 | -57.9945 | -74.0605 | -303.0146 | -27.4826
2027 | 5635 | MW | 238.2071 | 304.1967 | 401.2006 | 116.8307 | -901.5859 | -819.6742 | -923.6948 | -1935.0128 | -397.1883 | -282.1285 | -60.1425 | -76.8035 | -303.0146 | -26.1085
2027 | 5636 | MW | 238.2071 | 304.1967 | 389.7378 | 116.8307 | -804.1171 | -765.7483 | -862.9254 | -1725.8222 | -340.4471 | -263.5674 | -60.1425 | -76.8035 | -286.1805 | -24.7344
2027 | 5637 | MW | 693.6031 | 885.7492 | 1134.8247 | 346.9519 | -706.6484 | -701.0371 | -790.0021 | -1516.6316 | -304.3391 | -241.2941 | -57.9945 | -74.0605 | -269.3463 | -23.3602
2027 | 5638 | MW | 693.6031 | 885.7492 | 1134.8247 | 346.9519 | -609.1796 | -603.9705 | -680.6172 | -1307.441 | -263.0728 | -207.8841 | 0 | 0 | 0 | 1.3741
2027 | 5639 | MW | 665.5787 | 849.9613 | 1088.9732 | 329.2502 | -499.5273 | -506.9038 | -571.2323 | -1072.1017 | -216.6482 | -174.4742 | 12.8877 | 16.4579 | 50.5024 | 6.8707
2027 | 5640 | MW | 616.536 | 787.3326 | 1008.733 | 304.468 | -414.2422 | -431.4075 | -486.1551 | -889.0599 | -180.5401 | -148.4887 | 12.8877 | 16.4579 | 50.5024 | 5.4965
2027 | 5641 | MW | 560.4873 | 715.7569 | 917.03 | 276.1454 | -365.5078 | -377.4815 | -425.3857 | -784.4646 | -154.7487 | -129.9276 | 12.8877 | 16.4579 | 33.6683 | 10.9931
2027 | 5642 | MW | 490.4264 | 626.2873 | 813.8642 | 240.7421 | -341.1406 | -355.9112 | -401.078 | -732.167 | -144.4321 | -122.5031 | 10.7397 | 13.7149 | 33.6683 | 8.2448
2027 | 5643 | MW | 413.3594 | 527.8707 | 687.7725 | 205.3389 | -328.957 | -345.126 | -388.9241 | -706.0182 | -144.4321 | -118.7909 | 8.5918 | 10.9719 | 16.8341 | 6.8707
2027 | 5644 | MW | 350.3046 | 447.3481 | 573.1438 | 169.9356 | -328.957 | -345.126 | -388.9241 | -706.0182 | -144.4321 | -118.7909 | 8.5918 | 10.9719 | 16.8341 | 6.8707
2027 | 5645 | MW | 294.2558 | 375.7724 | 481.4408 | 141.613 | -353.3242 | -355.9112 | -401.078 | -758.3158 | -154.7487 | -122.5031 | 6.4438 | 8.2289 | 16.8341 | 5.4965
2027 | 5646 | MW | 245.2132 | 313.1436 | 412.6635 | 120.3711 | -402.0586 | -377.4815 | -425.3857 | -862.9111 | -185.6984 | -129.9276 | 6.4438 | 8.2289 | 16.8341 | 5.4965
2027 | 5647 | MW | 196.1706 | 250.5149 | 320.9605 | 99.1291 | -523.8945 | -485.3334 | -546.9245 | -1124.3993 | -237.2813 | -167.0497 | 6.4438 | 8.2289 | 16.8341 | 2.7483
2027 | 5648 | MW | 182.1584 | 232.621 | 309.4976 | 92.0485 | -694.4648 | -625.5408 | -704.925 | -1490.4828 | -304.3391 | -215.3086 | 6.4438 | 8.2289 | 16.8341 | 2.7483
2027 | 5649 | MW | 154.134 | 196.8331 | 252.1833 | 81.4275 | -828.4843 | -744.1779 | -838.6176 | -1778.1198 | -366.2386 | -256.1429 | 6.4438 | 8.2289 | 16.8341 | 4.1224
2027 | 5650 | MW | 147.1279 | 187.8862 | 240.7204 | 70.8065 | -938.1367 | -830.4594 | -935.8486 | -2013.4592 | -402.3466 | -285.8407 | 8.5918 | 10.9719 | 33.6683 | 4.1224
2027 | 5651 | MW | 147.1279 | 187.8862 | 252.1833 | 70.8065 | -1023.4218 | -895.1705 | -1008.7719 | -2196.501 | -428.138 | -308.114 | 8.5918 | 10.9719 | 33.6683 | 4.1224
2027 | 5652 | MW | 175.1523 | 223.674 | 298.0348 | 88.5081 | -1072.1562 | -949.0964 | -1069.5413 | -2301.0962 | -443.6129 | -326.6751 | 10.7397 | 13.7149 | 33.6683 | 4.1224
2027 | 5653 | MW | 203.1767 | 259.4619 | 332.4234 | 106.2098 | -1108.707 | -992.2372 | -1118.1568 | -2379.5427 | -453.9295 | -341.5239 | 10.7397 | 13.7149 | 50.5024 | 5.4965
2027 | 5654 | MW | 231.201 | 295.2497 | 378.2749 | 120.3711 | -1133.0741 | -1035.3779 | -1166.7723 | -2431.8404 | -464.2461 | -356.3728 | 12.8877 | 16.4579 | 50.5024 | 5.4965
2027 | 5655 | MW | 287.2497 | 366.8254 | 469.9779 | 141.613 | -1157.4413 | -1056.9483 | -1191.0801 | -2484.138 | -474.5626 | -363.7972 | 12.8877 | 16.4579 | 50.5024 | 5.4965
2027 | 5656 | MW | 154.134 | 196.8331 | 263.6461 | 74.3468 | -1157.4413 | -1067.7335 | -1203.234 | -2484.138 | -479.7209 | -367.5094 | 2.1479 | 2.743 | -16.8341 | 1.3741
2027 | 5657 | MW | 196.1706 | 250.5149 | 332.4234 | 95.5888 | -1133.0741 | -1046.1631 | -1178.9262 | -2431.8404 | -474.5626 | -360.085 | -57.9945 | -74.0605 | -336.6829 | -24.7344
2027 | 5658 | MW | 224.1949 | 286.3028 | 378.2749 | 109.7501 | -1035.6054 | -981.452 | -1106.0029 | -2222.6498 | -438.4546 | -337.8117 | -62.2904 | -79.5465 | -336.6829 | -26.1085
2027 | 5659 | MW | 238.2071 | 304.1967 | 401.2006 | 120.3711 | -901.5859 | -862.8149 | -972.3103 | -1935.0128 | -381.7134 | -296.9773 | -66.5863 | -85.0325 | -336.6829 | -26.1085
2027 | 5660 | MW | 238.2071 | 304.1967 | 389.7378 | 120.3711 | -804.1171 | -798.1038 | -899.387 | -1725.8222 | -335.2888 | -274.704 | -68.7343 | -87.7755 | -319.8488 | -26.1085
2027 | 5661 | MW | 686.597 | 876.8022 | 1123.3618 | 346.9519 | -706.6484 | -722.6075 | -814.3099 | -1516.6316 | -304.3391 | -248.7185 | -66.5863 | -85.0325 | -303.0146 | -26.1085
2027 | 5662 | MW | 686.597 | 876.8022 | 1123.3618 | 346.9519 | -609.1796 | -625.5408 | -704.925 | -1307.441 | -263.0728 | -215.3086 | 2.1479 | 2.743 | -16.8341 | 1.3741
2027 | 5663 | MW | 651.5665 | 832.0674 | 1054.5845 | 325.7099 | -499.5273 | -517.689 | -583.3862 | -1072.1017 | -216.6482 | -178.1864 | 17.1836 | 21.9439 | 50.5024 | 6.8707
2027 | 5664 | MW | 595.5178 | 760.4917 | 974.3444 | 297.3873 | -414.2422 | -431.4075 | -486.1551 | -889.0599 | -180.5401 | -148.4887 | 15.0356 | 19.2009 | 33.6683 | 6.8707
2027 | 5665 | MW | 539.469 | 688.916 | 882.6414 | 265.5244 | -365.5078 | -377.4815 | -425.3857 | -784.4646 | -154.7487 | -129.9276 | 12.8877 | 16.4579 | 33.6683 | 12.3672
2027 | 5666 | MW | 469.4081 | 599.4464 | 768.0127 | 230.1211 | -341.1406 | -355.9112 | -401.078 | -732.167 | -149.5904 | -122.5031 | 10.7397 | 13.7149 | 16.8341 | 10.9931
2027 | 5667 | MW | 392.3411 | 501.0298 | 641.921 | 191.1776 | -328.957 | -345.126 | -388.9241 | -706.0182 | -144.4321 | -118.7909 | 8.5918 | 10.9719 | 16.8341 | 9.6189
2027 | 5668 | MW | 322.2802 | 411.5602 | 538.7551 | 155.7743 | -328.957 | -345.126 | -388.9241 | -706.0182 | -144.4321 | -118.7909 | 6.4438 | 8.2289 | 16.8341 | 8.2448
2027 | 5669 | MW | 266.2315 | 339.9845 | 447.0521 | 127.4517 | -353.3242 | -355.9112 | -401.078 | -758.3158 | -154.7487 | -122.5031 | 6.4438 | 8.2289 | 16.8341 | 6.8707
2027 | 5670 | MW | 224.1949 | 286.3028 | 366.812 | 109.7501 | -402.0586 | -377.4815 | -425.3857 | -862.9111 | -185.6984 | -129.9276 | 6.4438 | 8.2289 | 16.8341 | 6.8707
2027 | 5671 | MW | 175.1523 | 223.674 | 298.0348 | 88.5081 | -523.8945 | -485.3334 | -546.9245 | -1124.3993 | -237.2813 | -167.0497 | 6.4438 | 8.2289 | 16.8341 | 2.7483
2027 | 5672 | MW | 168.1462 | 214.7271 | 286.5719 | 81.4275 | -670.0976 | -614.7556 | -692.7711 | -1438.1852 | -304.3391 | -211.5963 | 6.4438 | 8.2289 | 16.8341 | 2.7483
2027 | 5673 | MW | 147.1279 | 187.8862 | 240.7204 | 70.8065 | -804.1171 | -722.6075 | -814.3099 | -1725.8222 | -350.7637 | -248.7185 | 6.4438 | 8.2289 | 16.8341 | 4.1224
2027 | 5674 | MW | 140.1218 | 178.9392 | 229.2575 | 67.2662 | -913.7695 | -808.889 | -911.5409 | -1961.1616 | -386.8717 | -278.4162 | 8.5918 | 10.9719 | 33.6683 | 4.1224
2027 | 5675 | MW | 140.1218 | 178.9392 | 240.7204 | 67.2662 | -999.0546 | -873.6001 | -984.4642 | -2144.2033 | -422.9797 | -300.6895 | 8.5918 | 10.9719 | 33.6683 | 5.4965
2027 | 5676 | MW | 168.1462 | 214.7271 | 286.5719 | 81.4275 | -1059.9726 | -927.5261 | -1045.2336 | -2274.9474 | -438.4546 | -319.2506 | 10.7397 | 13.7149 | 33.6683 | 5.4965
2027 | 5677 | MW | 196.1706 | 250.5149 | 320.9605 | 99.1291 | -1096.5234 | -970.6668 | -1093.8491 | -2353.3939 | -453.9295 | -334.0995 | 10.7397 | 13.7149 | 50.5024 | 6.8707
2027 | 5678 | MW | 224.1949 | 286.3028 | 366.812 | 116.8307 | -1133.0741 | -1013.8076 | -1142.4646 | -2431.8404 | -459.0878 | -348.9484 | 12.8877 | 16.4579 | 50.5024 | 6.8707
2027 | 5679 | MW | 280.2437 | 357.8785 | 458.515 | 141.613 | -1145.2577 | -1035.3779 | -1166.7723 | -2457.9892 | -464.2461 | -356.3728 | 12.8877 | 16.4579 | 50.5024 | 8.2448
2027 | 5680 | MW | 161.1401 | 205.7801 | 263.6461 | 77.8872 | -1145.2577 | -1035.3779 | -1166.7723 | -2457.9892 | -464.2461 | -356.3728 | 0 | 0 | -16.8341 | 1.3741
2027 | 5681 | MW | 196.1706 | 250.5149 | 332.4234 | 95.5888 | -1120.8905 | -1013.8076 | -1142.4646 | -2405.6915 | -459.0878 | -348.9484 | -64.4384 | -82.2895 | -319.8488 | -28.8568
2027 | 5682 | MW | 231.201 | 295.2497 | 378.2749 | 113.2904 | -1011.2382 | -938.3113 | -1057.3874 | -2170.3521 | -422.9797 | -322.9628 | -68.7343 | -87.7755 | -319.8488 | -30.2309
2027 | 5683 | MW | 245.2132 | 313.1436 | 401.2006 | 120.3711 | -877.2187 | -819.6742 | -923.6948 | -1882.7151 | -366.2386 | -282.1285 | -73.0302 | -93.2614 | -319.8488 | -30.2309
2027 | 5684 | MW | 238.2071 | 304.1967 | 389.7378 | 120.3711 | -779.7499 | -744.1779 | -838.6176 | -1673.5245 | -330.1305 | -256.1429 | -73.0302 | -93.2614 | -303.0146 | -28.8568
2027 | 5685 | MW | 679.5909 | 867.8553 | 1111.8989 | 343.4115 | -694.4648 | -679.4668 | -765.6943 | -1490.4828 | -299.1808 | -233.8696 | -70.8822 | -90.5184 | -286.1805 | -27.4826
2027 | 5686 | MW | 679.5909 | 867.8553 | 1111.8989 | 343.4115 | -596.9961 | -593.1853 | -668.4633 | -1281.2922 | -257.9145 | -204.1719 | 2.1479 | 2.743 | -16.8341 | 1.3741
2027 | 5687 | MW | 644.5604 | 823.1204 | 1054.5845 | 322.1696 | -487.3437 | -506.9038 | -571.2323 | -1045.9528 | -216.6482 | -174.4742 | 17.1836 | 21.9439 | 50.5024 | 6.8707
2027 | 5688 | MW | 588.5117 | 751.5448 | 962.8815 | 293.847 | -414.2422 | -431.4075 | -486.1551 | -889.0599 | -180.5401 | -148.4887 | 15.0356 | 19.2009 | 33.6683 | 6.8707
2027 | 5689 | MW | 532.4629 | 679.9691 | 871.1785 | 261.9841 | -365.5078 | -377.4815 | -425.3857 | -784.4646 | -159.907 | -129.9276 | 12.8877 | 16.4579 | 50.5024 | 12.3672
2027 | 5690 | MW | 462.402 | 590.4994 | 756.5498 | 226.5808 | -341.1406 | -355.9112 | -401.078 | -732.167 | -149.5904 | -122.5031 | 10.7397 | 13.7149 | 50.5024 | 9.6189
2027 | 5691 | MW | 385.335 | 492.0829 | 630.4582 | 191.1776 | -328.957 | -345.126 | -388.9241 | -706.0182 | -144.4321 | -118.7909 | 8.5918 | 10.9719 | 33.6683 | 8.2448
2027 | 5692 | MW | 315.2741 | 402.6133 | 515.8294 | 152.234 | -328.957 | -345.126 | -388.9241 | -706.0182 | -149.5904 | -118.7909 | 8.5918 | 10.9719 | 33.6683 | 6.8707
2027 | 5693 | MW | 259.2254 | 331.0376 | 435.5893 | 123.9114 | -353.3242 | -355.9112 | -401.078 | -758.3158 | -159.907 | -122.5031 | 6.4438 | 8.2289 | 33.6683 | 6.8707
2027 | 5694 | MW | 217.1888 | 277.3558 | 355.3491 | 106.2098 | -402.0586 | -377.4815 | -425.3857 | -862.9111 | -190.8567 | -129.9276 | 6.4438 | 8.2289 | 33.6683 | 6.8707
2027 | 5695 | MW | 175.1523 | 223.674 | 286.5719 | 88.5081 | -523.8945 | -485.3334 | -546.9245 | -1124.3993 | -237.2813 | -167.0497 | 6.4438 | 8.2289 | 33.6683 | 2.7483
2027 | 5696 | MW | 161.1401 | 205.7801 | 275.109 | 81.4275 | -670.0976 | -603.9705 | -680.6172 | -1438.1852 | -299.1808 | -207.8841 | 8.5918 | 10.9719 | 33.6683 | 2.7483
2027 | 5697 | MW | 140.1218 | 178.9392 | 229.2575 | 70.8065 | -804.1171 | -711.8223 | -802.156 | -1725.8222 | -345.6054 | -245.0063 | 8.5918 | 10.9719 | 33.6683 | 2.7483
2027 | 5698 | MW | 133.1157 | 169.9923 | 229.2575 | 67.2662 | -913.7695 | -798.1038 | -899.387 | -1961.1616 | -381.7134 | -274.704 | 8.5918 | 10.9719 | 50.5024 | 4.1224
2027 | 5699 | MW | 140.1218 | 178.9392 | 240.7204 | 67.2662 | -999.0546 | -862.8149 | -972.3103 | -2144.2033 | -412.6632 | -296.9773 | 8.5918 | 10.9719 | 50.5024 | 4.1224
2027 | 5700 | MW | 168.1462 | 214.7271 | 286.5719 | 81.4275 | -1059.9726 | -905.9557 | -1020.9258 | -2274.9474 | -428.138 | -311.8262 | 8.5918 | 10.9719 | 67.3366 | 5.4965
2027 | 5701 | MW | 196.1706 | 250.5149 | 320.9605 | 99.1291 | -1096.5234 | -949.0964 | -1069.5413 | -2353.3939 | -438.4546 | -326.6751 | 10.7397 | 13.7149 | 67.3366 | 6.8707
2027 | 5702 | MW | 224.1949 | 286.3028 | 366.812 | 113.2904 | -1133.0741 | -981.452 | -1106.0029 | -2431.8404 | -443.6129 | -337.8117 | 12.8877 | 16.4579 | 84.1707 | 6.8707
2027 | 5703 | MW | 280.2437 | 357.8785 | 458.515 | 138.0727 | -1133.0741 | -1003.0224 | -1130.3107 | -2431.8404 | -438.4546 | -345.2361 | 15.0356 | 19.2009 | 84.1707 | 8.2448
2027 | 5704 | MW | 161.1401 | 205.7801 | 263.6461 | 77.8872 | -1120.8905 | -1003.0224 | -1130.3107 | -2405.6915 | -438.4546 | -345.2361 | 0 | 0 | 0 | 1.3741
2027 | 5705 | MW | 196.1706 | 250.5149 | 332.4234 | 99.1291 | -1096.5234 | -981.452 | -1106.0029 | -2353.3939 | -428.138 | -337.8117 | -68.7343 | -87.7755 | -370.3512 | -28.8568
2027 | 5706 | MW | 231.201 | 295.2497 | 389.7378 | 113.2904 | -999.0546 | -916.7409 | -1033.0797 | -2144.2033 | -392.03 | -315.5384 | -75.1781 | -96.0044 | -370.3512 | -30.2309
2027 | 5707 | MW | 245.2132 | 313.1436 | 401.2006 | 123.9114 | -865.0351 | -808.889 | -911.5409 | -1856.5663 | -340.4471 | -278.4162 | -79.474 | -101.4904 | -353.5171 | -30.2309
2027 | 5708 | MW | 245.2132 | 313.1436 | 401.2006 | 123.9114 | -767.5664 | -744.1779 | -838.6176 | -1647.3757 | -309.4974 | -256.1429 | -77.3261 | -98.7474 | -353.5171 | -28.8568
2027 | 5709 | MW | 679.5909 | 867.8553 | 1111.8989 | 339.8712 | -682.2812 | -679.4668 | -765.6943 | -1464.334 | -283.7059 | -233.8696 | -75.1781 | -96.0044 | -336.6829 | -27.4826
2027 | 5710 | MW | 679.5909 | 867.8553 | 1111.8989 | 339.8712 | -584.8125 | -593.1853 | -668.4633 | -1255.1434 | -247.5979 | -204.1719 | 0 | 0 | 0 | 1.3741
2027 | 5711 | MW | 644.5604 | 823.1204 | 1054.5845 | 322.1696 | -487.3437 | -496.1186 | -559.0784 | -1045.9528 | -206.3316 | -170.762 | 17.1836 | 21.9439 | 67.3366 | 6.8707
2027 | 5712 | MW | 588.5117 | 751.5448 | 962.8815 | 293.847 | -402.0586 | -420.6223 | -474.0013 | -862.9111 | -175.3818 | -144.7764 | 15.0356 | 19.2009 | 67.3366 | 6.8707
2027 | 5713 | MW | 532.4629 | 679.9691 | 871.1785 | 261.9841 | -353.3242 | -377.4815 | -425.3857 | -758.3158 | -154.7487 | -129.9276 | 10.7397 | 13.7149 | 33.6683 | 12.3672
2027 | 5714 | MW | 462.402 | 590.4994 | 756.5498 | 226.5808 | -341.1406 | -355.9112 | -401.078 | -732.167 | -144.4321 | -122.5031 | 8.5918 | 10.9719 | 33.6683 | 9.6189
2027 | 5715 | MW | 385.335 | 492.0829 | 630.4582 | 187.6372 | -328.957 | -345.126 | -388.9241 | -706.0182 | -139.2738 | -118.7909 | 8.5918 | 10.9719 | 33.6683 | 8.2448
2027 | 5716 | MW | 315.2741 | 402.6133 | 515.8294 | 152.234 | -328.957 | -345.126 | -388.9241 | -706.0182 | -144.4321 | -118.7909 | 6.4438 | 8.2289 | 16.8341 | 8.2448
2027 | 5717 | MW | 259.2254 | 331.0376 | 424.1264 | 123.9114 | -353.3242 | -355.9112 | -401.078 | -758.3158 | -154.7487 | -122.5031 | 6.4438 | 8.2289 | 16.8341 | 6.8707
2027 | 5718 | MW | 210.1827 | 268.4088 | 343.8863 | 102.6694 | -402.0586 | -366.6964 | -413.2319 | -862.9111 | -185.6984 | -126.2154 | 6.4438 | 8.2289 | 16.8341 | 6.8707
2027 | 5719 | MW | 168.1462 | 214.7271 | 286.5719 | 84.9678 | -523.8945 | -474.5482 | -534.7707 | -1124.3993 | -232.123 | -163.3375 | 6.4438 | 8.2289 | 16.8341 | 2.7483
2027 | 5720 | MW | 161.1401 | 205.7801 | 275.109 | 81.4275 | -670.0976 | -593.1853 | -668.4633 | -1438.1852 | -294.0225 | -204.1719 | 6.4438 | 8.2289 | 16.8341 | 4.1224
2027 | 5721 | MW | 140.1218 | 178.9392 | 229.2575 | 70.8065 | -791.9335 | -690.252 | -777.8482 | -1699.6734 | -335.2888 | -237.5819 | 8.5918 | 10.9719 | 16.8341 | 4.1224
2027 | 5722 | MW | 133.1157 | 169.9923 | 217.7946 | 67.2662 | -889.4023 | -776.5335 | -875.0793 | -1908.8639 | -366.2386 | -267.2796 | 8.5918 | 10.9719 | 33.6683 | 4.1224
2027 | 5723 | MW | 140.1218 | 178.9392 | 229.2575 | 67.2662 | -974.6874 | -841.2446 | -948.0025 | -2091.9057 | -392.03 | -289.5529 | 8.5918 | 10.9719 | 33.6683 | 4.1224
2027 | 5724 | MW | 168.1462 | 214.7271 | 286.5719 | 81.4275 | -1035.6054 | -884.3853 | -996.618 | -2222.6498 | -407.5049 | -304.4018 | 8.5918 | 10.9719 | 33.6683 | 5.4965
2027 | 5725 | MW | 196.1706 | 250.5149 | 320.9605 | 99.1291 | -1072.1562 | -927.5261 | -1045.2336 | -2301.0962 | -412.6632 | -319.2506 | 8.5918 | 10.9719 | 33.6683 | 5.4965
2027 | 5726 | MW | 224.1949 | 286.3028 | 366.812 | 116.8307 | -1108.707 | -970.6668 | -1093.8491 | -2379.5427 | -417.8214 | -334.0995 | 10.7397 | 13.7149 | 50.5024 | 6.8707
2027 | 5727 | MW | 280.2437 | 357.8785 | 458.515 | 141.613 | -1120.8905 | -992.2372 | -1118.1568 | -2405.6915 | -422.9797 | -341.5239 | 10.7397 | 13.7149 | 50.5024 | 6.8707
2027 | 5728 | MW | 161.1401 | 205.7801 | 263.6461 | 77.8872 | -1096.5234 | -992.2372 | -1118.1568 | -2353.3939 | -422.9797 | -341.5239 | 0 | 0 | -16.8341 | 1.3741
2027 | 5729 | MW | 203.1767 | 259.4619 | 332.4234 | 99.1291 | -1059.9726 | -981.452 | -1106.0029 | -2274.9474 | -417.8214 | -337.8117 | -47.2548 | -60.3456 | -303.0146 | -27.4826
2027 | 5730 | MW | 231.201 | 295.2497 | 389.7378 | 116.8307 | -974.6874 | -916.7409 | -1033.0797 | -2091.9057 | -381.7134 | -315.5384 | -53.6986 | -68.5746 | -319.8488 | -28.8568
2027 | 5731 | MW | 245.2132 | 313.1436 | 412.6635 | 123.9114 | -840.6679 | -808.889 | -911.5409 | -1804.2686 | -335.2888 | -278.4162 | -57.9945 | -74.0605 | -303.0146 | -30.2309
2027 | 5732 | MW | 245.2132 | 313.1436 | 401.2006 | 123.9114 | -743.1992 | -733.3927 | -826.4637 | -1595.0781 | -304.3391 | -252.4307 | -62.2904 | -79.5465 | -286.1805 | -28.8568
2027 | 5733 | MW | 679.5909 | 867.8553 | 1111.8989 | 339.8712 | -670.0976 | -657.8964 | -741.3866 | -1438.1852 | -278.5476 | -226.4452 | -60.1425 | -76.8035 | -269.3463 | -27.4826
2027 | 5734 | MW | 679.5909 | 867.8553 | 1111.8989 | 339.8712 | -584.8125 | -571.6149 | -644.1556 | -1255.1434 | -247.5979 | -196.7475 | 0 | 0 | -16.8341 | 1.3741
2027 | 5735 | MW | 644.5604 | 823.1204 | 1043.1217 | 322.1696 | -487.3437 | -485.3334 | -546.9245 | -1045.9528 | -206.3316 | -167.0497 | 15.0356 | 19.2009 | 33.6683 | 8.2448
2027 | 5736 | MW | 588.5117 | 751.5448 | 962.8815 | 293.847 | -402.0586 | -420.6223 | -474.0013 | -862.9111 | -175.3818 | -144.7764 | 12.8877 | 16.4579 | 33.6683 | 6.8707
2027 | 5737 | MW | 525.4569 | 671.0221 | 859.7157 | 265.5244 | -341.1406 | -366.6964 | -413.2319 | -732.167 | -149.5904 | -126.2154 | 10.7397 | 13.7149 | 16.8341 | 9.6189
2027 | 5738 | MW | 455.3959 | 581.5525 | 745.0869 | 226.5808 | -316.7734 | -345.126 | -388.9241 | -679.8693 | -139.2738 | -118.7909 | 8.5918 | 10.9719 | 16.8341 | 8.2448
2027 | 5739 | MW | 378.3289 | 483.1359 | 618.9953 | 187.6372 | -304.5898 | -334.3408 | -376.7702 | -653.7205 | -134.1155 | -115.0787 | 8.5918 | 10.9719 | 16.8341 | 6.8707
2027 | 5740 | MW | 315.2741 | 402.6133 | 515.8294 | 152.234 | -304.5898 | -323.5556 | -364.6164 | -653.7205 | -134.1155 | -111.3665 | 6.4438 | 8.2289 | 16.8341 | 6.8707
2027 | 5741 | MW | 266.2315 | 339.9845 | 447.0521 | 127.4517 | -316.7734 | -334.3408 | -376.7702 | -679.8693 | -139.2738 | -115.0787 | 6.4438 | 8.2289 | 16.8341 | 5.4965
2027 | 5742 | MW | 231.201 | 295.2497 | 389.7378 | 109.7501 | -341.1406 | -323.5556 | -364.6164 | -732.167 | -159.907 | -111.3665 | 6.4438 | 8.2289 | 16.8341 | 5.4965
2027 | 5743 | MW | 203.1767 | 259.4619 | 343.8863 | 95.5888 | -402.0586 | -388.2667 | -437.5396 | -862.9111 | -185.6984 | -133.6398 | 6.4438 | 8.2289 | 16.8341 | 2.7483
2027 | 5744 | MW | 189.1645 | 241.568 | 309.4976 | 88.5081 | -499.5273 | -463.763 | -522.6168 | -1072.1017 | -226.9647 | -159.6253 | 6.4438 | 8.2289 | 16.8341 | 2.7483
2027 | 5745 | MW | 175.1523 | 223.674 | 286.5719 | 84.9678 | -584.8125 | -528.4742 | -595.54 | -1255.1434 | -268.2311 | -181.8986 | 6.4438 | 8.2289 | 16.8341 | 2.7483
2027 | 5746 | MW | 189.1645 | 241.568 | 298.0348 | 99.1291 | -657.914 | -593.1853 | -668.4633 | -1412.0363 | -294.0225 | -204.1719 | 8.5918 | 10.9719 | 16.8341 | 4.1224
2027 | 5747 | MW | 217.1888 | 277.3558 | 355.3491 | 109.7501 | -718.832 | -647.1112 | -729.2327 | -1542.7804 | -314.6557 | -222.733 | 8.5918 | 10.9719 | 16.8341 | 4.1224
2027 | 5748 | MW | 273.2376 | 348.9315 | 447.0521 | 138.0727 | -779.7499 | -690.252 | -777.8482 | -1673.5245 | -324.9722 | -237.5819 | 8.5918 | 10.9719 | 16.8341 | 4.1224
2027 | 5749 | MW | 301.2619 | 384.7193 | 492.9036 | 155.7743 | -816.3007 | -722.6075 | -814.3099 | -1751.971 | -324.9722 | -248.7185 | 10.7397 | 13.7149 | 33.6683 | 4.1224
2027 | 5750 | MW | 329.2863 | 420.5072 | 538.7551 | 166.3953 | -852.8515 | -754.9631 | -850.7715 | -1830.4175 | -330.1305 | -259.8552 | 10.7397 | 13.7149 | 33.6683 | 5.4965
2027 | 5751 | MW | 147.1279 | 187.8862 | 240.7204 | 74.3468 | -877.2187 | -776.5335 | -875.0793 | -1882.7151 | -340.4471 | -267.2796 | 10.7397 | 13.7149 | 33.6683 | 5.4965
2027 | 5752 | MW | 161.1401 | 205.7801 | 263.6461 | 81.4275 | -889.4023 | -787.3186 | -887.2331 | -1908.8639 | -350.7637 | -270.9918 | 0 | 0 | 0 | 1.3741
2027 | 5753 | MW | 182.1584 | 232.621 | 298.0348 | 95.5888 | -865.0351 | -776.5335 | -875.0793 | -1856.5663 | -350.7637 | -267.2796 | -53.6986 | -68.5746 | -202.0097 | -19.2379
2027 | 5754 | MW | 189.1645 | 241.568 | 320.9605 | 95.5888 | -791.9335 | -733.3927 | -826.4637 | -1699.6734 | -324.9722 | -252.4307 | -55.8466 | -71.3176 | -218.8439 | -19.2379
2027 | 5755 | MW | 196.1706 | 250.5149 | 320.9605 | 99.1291 | -706.6484 | -668.6816 | -753.5405 | -1516.6316 | -294.0225 | -230.1574 | -57.9945 | -74.0605 | -218.8439 | -19.2379
2027 | 5756 | MW | 616.536 | 787.3326 | 997.2702 | 308.0083 | -657.914 | -636.326 | -717.0788 | -1412.0363 | -273.3893 | -219.0208 | -57.9945 | -74.0605 | -202.0097 | -19.2379
2027 | 5757 | MW | 609.53 | 778.3856 | 997.2702 | 308.0083 | -609.1796 | -603.9705 | -680.6172 | -1307.441 | -263.0728 | -207.8841 | -55.8466 | -71.3176 | -202.0097 | -17.8637
2027 | 5758 | MW | 595.5178 | 760.4917 | 962.8815 | 297.3873 | -536.0781 | -539.2593 | -607.6939 | -1150.5481 | -237.2813 | -185.6108 | 0 | 0 | 0 | 1.3741
2027 | 5759 | MW | 574.4995 | 733.6508 | 928.4929 | 290.3067 | -462.9765 | -463.763 | -522.6168 | -993.6552 | -201.1733 | -159.6253 | 12.8877 | 16.4579 | 33.6683 | 5.4965
2027 | 5760 | MW | 532.4629 | 679.9691 | 871.1785 | 265.5244 | -389.875 | -399.0519 | -449.6935 | -836.7623 | -170.2236 | -137.352 | 12.8877 | 16.4579 | 33.6683 | 5.4965
2027 | 5761 | MW | 476.4142 | 608.3934 | 779.4755 | 237.2018 | -341.1406 | -355.9112 | -401.078 | -732.167 | -149.5904 | -122.5031 | 8.5918 | 10.9719 | 67.3366 | 8.2448
2027 | 5762 | MW | 420.3655 | 536.8177 | 687.7725 | 205.3389 | -316.7734 | -334.3408 | -376.7702 | -679.8693 | -139.2738 | -115.0787 | 6.4438 | 8.2289 | 50.5024 | 8.2448
2027 | 5763 | MW | 364.3168 | 465.242 | 596.0695 | 180.5566 | -304.5898 | -323.5556 | -364.6164 | -653.7205 | -134.1155 | -111.3665 | 6.4438 | 8.2289 | 50.5024 | 6.8707
2027 | 5764 | MW | 322.2802 | 411.5602 | 527.2923 | 159.3146 | -304.5898 | -323.5556 | -364.6164 | -653.7205 | -134.1155 | -111.3665 | 6.4438 | 8.2289 | 50.5024 | 6.8707
2027 | 5765 | MW | 280.2437 | 357.8785 | 458.515 | 138.0727 | -304.5898 | -323.5556 | -364.6164 | -653.7205 | -139.2738 | -111.3665 | 6.4438 | 8.2289 | 50.5024 | 5.4965
2027 | 5766 | MW | 252.2193 | 322.0906 | 412.6635 | 123.9114 | -316.7734 | -301.9852 | -340.3086 | -679.8693 | -149.5904 | -103.9421 | 4.2959 | 5.486 | 50.5024 | 5.4965
2027 | 5767 | MW | 224.1949 | 286.3028 | 355.3491 | 109.7501 | -365.5078 | -345.126 | -388.9241 | -784.4646 | -170.2236 | -118.7909 | 6.4438 | 8.2289 | 50.5024 | 2.7483
2027 | 5768 | MW | 196.1706 | 250.5149 | 309.4976 | 99.1291 | -426.4258 | -388.2667 | -437.5396 | -915.2087 | -196.015 | -133.6398 | 6.4438 | 8.2289 | 50.5024 | 2.7483
2027 | 5769 | MW | 189.1645 | 241.568 | 298.0348 | 95.5888 | -487.3437 | -442.1927 | -498.309 | -1045.9528 | -221.8064 | -152.2009 | 6.4438 | 8.2289 | 50.5024 | 4.1224
2027 | 5770 | MW | 210.1827 | 268.4088 | 332.4234 | 109.7501 | -560.4453 | -496.1186 | -559.0784 | -1202.8458 | -242.4396 | -170.762 | 6.4438 | 8.2289 | 67.3366 | 4.1224
2027 | 5771 | MW | 231.201 | 295.2497 | 378.2749 | 120.3711 | -621.3632 | -539.2593 | -607.6939 | -1333.5899 | -263.0728 | -185.6108 | 6.4438 | 8.2289 | 67.3366 | 4.1224
2027 | 5772 | MW | 301.2619 | 384.7193 | 481.4408 | 155.7743 | -682.2812 | -582.4001 | -656.3094 | -1464.334 | -278.5476 | -200.4597 | 6.4438 | 8.2289 | 84.1707 | 4.1224
2027 | 5773 | MW | 329.2863 | 420.5072 | 527.2923 | 173.4759 | -731.0156 | -614.7556 | -692.7711 | -1568.9293 | -294.0225 | -211.5963 | 6.4438 | 8.2289 | 84.1707 | 4.1224
2027 | 5774 | MW | 350.3046 | 447.3481 | 561.6809 | 187.6372 | -779.7499 | -636.326 | -717.0788 | -1673.5245 | -309.4974 | -219.0208 | 8.5918 | 10.9719 | 101.0049 | 4.1224
2027 | 5775 | MW | 147.1279 | 187.8862 | 240.7204 | 70.8065 | -804.1171 | -657.8964 | -741.3866 | -1725.8222 | -324.9722 | -226.4452 | 8.5918 | 10.9719 | 117.839 | 5.4965
2027 | 5776 | MW | 161.1401 | 205.7801 | 263.6461 | 81.4275 | -816.3007 | -679.4668 | -765.6943 | -1751.971 | -335.2888 | -233.8696 | 0 | 0 | 67.3366 | 1.3741
2027 | 5777 | MW | 175.1523 | 223.674 | 286.5719 | 88.5081 | -816.3007 | -701.0371 | -790.0021 | -1751.971 | -340.4471 | -241.2941 | -42.9589 | -54.8597 | -202.0097 | -16.4896
2027 | 5778 | MW | 182.1584 | 232.621 | 298.0348 | 92.0485 | -779.7499 | -679.4668 | -765.6943 | -1673.5245 | -324.9722 | -233.8696 | -47.2548 | -60.3456 | -202.0097 | -17.8637
2027 | 5779 | MW | 182.1584 | 232.621 | 298.0348 | 92.0485 | -718.832 | -657.8964 | -741.3866 | -1542.7804 | -304.3391 | -226.4452 | -51.5507 | -65.8316 | -185.1756 | -17.8637
2027 | 5780 | MW | 609.53 | 778.3856 | 997.2702 | 308.0083 | -682.2812 | -636.326 | -717.0788 | -1464.334 | -288.8642 | -219.0208 | -55.8466 | -71.3176 | -185.1756 | -17.8637
2027 | 5781 | MW | 609.53 | 778.3856 | 997.2702 | 304.468 | -633.5468 | -603.9705 | -680.6172 | -1359.7387 | -273.3893 | -207.8841 | -55.8466 | -71.3176 | -168.3415 | -16.4896
2027 | 5782 | MW | 595.5178 | 760.4917 | 974.3444 | 293.847 | -560.4453 | -539.2593 | -607.6939 | -1202.8458 | -242.4396 | -185.6108 | 0 | 0 | 50.5024 | 1.3741
2027 | 5783 | MW | 567.4934 | 724.7039 | 939.9558 | 279.6857 | -475.1601 | -463.763 | -522.6168 | -1019.804 | -206.3316 | -159.6253 | 12.8877 | 16.4579 | 101.0049 | 5.4965
2027 | 5784 | MW | 525.4569 | 671.0221 | 871.1785 | 261.9841 | -389.875 | -399.0519 | -449.6935 | -836.7623 | -170.2236 | -137.352 | 10.7397 | 13.7149 | 84.1707 | 5.4965
2027 | 5785 | MW | 469.4081 | 599.4464 | 779.4755 | 233.6615 | -353.3242 | -366.6964 | -413.2319 | -758.3158 | -154.7487 | -126.2154 | 8.5918 | 10.9719 | 33.6683 | 10.9931
2027 | 5786 | MW | 413.3594 | 527.8707 | 676.3097 | 205.3389 | -328.957 | -345.126 | -388.9241 | -706.0182 | -149.5904 | -118.7909 | 6.4438 | 8.2289 | 33.6683 | 8.2448
2027 | 5787 | MW | 357.3107 | 456.295 | 584.6066 | 177.0163 | -316.7734 | -334.3408 | -376.7702 | -679.8693 | -144.4321 | -115.0787 | 6.4438 | 8.2289 | 33.6683 | 6.8707
2027 | 5788 | MW | 308.268 | 393.6663 | 515.8294 | 152.234 | -316.7734 | -334.3408 | -376.7702 | -679.8693 | -144.4321 | -115.0787 | 4.2959 | 5.486 | 33.6683 | 6.8707
2027 | 5789 | MW | 273.2376 | 348.9315 | 458.515 | 134.5324 | -341.1406 | -345.126 | -388.9241 | -732.167 | -154.7487 | -118.7909 | 4.2959 | 5.486 | 16.8341 | 6.8707
2027 | 5790 | MW | 245.2132 | 313.1436 | 401.2006 | 120.3711 | -402.0586 | -366.6964 | -413.2319 | -862.9111 | -185.6984 | -126.2154 | 4.2959 | 5.486 | 16.8341 | 5.4965
2027 | 5791 | MW | 210.1827 | 268.4088 | 343.8863 | 109.7501 | -511.7109 | -474.5482 | -534.7707 | -1098.2505 | -237.2813 | -163.3375 | 4.2959 | 5.486 | 33.6683 | 2.7483
2027 | 5792 | MW | 189.1645 | 241.568 | 309.4976 | 99.1291 | -670.0976 | -593.1853 | -668.4633 | -1438.1852 | -299.1808 | -204.1719 | 4.2959 | 5.486 | 33.6683 | 2.7483
2027 | 5793 | MW | 175.1523 | 223.674 | 286.5719 | 92.0485 | -791.9335 | -701.0371 | -790.0021 | -1699.6734 | -350.7637 | -241.2941 | 6.4438 | 8.2289 | 33.6683 | 2.7483
2027 | 5794 | MW | 168.1462 | 214.7271 | 275.109 | 88.5081 | -901.5859 | -787.3186 | -887.2331 | -1935.0128 | -397.1883 | -270.9918 | 6.4438 | 8.2289 | 33.6683 | 4.1224
2027 | 5795 | MW | 168.1462 | 214.7271 | 275.109 | 84.9678 | -999.0546 | -862.8149 | -972.3103 | -2144.2033 | -428.138 | -296.9773 | 6.4438 | 8.2289 | 33.6683 | 4.1224
2027 | 5796 | MW | 189.1645 | 241.568 | 309.4976 | 95.5888 | -1059.9726 | -916.7409 | -1033.0797 | -2274.9474 | -448.7712 | -315.5384 | 6.4438 | 8.2289 | 33.6683 | 4.1224
2027 | 5797 | MW | 217.1888 | 277.3558 | 355.3491 | 109.7501 | -1096.5234 | -959.8816 | -1081.6952 | -2353.3939 | -464.2461 | -330.3873 | 6.4438 | 8.2289 | 50.5024 | 5.4965
2027 | 5798 | MW | 245.2132 | 313.1436 | 401.2006 | 123.9114 | -1120.8905 | -1003.0224 | -1130.3107 | -2405.6915 | -474.5626 | -345.2361 | 6.4438 | 8.2289 | 50.5024 | 5.4965
2027 | 5799 | MW | 294.2558 | 375.7724 | 481.4408 | 145.1533 | -1133.0741 | -1024.5927 | -1154.6185 | -2431.8404 | -479.7209 | -352.6606 | 8.5918 | 10.9719 | 67.3366 | 6.8707
2027 | 5800 | MW | 154.134 | 196.8331 | 263.6461 | 74.3468 | -1120.8905 | -1024.5927 | -1154.6185 | -2405.6915 | -479.7209 | -352.6606 | -2.1479 | -2.743 | 0 | 0
2027 | 5801 | MW | 189.1645 | 241.568 | 320.9605 | 95.5888 | -1096.5234 | -1013.8076 | -1142.4646 | -2353.3939 | -474.5626 | -348.9484 | -47.2548 | -60.3456 | -286.1805 | -26.1085
2027 | 5802 | MW | 224.1949 | 286.3028 | 378.2749 | 109.7501 | -1011.2382 | -938.3113 | -1057.3874 | -2170.3521 | -443.6129 | -322.9628 | -51.5507 | -65.8316 | -286.1805 | -26.1085
2027 | 5803 | MW | 238.2071 | 304.1967 | 389.7378 | 120.3711 | -877.2187 | -808.889 | -911.5409 | -1882.7151 | -386.8717 | -278.4162 | -57.9945 | -74.0605 | -286.1805 | -27.4826
2027 | 5804 | MW | 238.2071 | 304.1967 | 389.7378 | 116.8307 | -779.7499 | -744.1779 | -838.6176 | -1673.5245 | -335.2888 | -256.1429 | -60.1425 | -76.8035 | -269.3463 | -27.4826
2027 | 5805 | MW | 693.6031 | 885.7492 | 1134.8247 | 346.9519 | -694.4648 | -668.6816 | -753.5405 | -1490.4828 | -304.3391 | -230.1574 | -60.1425 | -76.8035 | -269.3463 | -26.1085
2027 | 5806 | MW | 693.6031 | 885.7492 | 1134.8247 | 346.9519 | -596.9961 | -593.1853 | -668.4633 | -1281.2922 | -263.0728 | -204.1719 | -2.1479 | -2.743 | 0 | 0
2027 | 5807 | MW | 665.5787 | 849.9613 | 1088.9732 | 329.2502 | -499.5273 | -496.1186 | -559.0784 | -1072.1017 | -216.6482 | -170.762 | 10.7397 | 13.7149 | 50.5024 | 6.8707
2027 | 5808 | MW | 609.53 | 778.3856 | 997.2702 | 304.468 | -414.2422 | -431.4075 | -486.1551 | -889.0599 | -180.5401 | -148.4887 | 10.7397 | 13.7149 | 50.5024 | 5.4965
2027 | 5809 | MW | 560.4873 | 715.7569 | 917.03 | 276.1454 | -365.5078 | -377.4815 | -425.3857 | -784.4646 | -159.907 | -129.9276 | 10.7397 | 13.7149 | 50.5024 | 10.9931
2027 | 5810 | MW | 490.4264 | 626.2873 | 813.8642 | 240.7421 | -341.1406 | -355.9112 | -401.078 | -732.167 | -149.5904 | -122.5031 | 8.5918 | 10.9719 | 33.6683 | 9.6189
2027 | 5811 | MW | 413.3594 | 527.8707 | 687.7725 | 201.7985 | -328.957 | -334.3408 | -376.7702 | -706.0182 | -144.4321 | -115.0787 | 6.4438 | 8.2289 | 33.6683 | 8.2448
2027 | 5812 | MW | 343.2985 | 438.4011 | 573.1438 | 166.3953 | -328.957 | -334.3408 | -376.7702 | -706.0182 | -144.4321 | -115.0787 | 6.4438 | 8.2289 | 33.6683 | 8.2448
2027 | 5813 | MW | 294.2558 | 375.7724 | 492.9036 | 138.0727 | -353.3242 | -355.9112 | -401.078 | -758.3158 | -154.7487 | -122.5031 | 6.4438 | 8.2289 | 33.6683 | 6.8707
2027 | 5814 | MW | 245.2132 | 313.1436 | 401.2006 | 120.3711 | -414.2422 | -366.6964 | -413.2319 | -889.0599 | -185.6984 | -126.2154 | 6.4438 | 8.2289 | 33.6683 | 6.8707
2027 | 5815 | MW | 196.1706 | 250.5149 | 320.9605 | 95.5888 | -523.8945 | -474.5482 | -534.7707 | -1124.3993 | -237.2813 | -163.3375 | 6.4438 | 8.2289 | 33.6683 | 2.7483
2027 | 5816 | MW | 182.1584 | 232.621 | 298.0348 | 88.5081 | -670.0976 | -593.1853 | -668.4633 | -1438.1852 | -299.1808 | -204.1719 | 6.4438 | 8.2289 | 33.6683 | 4.1224
2027 | 5817 | MW | 154.134 | 196.8331 | 252.1833 | 74.3468 | -791.9335 | -701.0371 | -790.0021 | -1699.6734 | -355.922 | -241.2941 | 6.4438 | 8.2289 | 33.6683 | 4.1224
2027 | 5818 | MW | 147.1279 | 187.8862 | 240.7204 | 70.8065 | -889.4023 | -798.1038 | -899.387 | -1908.8639 | -402.3466 | -274.704 | 6.4438 | 8.2289 | 33.6683 | 4.1224
2027 | 5819 | MW | 147.1279 | 187.8862 | 240.7204 | 70.8065 | -974.6874 | -873.6001 | -984.4642 | -2091.9057 | -438.4546 | -300.6895 | 6.4438 | 8.2289 | 50.5024 | 4.1224
2027 | 5820 | MW | 175.1523 | 223.674 | 286.5719 | 84.9678 | -1035.6054 | -927.5261 | -1045.2336 | -2222.6498 | -459.0878 | -319.2506 | 6.4438 | 8.2289 | 50.5024 | 5.4965
2027 | 5821 | MW | 203.1767 | 259.4619 | 332.4234 | 102.6694 | -1072.1562 | -981.452 | -1106.0029 | -2301.0962 | -474.5626 | -337.8117 | 8.5918 | 10.9719 | 50.5024 | 5.4965
2027 | 5822 | MW | 231.201 | 295.2497 | 378.2749 | 116.8307 | -1108.707 | -1024.5927 | -1154.6185 | -2379.5427 | -479.7209 | -352.6606 | 8.5918 | 10.9719 | 67.3366 | 5.4965
2027 | 5823 | MW | 280.2437 | 357.8785 | 469.9779 | 141.613 | -1108.707 | -1046.1631 | -1178.9262 | -2379.5427 | -484.8792 | -360.085 | 10.7397 | 13.7149 | 67.3366 | 5.4965
2027 | 5824 | MW | 154.134 | 196.8331 | 263.6461 | 74.3468 | -1108.707 | -1046.1631 | -1178.9262 | -2379.5427 | -490.0375 | -360.085 | 0 | 0 | 0 | 1.3741
2027 | 5825 | MW | 196.1706 | 250.5149 | 320.9605 | 95.5888 | -1072.1562 | -1024.5927 | -1154.6185 | -2301.0962 | -484.8792 | -352.6606 | -51.5507 | -65.8316 | -319.8488 | -21.9861
2027 | 5826 | MW | 224.1949 | 286.3028 | 378.2749 | 109.7501 | -974.6874 | -949.0964 | -1069.5413 | -2091.9057 | -443.6129 | -326.6751 | -57.9945 | -74.0605 | -336.6829 | -24.7344
2027 | 5827 | MW | 238.2071 | 304.1967 | 401.2006 | 120.3711 | -852.8515 | -819.6742 | -923.6948 | -1830.4175 | -381.7134 | -282.1285 | -62.2904 | -79.5465 | -336.6829 | -26.1085
2027 | 5828 | MW | 238.2071 | 304.1967 | 389.7378 | 116.8307 | -767.5664 | -744.1779 | -838.6176 | -1647.3757 | -335.2888 | -256.1429 | -66.5863 | -85.0325 | -336.6829 | -26.1085
2027 | 5829 | MW | 679.5909 | 867.8553 | 1111.8989 | 343.4115 | -694.4648 | -679.4668 | -765.6943 | -1490.4828 | -304.3391 | -233.8696 | -64.4384 | -82.2895 | -319.8488 | -24.7344
2027 | 5830 | MW | 679.5909 | 867.8553 | 1111.8989 | 343.4115 | -596.9961 | -582.4001 | -656.3094 | -1281.2922 | -263.0728 | -200.4597 | 0 | 0 | 0 | 1.3741
2027 | 5831 | MW | 644.5604 | 823.1204 | 1054.5845 | 325.7099 | -499.5273 | -496.1186 | -559.0784 | -1072.1017 | -216.6482 | -170.762 | 15.0356 | 19.2009 | 67.3366 | 6.8707
2027 | 5832 | MW | 588.5117 | 751.5448 | 962.8815 | 297.3873 | -414.2422 | -420.6223 | -474.0013 | -889.0599 | -180.5401 | -144.7764 | 12.8877 | 16.4579 | 50.5024 | 5.4965
2027 | 5833 | MW | 532.4629 | 679.9691 | 871.1785 | 269.0647 | -365.5078 | -377.4815 | -425.3857 | -784.4646 | -159.907 | -129.9276 | 8.5918 | 10.9719 | 33.6683 | 10.9931
2027 | 5834 | MW | 462.402 | 590.4994 | 756.5498 | 233.6615 | -341.1406 | -355.9112 | -401.078 | -732.167 | -149.5904 | -122.5031 | 6.4438 | 8.2289 | 33.6683 | 8.2448
2027 | 5835 | MW | 385.335 | 492.0829 | 630.4582 | 194.7179 | -341.1406 | -345.126 | -388.9241 | -732.167 | -144.4321 | -118.7909 | 6.4438 | 8.2289 | 16.8341 | 6.8707
2027 | 5836 | MW | 322.2802 | 411.5602 | 515.8294 | 162.855 | -341.1406 | -345.126 | -388.9241 | -732.167 | -144.4321 | -118.7909 | 6.4438 | 8.2289 | 16.8341 | 6.8707
2027 | 5837 | MW | 266.2315 | 339.9845 | 435.5893 | 134.5324 | -365.5078 | -355.9112 | -401.078 | -784.4646 | -154.7487 | -122.5031 | 4.2959 | 5.486 | 16.8341 | 5.4965
2027 | 5838 | MW | 217.1888 | 277.3558 | 355.3491 | 106.2098 | -414.2422 | -366.6964 | -413.2319 | -889.0599 | -190.8567 | -126.2154 | 4.2959 | 5.486 | 16.8341 | 5.4965
2027 | 5839 | MW | 168.1462 | 214.7271 | 286.5719 | 84.9678 | -523.8945 | -474.5482 | -534.7707 | -1124.3993 | -237.2813 | -163.3375 | 4.2959 | 5.486 | 16.8341 | 2.7483
2027 | 5840 | MW | 154.134 | 196.8331 | 252.1833 | 74.3468 | -670.0976 | -593.1853 | -668.4633 | -1438.1852 | -304.3391 | -204.1719 | 4.2959 | 5.486 | 16.8341 | 2.7483
2027 | 5841 | MW | 126.1096 | 161.0453 | 217.7946 | 67.2662 | -791.9335 | -690.252 | -777.8482 | -1699.6734 | -355.922 | -237.5819 | 4.2959 | 5.486 | 16.8341 | 2.7483
2027 | 5842 | MW | 126.1096 | 161.0453 | 206.3318 | 67.2662 | -901.5859 | -787.3186 | -887.2331 | -1935.0128 | -397.1883 | -270.9918 | 6.4438 | 8.2289 | 33.6683 | 4.1224
2027 | 5843 | MW | 133.1157 | 169.9923 | 217.7946 | 67.2662 | -974.6874 | -862.8149 | -972.3103 | -2091.9057 | -433.2963 | -296.9773 | 6.4438 | 8.2289 | 33.6683 | 4.1224
2027 | 5844 | MW | 161.1401 | 205.7801 | 275.109 | 81.4275 | -1035.6054 | -916.7409 | -1033.0797 | -2222.6498 | -453.9295 | -315.5384 | 8.5918 | 10.9719 | 33.6683 | 5.4965
2027 | 5845 | MW | 196.1706 | 250.5149 | 332.4234 | 95.5888 | -1059.9726 | -959.8816 | -1081.6952 | -2274.9474 | -469.4043 | -330.3873 | 8.5918 | 10.9719 | 50.5024 | 5.4965
2027 | 5846 | MW | 224.1949 | 286.3028 | 378.2749 | 113.2904 | -1096.5234 | -992.2372 | -1118.1568 | -2353.3939 | -479.7209 | -341.5239 | 8.5918 | 10.9719 | 50.5024 | 6.8707
2027 | 5847 | MW | 280.2437 | 357.8785 | 458.515 | 141.613 | -1108.707 | -992.2372 | -1118.1568 | -2379.5427 | -484.8792 | -341.5239 | 10.7397 | 13.7149 | 67.3366 | 6.8707
2027 | 5848 | MW | 147.1279 | 187.8862 | 252.1833 | 70.8065 | -1108.707 | -992.2372 | -1118.1568 | -2379.5427 | -484.8792 | -341.5239 | -2.1479 | -2.743 | -16.8341 | 0
2027 | 5849 | MW | 189.1645 | 241.568 | 309.4976 | 92.0485 | -1072.1562 | -959.8816 | -1081.6952 | -2301.0962 | -474.5626 | -330.3873 | -60.1425 | -76.8035 | -336.6829 | -34.3533
2027 | 5850 | MW | 217.1888 | 277.3558 | 366.812 | 106.2098 | -986.871 | -895.1705 | -1008.7719 | -2118.0545 | -443.6129 | -308.114 | -66.5863 | -85.0325 | -336.6829 | -34.3533
2027 | 5851 | MW | 231.201 | 295.2497 | 389.7378 | 113.2904 | -865.0351 | -787.3186 | -887.2331 | -1856.5663 | -386.8717 | -270.9918 | -70.8822 | -90.5184 | -336.6829 | -34.3533
2027 | 5852 | MW | 231.201 | 295.2497 | 378.2749 | 113.2904 | -779.7499 | -722.6075 | -814.3099 | -1673.5245 | -340.4471 | -248.7185 | -70.8822 | -90.5184 | -336.6829 | -32.9792
2027 | 5853 | MW | 679.5909 | 867.8553 | 1111.8989 | 343.4115 | -706.6484 | -668.6816 | -753.5405 | -1516.6316 | -309.4974 | -230.1574 | -68.7343 | -87.7755 | -336.6829 | -31.605
2027 | 5854 | MW | 679.5909 | 867.8553 | 1111.8989 | 343.4115 | -596.9961 | -582.4001 | -656.3094 | -1281.2922 | -268.2311 | -200.4597 | -2.1479 | -2.743 | -16.8341 | 0
2027 | 5855 | MW | 644.5604 | 823.1204 | 1054.5845 | 322.1696 | -499.5273 | -496.1186 | -559.0784 | -1072.1017 | -221.8064 | -170.762 | 12.8877 | 16.4579 | 50.5024 | 6.8707
2027 | 5856 | MW | 588.5117 | 751.5448 | 962.8815 | 297.3873 | -414.2422 | -420.6223 | -474.0013 | -889.0599 | -185.6984 | -144.7764 | 10.7397 | 13.7149 | 50.5024 | 5.4965
2027 | 5857 | MW | 532.4629 | 679.9691 | 871.1785 | 269.0647 | -377.6914 | -377.4815 | -425.3857 | -810.6135 | -165.0653 | -129.9276 | 8.5918 | 10.9719 | 33.6683 | 12.3672
2027 | 5858 | MW | 462.402 | 590.4994 | 756.5498 | 233.6615 | -353.3242 | -355.9112 | -401.078 | -758.3158 | -154.7487 | -122.5031 | 6.4438 | 8.2289 | 33.6683 | 10.9931
2027 | 5859 | MW | 385.335 | 492.0829 | 630.4582 | 194.7179 | -341.1406 | -345.126 | -388.9241 | -732.167 | -149.5904 | -118.7909 | 6.4438 | 8.2289 | 33.6683 | 9.6189
2027 | 5860 | MW | 315.2741 | 402.6133 | 515.8294 | 159.3146 | -341.1406 | -345.126 | -388.9241 | -732.167 | -149.5904 | -118.7909 | 6.4438 | 8.2289 | 33.6683 | 8.2448
2027 | 5861 | MW | 259.2254 | 331.0376 | 424.1264 | 130.992 | -365.5078 | -355.9112 | -401.078 | -784.4646 | -159.907 | -122.5031 | 4.2959 | 5.486 | 16.8341 | 8.2448
2027 | 5862 | MW | 210.1827 | 268.4088 | 343.8863 | 102.6694 | -414.2422 | -366.6964 | -413.2319 | -889.0599 | -196.015 | -126.2154 | 4.2959 | 5.486 | 33.6683 | 8.2448
2027 | 5863 | MW | 168.1462 | 214.7271 | 286.5719 | 81.4275 | -523.8945 | -474.5482 | -534.7707 | -1124.3993 | -247.5979 | -163.3375 | 4.2959 | 5.486 | 33.6683 | 4.1224
2027 | 5864 | MW | 154.134 | 196.8331 | 252.1833 | 74.3468 | -670.0976 | -603.9705 | -680.6172 | -1438.1852 | -314.6557 | -207.8841 | 6.4438 | 8.2289 | 33.6683 | 4.1224
2027 | 5865 | MW | 126.1096 | 161.0453 | 217.7946 | 67.2662 | -791.9335 | -711.8223 | -802.156 | -1699.6734 | -366.2386 | -245.0063 | 6.4438 | 8.2289 | 33.6683 | 4.1224
2027 | 5866 | MW | 126.1096 | 161.0453 | 206.3318 | 63.7259 | -877.2187 | -808.889 | -911.5409 | -1882.7151 | -407.5049 | -278.4162 | 6.4438 | 8.2289 | 33.6683 | 4.1224
2027 | 5867 | MW | 133.1157 | 169.9923 | 229.2575 | 67.2662 | -962.5038 | -884.3853 | -996.618 | -2065.7569 | -438.4546 | -304.4018 | 6.4438 | 8.2289 | 33.6683 | 5.4965
2027 | 5868 | MW | 168.1462 | 214.7271 | 275.109 | 81.4275 | -1011.2382 | -916.7409 | -1033.0797 | -2170.3521 | -453.9295 | -315.5384 | 6.4438 | 8.2289 | 33.6683 | 5.4965
2027 | 5869 | MW | 196.1706 | 250.5149 | 332.4234 | 95.5888 | -1047.789 | -938.3113 | -1057.3874 | -2248.7986 | -464.2461 | -322.9628 | 6.4438 | 8.2289 | 50.5024 | 6.8707
2027 | 5870 | MW | 224.1949 | 286.3028 | 378.2749 | 113.2904 | -1084.3398 | -970.6668 | -1093.8491 | -2327.2451 | -474.5626 | -334.0995 | 6.4438 | 8.2289 | 67.3366 | 6.8707
2027 | 5871 | MW | 280.2437 | 357.8785 | 458.515 | 141.613 | -1096.5234 | -992.2372 | -1118.1568 | -2353.3939 | -479.7209 | -341.5239 | 8.5918 | 10.9719 | 67.3366 | 8.2448
2027 | 5872 | MW | 154.134 | 196.8331 | 263.6461 | 74.3468 | -1096.5234 | -981.452 | -1106.0029 | -2353.3939 | -474.5626 | -337.8117 | -2.1479 | -2.743 | 0 | 1.3741
2027 | 5873 | MW | 196.1706 | 250.5149 | 320.9605 | 95.5888 | -1059.9726 | -970.6668 | -1093.8491 | -2274.9474 | -464.2461 | -334.0995 | -47.2548 | -60.3456 | -303.0146 | -28.8568
2027 | 5874 | MW | 224.1949 | 286.3028 | 366.812 | 113.2904 | -974.6874 | -905.9557 | -1020.9258 | -2091.9057 | -428.138 | -311.8262 | -53.6986 | -68.5746 | -303.0146 | -28.8568
2027 | 5875 | MW | 238.2071 | 304.1967 | 389.7378 | 120.3711 | -840.6679 | -787.3186 | -887.2331 | -1804.2686 | -371.3968 | -270.9918 | -57.9945 | -74.0605 | -286.1805 | -28.8568
2027 | 5876 | MW | 238.2071 | 304.1967 | 389.7378 | 116.8307 | -767.5664 | -733.3927 | -826.4637 | -1647.3757 | -330.1305 | -252.4307 | -60.1425 | -76.8035 | -286.1805 | -27.4826
2027 | 5877 | MW | 679.5909 | 867.8553 | 1111.8989 | 343.4115 | -694.4648 | -668.6816 | -753.5405 | -1490.4828 | -304.3391 | -230.1574 | -60.1425 | -76.8035 | -286.1805 | -26.1085
2027 | 5878 | MW | 679.5909 | 867.8553 | 1100.436 | 343.4115 | -596.9961 | -582.4001 | -656.3094 | -1281.2922 | -263.0728 | -200.4597 | -2.1479 | -2.743 | 0 | 1.3741
2027 | 5879 | MW | 637.5543 | 814.1735 | 1043.1217 | 322.1696 | -499.5273 | -496.1186 | -559.0784 | -1072.1017 | -216.6482 | -170.762 | 10.7397 | 13.7149 | 50.5024 | 6.8707
2027 | 5880 | MW | 588.5117 | 751.5448 | 951.4187 | 293.847 | -414.2422 | -420.6223 | -474.0013 | -889.0599 | -180.5401 | -144.7764 | 10.7397 | 13.7149 | 50.5024 | 6.8707
2027 | 5881 | MW | 525.4569 | 671.0221 | 859.7157 | 265.5244 | -365.5078 | -377.4815 | -425.3857 | -784.4646 | -159.907 | -129.9276 | 10.7397 | 13.7149 | 33.6683 | 10.9931
2027 | 5882 | MW | 462.402 | 590.4994 | 745.0869 | 230.1211 | -341.1406 | -355.9112 | -401.078 | -732.167 | -149.5904 | -122.5031 | 8.5918 | 10.9719 | 33.6683 | 8.2448
2027 | 5883 | MW | 378.3289 | 483.1359 | 618.9953 | 191.1776 | -328.957 | -334.3408 | -376.7702 | -706.0182 | -144.4321 | -115.0787 | 6.4438 | 8.2289 | 33.6683 | 6.8707
2027 | 5884 | MW | 315.2741 | 402.6133 | 504.3665 | 159.3146 | -341.1406 | -334.3408 | -376.7702 | -732.167 | -144.4321 | -115.0787 | 6.4438 | 8.2289 | 33.6683 | 6.8707
2027 | 5885 | MW | 252.2193 | 322.0906 | 412.6635 | 127.4517 | -353.3242 | -345.126 | -388.9241 | -758.3158 | -154.7487 | -118.7909 | 6.4438 | 8.2289 | 33.6683 | 5.4965
2027 | 5886 | MW | 203.1767 | 259.4619 | 332.4234 | 102.6694 | -402.0586 | -366.6964 | -413.2319 | -862.9111 | -185.6984 | -126.2154 | 6.4438 | 8.2289 | 33.6683 | 5.4965
2027 | 5887 | MW | 161.1401 | 205.7801 | 275.109 | 77.8872 | -511.7109 | -463.763 | -522.6168 | -1098.2505 | -232.123 | -159.6253 | 6.4438 | 8.2289 | 33.6683 | 2.7483
2027 | 5888 | MW | 147.1279 | 187.8862 | 252.1833 | 74.3468 | -645.7304 | -593.1853 | -668.4633 | -1385.8875 | -294.0225 | -204.1719 | 6.4438 | 8.2289 | 33.6683 | 2.7483
2027 | 5889 | MW | 126.1096 | 161.0453 | 206.3318 | 63.7259 | -767.5664 | -701.0371 | -790.0021 | -1647.3757 | -340.4471 | -241.2941 | 6.4438 | 8.2289 | 33.6683 | 2.7483
2027 | 5890 | MW | 119.1036 | 152.0983 | 194.8689 | 63.7259 | -877.2187 | -787.3186 | -887.2331 | -1882.7151 | -376.5551 | -270.9918 | 6.4438 | 8.2289 | 33.6683 | 4.1224
2027 | 5891 | MW | 133.1157 | 169.9923 | 217.7946 | 70.8065 | -950.3202 | -862.8149 | -972.3103 | -2039.608 | -407.5049 | -296.9773 | 6.4438 | 8.2289 | 33.6683 | 4.1224
2027 | 5892 | MW | 161.1401 | 205.7801 | 275.109 | 81.4275 | -986.871 | -895.1705 | -1008.7719 | -2118.0545 | -422.9797 | -308.114 | 6.4438 | 8.2289 | 50.5024 | 5.4965
2027 | 5893 | MW | 196.1706 | 250.5149 | 320.9605 | 95.5888 | -1011.2382 | -927.5261 | -1045.2336 | -2170.3521 | -433.2963 | -319.2506 | 6.4438 | 8.2289 | 50.5024 | 5.4965
2027 | 5894 | MW | 224.1949 | 286.3028 | 378.2749 | 113.2904 | -1035.6054 | -949.0964 | -1069.5413 | -2222.6498 | -443.6129 | -326.6751 | 8.5918 | 10.9719 | 67.3366 | 6.8707
2027 | 5895 | MW | 280.2437 | 357.8785 | 458.515 | 141.613 | -1059.9726 | -959.8816 | -1081.6952 | -2274.9474 | -448.7712 | -330.3873 | 8.5918 | 10.9719 | 67.3366 | 6.8707
2027 | 5896 | MW | 154.134 | 196.8331 | 263.6461 | 74.3468 | -1047.789 | -938.3113 | -1057.3874 | -2248.7986 | -443.6129 | -322.9628 | 0 | 0 | -16.8341 | 0
2027 | 5897 | MW | 196.1706 | 250.5149 | 320.9605 | 95.5888 | -1023.4218 | -916.7409 | -1033.0797 | -2196.501 | -433.2963 | -315.5384 | -51.5507 | -65.8316 | -336.6829 | -28.8568
2027 | 5898 | MW | 224.1949 | 286.3028 | 378.2749 | 109.7501 | -925.9531 | -841.2446 | -948.0025 | -1987.3104 | -397.1883 | -289.5529 | -60.1425 | -76.8035 | -336.6829 | -28.8568
2027 | 5899 | MW | 245.2132 | 313.1436 | 401.2006 | 120.3711 | -816.3007 | -744.1779 | -838.6176 | -1751.971 | -345.6054 | -256.1429 | -66.5863 | -85.0325 | -319.8488 | -28.8568
2027 | 5900 | MW | 238.2071 | 304.1967 | 401.2006 | 120.3711 | -731.0156 | -690.252 | -777.8482 | -1568.9293 | -314.6557 | -237.5819 | -70.8822 | -90.5184 | -303.0146 | -28.8568
2027 | 5901 | MW | 679.5909 | 867.8553 | 1100.436 | 343.4115 | -657.914 | -636.326 | -717.0788 | -1412.0363 | -288.8642 | -219.0208 | -70.8822 | -90.5184 | -286.1805 | -27.4826
2027 | 5902 | MW | 679.5909 | 867.8553 | 1111.8989 | 343.4115 | -584.8125 | -571.6149 | -644.1556 | -1255.1434 | -252.7562 | -196.7475 | 0 | 0 | -16.8341 | 0
2027 | 5903 | MW | 644.5604 | 823.1204 | 1054.5845 | 325.7099 | -487.3437 | -485.3334 | -546.9245 | -1045.9528 | -211.4899 | -167.0497 | 15.0356 | 19.2009 | 50.5024 | 6.8707
2027 | 5904 | MW | 588.5117 | 751.5448 | 962.8815 | 297.3873 | -414.2422 | -420.6223 | -474.0013 | -889.0599 | -180.5401 | -144.7764 | 12.8877 | 16.4579 | 50.5024 | 5.4965
2027 | 5905 | MW | 532.4629 | 679.9691 | 859.7157 | 265.5244 | -341.1406 | -366.6964 | -413.2319 | -732.167 | -149.5904 | -126.2154 | 8.5918 | 10.9719 | 16.8341 | 9.6189
2027 | 5906 | MW | 462.402 | 590.4994 | 745.0869 | 230.1211 | -328.957 | -334.3408 | -376.7702 | -706.0182 | -139.2738 | -115.0787 | 6.4438 | 8.2289 | 33.6683 | 8.2448
2027 | 5907 | MW | 378.3289 | 483.1359 | 618.9953 | 191.1776 | -316.7734 | -323.5556 | -364.6164 | -679.8693 | -139.2738 | -111.3665 | 6.4438 | 8.2289 | 16.8341 | 6.8707
2027 | 5908 | MW | 315.2741 | 402.6133 | 515.8294 | 159.3146 | -316.7734 | -323.5556 | -364.6164 | -679.8693 | -139.2738 | -111.3665 | 4.2959 | 5.486 | 16.8341 | 6.8707
2027 | 5909 | MW | 266.2315 | 339.9845 | 435.5893 | 134.5324 | -328.957 | -334.3408 | -376.7702 | -706.0182 | -144.4321 | -115.0787 | 4.2959 | 5.486 | 16.8341 | 5.4965
2027 | 5910 | MW | 231.201 | 295.2497 | 378.2749 | 116.8307 | -341.1406 | -312.7704 | -352.4625 | -732.167 | -159.907 | -107.6543 | 4.2959 | 5.486 | 16.8341 | 5.4965
2027 | 5911 | MW | 203.1767 | 259.4619 | 320.9605 | 102.6694 | -402.0586 | -377.4815 | -425.3857 | -862.9111 | -185.6984 | -129.9276 | 4.2959 | 5.486 | 16.8341 | 2.7483
2027 | 5912 | MW | 182.1584 | 232.621 | 298.0348 | 95.5888 | -487.3437 | -442.1927 | -498.309 | -1045.9528 | -232.123 | -152.2009 | 6.4438 | 8.2289 | 16.8341 | 2.7483
2027 | 5913 | MW | 168.1462 | 214.7271 | 275.109 | 84.9678 | -560.4453 | -506.9038 | -571.2323 | -1202.8458 | -268.2311 | -174.4742 | 6.4438 | 8.2289 | 16.8341 | 4.1224
2027 | 5914 | MW | 189.1645 | 241.568 | 309.4976 | 95.5888 | -621.3632 | -560.8297 | -632.0017 | -1333.5899 | -288.8642 | -193.0353 | 6.4438 | 8.2289 | 16.8341 | 4.1224
2027 | 5915 | MW | 224.1949 | 286.3028 | 378.2749 | 113.2904 | -682.2812 | -603.9705 | -680.6172 | -1464.334 | -309.4974 | -207.8841 | 6.4438 | 8.2289 | 33.6683 | 4.1224
2027 | 5916 | MW | 280.2437 | 357.8785 | 458.515 | 141.613 | -718.832 | -625.5408 | -704.925 | -1542.7804 | -324.9722 | -215.3086 | 6.4438 | 8.2289 | 33.6683 | 4.1224
2027 | 5917 | MW | 315.2741 | 402.6133 | 504.3665 | 159.3146 | -755.3828 | -647.1112 | -729.2327 | -1621.2269 | -330.1305 | -222.733 | 6.4438 | 8.2289 | 33.6683 | 4.1224
2027 | 5918 | MW | 336.2924 | 429.4541 | 550.218 | 169.9356 | -779.7499 | -657.8964 | -741.3866 | -1673.5245 | -335.2888 | -226.4452 | 6.4438 | 8.2289 | 33.6683 | 5.4965
2027 | 5919 | MW | 147.1279 | 187.8862 | 240.7204 | 70.8065 | -791.9335 | -668.6816 | -753.5405 | -1699.6734 | -340.4471 | -230.1574 | 6.4438 | 8.2289 | 33.6683 | 5.4965
2027 | 5920 | MW | 161.1401 | 205.7801 | 263.6461 | 77.8872 | -791.9335 | -679.4668 | -765.6943 | -1699.6734 | -345.6054 | -233.8696 | -2.1479 | -2.743 | -16.8341 | 0
2027 | 5921 | MW | 175.1523 | 223.674 | 298.0348 | 88.5081 | -767.5664 | -679.4668 | -765.6943 | -1647.3757 | -345.6054 | -233.8696 | -42.9589 | -54.8597 | -218.8439 | -21.9861
2027 | 5922 | MW | 189.1645 | 241.568 | 309.4976 | 95.5888 | -706.6484 | -636.326 | -717.0788 | -1516.6316 | -319.8139 | -219.0208 | -49.4028 | -63.0886 | -218.8439 | -21.9861
2027 | 5923 | MW | 189.1645 | 241.568 | 309.4976 | 95.5888 | -657.914 | -603.9705 | -680.6172 | -1412.0363 | -294.0225 | -207.8841 | -53.6986 | -68.5746 | -218.8439 | -23.3602
2027 | 5924 | MW | 609.53 | 778.3856 | 997.2702 | 304.468 | -633.5468 | -593.1853 | -668.4633 | -1359.7387 | -278.5476 | -204.1719 | -57.9945 | -74.0605 | -235.678 | -23.3602
2027 | 5925 | MW | 616.536 | 787.3326 | 1008.733 | 308.0083 | -596.9961 | -560.8297 | -632.0017 | -1281.2922 | -257.9145 | -193.0353 | -57.9945 | -74.0605 | -235.678 | -24.7344
2027 | 5926 | MW | 595.5178 | 760.4917 | 974.3444 | 297.3873 | -523.8945 | -506.9038 | -571.2323 | -1124.3993 | -226.9647 | -174.4742 | -2.1479 | -2.743 | -16.8341 | 1.3741
2027 | 5927 | MW | 574.4995 | 733.6508 | 939.9558 | 286.7663 | -438.6093 | -442.1927 | -498.309 | -941.3576 | -196.015 | -152.2009 | 10.7397 | 13.7149 | 33.6683 | 5.4965
2027 | 5928 | MW | 532.4629 | 679.9691 | 871.1785 | 269.0647 | -377.6914 | -388.2667 | -437.5396 | -810.6135 | -165.0653 | -133.6398 | 10.7397 | 13.7149 | 33.6683 | 5.4965
2027 | 5929 | MW | 483.4203 | 617.3403 | 790.9384 | 240.7421 | -328.957 | -345.126 | -388.9241 | -706.0182 | -149.5904 | -118.7909 | 6.4438 | 8.2289 | 16.8341 | 8.2448
2027 | 5930 | MW | 420.3655 | 536.8177 | 687.7725 | 208.8792 | -304.5898 | -323.5556 | -364.6164 | -653.7205 | -139.2738 | -111.3665 | 6.4438 | 8.2289 | 16.8341 | 8.2448
2027 | 5931 | MW | 371.3228 | 474.189 | 607.5324 | 180.5566 | -304.5898 | -312.7704 | -352.4625 | -653.7205 | -134.1155 | -107.6543 | 6.4438 | 8.2289 | 16.8341 | 8.2448
2027 | 5932 | MW | 322.2802 | 411.5602 | 527.2923 | 155.7743 | -292.4062 | -312.7704 | -352.4625 | -627.5717 | -134.1155 | -107.6543 | 4.2959 | 5.486 | 16.8341 | 6.8707
2027 | 5933 | MW | 287.2497 | 366.8254 | 469.9779 | 141.613 | -304.5898 | -312.7704 | -352.4625 | -653.7205 | -139.2738 | -107.6543 | 4.2959 | 5.486 | 16.8341 | 6.8707
2027 | 5934 | MW | 259.2254 | 331.0376 | 424.1264 | 123.9114 | -316.7734 | -301.9852 | -340.3086 | -679.8693 | -149.5904 | -103.9421 | 4.2959 | 5.486 | 16.8341 | 6.8707
2027 | 5935 | MW | 224.1949 | 286.3028 | 366.812 | 106.2098 | -353.3242 | -345.126 | -388.9241 | -758.3158 | -170.2236 | -118.7909 | 4.2959 | 5.486 | 16.8341 | 4.1224
2027 | 5936 | MW | 196.1706 | 250.5149 | 320.9605 | 95.5888 | -414.2422 | -388.2667 | -437.5396 | -889.0599 | -196.015 | -133.6398 | 6.4438 | 8.2289 | 16.8341 | 4.1224
2027 | 5937 | MW | 182.1584 | 232.621 | 298.0348 | 92.0485 | -475.1601 | -431.4075 | -486.1551 | -1019.804 | -216.6482 | -148.4887 | 6.4438 | 8.2289 | 16.8341 | 4.1224
2027 | 5938 | MW | 189.1645 | 241.568 | 320.9605 | 92.0485 | -523.8945 | -485.3334 | -546.9245 | -1124.3993 | -237.2813 | -167.0497 | 6.4438 | 8.2289 | 16.8341 | 4.1224
2027 | 5939 | MW | 231.201 | 295.2497 | 378.2749 | 120.3711 | -584.8125 | -539.2593 | -607.6939 | -1255.1434 | -263.0728 | -185.6108 | 6.4438 | 8.2289 | 16.8341 | 4.1224
2027 | 5940 | MW | 287.2497 | 366.8254 | 469.9779 | 145.1533 | -633.5468 | -582.4001 | -656.3094 | -1359.7387 | -278.5476 | -200.4597 | 6.4438 | 8.2289 | 16.8341 | 4.1224
2027 | 5941 | MW | 315.2741 | 402.6133 | 515.8294 | 159.3146 | -682.2812 | -614.7556 | -692.7711 | -1464.334 | -294.0225 | -211.5963 | 6.4438 | 8.2289 | 16.8341 | 4.1224
2027 | 5942 | MW | 343.2985 | 438.4011 | 573.1438 | 173.4759 | -718.832 | -636.326 | -717.0788 | -1542.7804 | -304.3391 | -219.0208 | 6.4438 | 8.2289 | 16.8341 | 4.1224
2027 | 5943 | MW | 140.1218 | 178.9392 | 229.2575 | 70.8065 | -743.1992 | -668.6816 | -753.5405 | -1595.0781 | -314.6557 | -230.1574 | 6.4438 | 8.2289 | 16.8341 | 4.1224
2027 | 5944 | MW | 154.134 | 196.8331 | 263.6461 | 77.8872 | -755.3828 | -679.4668 | -765.6943 | -1621.2269 | -324.9722 | -233.8696 | 0 | 0 | -16.8341 | 1.3741
2027 | 5945 | MW | 175.1523 | 223.674 | 286.5719 | 88.5081 | -755.3828 | -701.0371 | -790.0021 | -1621.2269 | -330.1305 | -241.2941 | -36.5151 | -46.6307 | -168.3415 | -15.1155
2027 | 5946 | MW | 182.1584 | 232.621 | 298.0348 | 88.5081 | -706.6484 | -679.4668 | -765.6943 | -1516.6316 | -319.8139 | -233.8696 | -38.663 | -49.3737 | -185.1756 | -16.4896
2027 | 5947 | MW | 175.1523 | 223.674 | 298.0348 | 88.5081 | -670.0976 | -657.8964 | -741.3866 | -1438.1852 | -304.3391 | -226.4452 | -40.811 | -52.1167 | -185.1756 | -16.4896
2027 | 5948 | MW | 609.53 | 778.3856 | 997.2702 | 308.0083 | -633.5468 | -625.5408 | -704.925 | -1359.7387 | -283.7059 | -215.3086 | -42.9589 | -54.8597 | -202.0097 | -17.8637
2027 | 5949 | MW | 616.536 | 787.3326 | 1008.733 | 308.0083 | -584.8125 | -582.4001 | -656.3094 | -1255.1434 | -263.0728 | -200.4597 | -45.1069 | -57.6026 | -202.0097 | -19.2379
2027 | 5950 | MW | 595.5178 | 760.4917 | 974.3444 | 300.9276 | -511.7109 | -517.689 | -583.3862 | -1098.2505 | -232.123 | -178.1864 | -2.1479 | -2.743 | -16.8341 | 1.3741
2027 | 5951 | MW | 574.4995 | 733.6508 | 939.9558 | 290.3067 | -426.4258 | -452.9778 | -510.4629 | -915.2087 | -196.015 | -155.9131 | 10.7397 | 13.7149 | 16.8341 | 5.4965
2027 | 5952 | MW | 525.4569 | 671.0221 | 859.7157 | 265.5244 | -365.5078 | -388.2667 | -437.5396 | -784.4646 | -165.0653 | -133.6398 | 8.5918 | 10.9719 | 16.8341 | 5.4965
2027 | 5953 | MW | 469.4081 | 599.4464 | 768.0127 | 233.6615 | -328.957 | -334.3408 | -376.7702 | -706.0182 | -149.5904 | -115.0787 | 8.5918 | 10.9719 | 67.3366 | 8.2448
2027 | 5954 | MW | 406.3533 | 518.9238 | 664.8468 | 201.7985 | -304.5898 | -312.7704 | -352.4625 | -653.7205 | -139.2738 | -107.6543 | 6.4438 | 8.2289 | 67.3366 | 6.8707
2027 | 5955 | MW | 357.3107 | 456.295 | 584.6066 | 177.0163 | -292.4062 | -301.9852 | -340.3086 | -627.5717 | -134.1155 | -103.9421 | 6.4438 | 8.2289 | 67.3366 | 6.8707
2027 | 5956 | MW | 308.268 | 393.6663 | 504.3665 | 152.234 | -292.4062 | -301.9852 | -340.3086 | -627.5717 | -134.1155 | -103.9421 | 6.4438 | 8.2289 | 50.5024 | 5.4965
2027 | 5957 | MW | 266.2315 | 339.9845 | 435.5893 | 130.992 | -304.5898 | -312.7704 | -352.4625 | -653.7205 | -139.2738 | -107.6543 | 4.2959 | 5.486 | 50.5024 | 5.4965
2027 | 5958 | MW | 231.201 | 295.2497 | 378.2749 | 113.2904 | -316.7734 | -291.2 | -328.1547 | -679.8693 | -149.5904 | -100.2298 | 4.2959 | 5.486 | 50.5024 | 5.4965
2027 | 5959 | MW | 196.1706 | 250.5149 | 332.4234 | 99.1291 | -353.3242 | -334.3408 | -376.7702 | -758.3158 | -170.2236 | -115.0787 | 4.2959 | 5.486 | 50.5024 | 2.7483
2027 | 5960 | MW | 175.1523 | 223.674 | 286.5719 | 88.5081 | -414.2422 | -388.2667 | -437.5396 | -889.0599 | -190.8567 | -133.6398 | 6.4438 | 8.2289 | 50.5024 | 2.7483
2027 | 5961 | MW | 154.134 | 196.8331 | 263.6461 | 81.4275 | -487.3437 | -442.1927 | -498.309 | -1045.9528 | -216.6482 | -152.2009 | 6.4438 | 8.2289 | 67.3366 | 4.1224
2027 | 5962 | MW | 147.1279 | 187.8862 | 252.1833 | 77.8872 | -548.2617 | -496.1186 | -559.0784 | -1176.6969 | -242.4396 | -170.762 | 6.4438 | 8.2289 | 67.3366 | 4.1224
2027 | 5963 | MW | 154.134 | 196.8331 | 252.1833 | 77.8872 | -609.1796 | -539.2593 | -607.6939 | -1307.441 | -263.0728 | -185.6108 | 6.4438 | 8.2289 | 84.1707 | 4.1224
2027 | 5964 | MW | 182.1584 | 232.621 | 298.0348 | 92.0485 | -670.0976 | -582.4001 | -656.3094 | -1438.1852 | -283.7059 | -200.4597 | 6.4438 | 8.2289 | 101.0049 | 4.1224
2027 | 5965 | MW | 210.1827 | 268.4088 | 343.8863 | 102.6694 | -718.832 | -614.7556 | -692.7711 | -1542.7804 | -304.3391 | -211.5963 | 6.4438 | 8.2289 | 117.839 | 4.1224
2027 | 5966 | MW | 238.2071 | 304.1967 | 389.7378 | 120.3711 | -743.1992 | -647.1112 | -729.2327 | -1595.0781 | -319.8139 | -222.733 | 8.5918 | 10.9719 | 134.6732 | 4.1224
2027 | 5967 | MW | 294.2558 | 375.7724 | 481.4408 | 152.234 | -767.5664 | -668.6816 | -753.5405 | -1647.3757 | -330.1305 | -230.1574 | 8.5918 | 10.9719 | 134.6732 | 4.1224
2027 | 5968 | MW | 154.134 | 196.8331 | 263.6461 | 77.8872 | -767.5664 | -690.252 | -777.8482 | -1647.3757 | -335.2888 | -237.5819 | -2.1479 | -2.743 | 84.1707 | 1.3741
2027 | 5969 | MW | 189.1645 | 241.568 | 320.9605 | 95.5888 | -767.5664 | -690.252 | -777.8482 | -1647.3757 | -340.4471 | -237.5819 | -51.5507 | -65.8316 | -218.8439 | -16.4896
2027 | 5970 | MW | 224.1949 | 286.3028 | 366.812 | 109.7501 | -718.832 | -668.6816 | -753.5405 | -1542.7804 | -319.8139 | -230.1574 | -55.8466 | -71.3176 | -202.0097 | -16.4896
2027 | 5971 | MW | 238.2071 | 304.1967 | 401.2006 | 116.8307 | -682.2812 | -636.326 | -717.0788 | -1464.334 | -299.1808 | -219.0208 | -57.9945 | -74.0605 | -202.0097 | -16.4896
2027 | 5972 | MW | 238.2071 | 304.1967 | 401.2006 | 120.3711 | -657.914 | -636.326 | -717.0788 | -1412.0363 | -288.8642 | -219.0208 | -57.9945 | -74.0605 | -185.1756 | -16.4896
2027 | 5973 | MW | 693.6031 | 885.7492 | 1134.8247 | 350.4922 | -621.3632 | -603.9705 | -680.6172 | -1333.5899 | -268.2311 | -207.8841 | -57.9945 | -74.0605 | -168.3415 | -17.8637
2027 | 5974 | MW | 700.6091 | 894.6961 | 1134.8247 | 354.0325 | -536.0781 | -539.2593 | -607.6939 | -1150.5481 | -237.2813 | -185.6108 | -2.1479 | -2.743 | 50.5024 | 1.3741
2027 | 5975 | MW | 665.5787 | 849.9613 | 1088.9732 | 336.3309 | -450.7929 | -463.763 | -522.6168 | -967.5064 | -196.015 | -159.6253 | 10.7397 | 13.7149 | 101.0049 | 5.4965
2027 | 5976 | MW | 616.536 | 787.3326 | 1008.733 | 311.5486 | -377.6914 | -399.0519 | -449.6935 | -810.6135 | -165.0653 | -137.352 | 10.7397 | 13.7149 | 84.1707 | 5.4965
2027 | 5977 | MW | 560.4873 | 715.7569 | 917.03 | 283.226 | -353.3242 | -366.6964 | -413.2319 | -758.3158 | -154.7487 | -126.2154 | 12.8877 | 16.4579 | 50.5024 | 13.7413
2027 | 5978 | MW | 497.4325 | 635.2343 | 813.8642 | 247.8228 | -328.957 | -345.126 | -388.9241 | -706.0182 | -144.4321 | -118.7909 | 10.7397 | 13.7149 | 33.6683 | 9.6189
2027 | 5979 | MW | 420.3655 | 536.8177 | 687.7725 | 208.8792 | -316.7734 | -334.3408 | -376.7702 | -679.8693 | -139.2738 | -115.0787 | 8.5918 | 10.9719 | 33.6683 | 9.6189
2027 | 5980 | MW | 350.3046 | 447.3481 | 573.1438 | 177.0163 | -316.7734 | -334.3408 | -376.7702 | -679.8693 | -144.4321 | -115.0787 | 8.5918 | 10.9719 | 33.6683 | 8.2448
2027 | 5981 | MW | 294.2558 | 375.7724 | 481.4408 | 148.6937 | -341.1406 | -345.126 | -388.9241 | -732.167 | -154.7487 | -118.7909 | 6.4438 | 8.2289 | 33.6683 | 8.2448
2027 | 5982 | MW | 238.2071 | 304.1967 | 389.7378 | 120.3711 | -389.875 | -355.9112 | -401.078 | -836.7623 | -185.6984 | -122.5031 | 6.4438 | 8.2289 | 33.6683 | 6.8707
2027 | 5983 | MW | 196.1706 | 250.5149 | 320.9605 | 99.1291 | -511.7109 | -474.5482 | -534.7707 | -1098.2505 | -232.123 | -163.3375 | 6.4438 | 8.2289 | 33.6683 | 4.1224
2027 | 5984 | MW | 168.1462 | 214.7271 | 275.109 | 88.5081 | -657.914 | -593.1853 | -668.4633 | -1412.0363 | -299.1808 | -204.1719 | 6.4438 | 8.2289 | 33.6683 | 4.1224
2027 | 5985 | MW | 140.1218 | 178.9392 | 229.2575 | 70.8065 | -779.7499 | -690.252 | -777.8482 | -1673.5245 | -350.7637 | -237.5819 | 8.5918 | 10.9719 | 33.6683 | 4.1224
2027 | 5986 | MW | 133.1157 | 169.9923 | 217.7946 | 70.8065 | -877.2187 | -776.5335 | -875.0793 | -1882.7151 | -392.03 | -267.2796 | 8.5918 | 10.9719 | 33.6683 | 4.1224
2027 | 5987 | MW | 140.1218 | 178.9392 | 229.2575 | 74.3468 | -950.3202 | -841.2446 | -948.0025 | -2039.608 | -422.9797 | -289.5529 | 8.5918 | 10.9719 | 50.5024 | 4.1224
2027 | 5988 | MW | 168.1462 | 214.7271 | 286.5719 | 84.9678 | -999.0546 | -884.3853 | -996.618 | -2144.2033 | -438.4546 | -304.4018 | 8.5918 | 10.9719 | 50.5024 | 5.4965
2027 | 5989 | MW | 196.1706 | 250.5149 | 332.4234 | 95.5888 | -1023.4218 | -916.7409 | -1033.0797 | -2196.501 | -448.7712 | -315.5384 | 10.7397 | 13.7149 | 67.3366 | 6.8707
2027 | 5990 | MW | 231.201 | 295.2497 | 378.2749 | 113.2904 | -1047.789 | -959.8816 | -1081.6952 | -2248.7986 | -453.9295 | -330.3873 | 10.7397 | 13.7149 | 67.3366 | 6.8707
2027 | 5991 | MW | 280.2437 | 357.8785 | 469.9779 | 141.613 | -1059.9726 | -981.452 | -1106.0029 | -2274.9474 | -459.0878 | -337.8117 | 12.8877 | 16.4579 | 67.3366 | 8.2448
2027 | 5992 | MW | 154.134 | 196.8331 | 252.1833 | 74.3468 | -1059.9726 | -992.2372 | -1118.1568 | -2274.9474 | -464.2461 | -341.5239 | 0 | 0 | 0 | 1.3741
2027 | 5993 | MW | 189.1645 | 241.568 | 320.9605 | 95.5888 | -1023.4218 | -981.452 | -1106.0029 | -2196.501 | -469.4043 | -337.8117 | -68.7343 | -87.7755 | -353.5171 | -28.8568
2027 | 5994 | MW | 224.1949 | 286.3028 | 366.812 | 109.7501 | -950.3202 | -916.7409 | -1033.0797 | -2039.608 | -438.4546 | -315.5384 | -75.1781 | -96.0044 | -353.5171 | -28.8568
2027 | 5995 | MW | 238.2071 | 304.1967 | 389.7378 | 116.8307 | -840.6679 | -819.6742 | -923.6948 | -1804.2686 | -381.7134 | -282.1285 | -79.474 | -101.4904 | -353.5171 | -30.2309
2027 | 5996 | MW | 238.2071 | 304.1967 | 389.7378 | 116.8307 | -755.3828 | -744.1779 | -838.6176 | -1621.2269 | -335.2888 | -256.1429 | -81.6219 | -104.2334 | -353.5171 | -31.605
2027 | 5997 | MW | 686.597 | 876.8022 | 1123.3618 | 346.9519 | -670.0976 | -679.4668 | -765.6943 | -1438.1852 | -304.3391 | -233.8696 | -81.6219 | -104.2334 | -336.6829 | -32.9792
2027 | 5998 | MW | 686.597 | 876.8022 | 1123.3618 | 343.4115 | -572.6289 | -593.1853 | -668.4633 | -1228.9946 | -263.0728 | -204.1719 | 0 | 0 | 0 | 1.3741
2027 | 5999 | MW | 651.5665 | 832.0674 | 1066.0474 | 325.7099 | -475.1601 | -496.1186 | -559.0784 | -1019.804 | -216.6482 | -170.762 | 17.1836 | 21.9439 | 67.3366 | 9.6189
2027 | 6000 | MW | 595.5178 | 760.4917 | 974.3444 | 297.3873 | -402.0586 | -420.6223 | -474.0013 | -862.9111 | -180.5401 | -144.7764 | 15.0356 | 19.2009 | 50.5024 | 8.2448
2027 | 6001 | MW | 539.469 | 688.916 | 882.6414 | 269.0647 | -353.3242 | -377.4815 | -425.3857 | -758.3158 | -154.7487 | -129.9276 | 10.7397 | 13.7149 | 84.1707 | 10.9931
2027 | 6002 | MW | 469.4081 | 599.4464 | 768.0127 | 233.6615 | -328.957 | -345.126 | -388.9241 | -706.0182 | -149.5904 | -118.7909 | 6.4438 | 8.2289 | 67.3366 | 9.6189
2027 | 6003 | MW | 392.3411 | 501.0298 | 641.921 | 194.7179 | -328.957 | -334.3408 | -376.7702 | -706.0182 | -144.4321 | -115.0787 | 6.4438 | 8.2289 | 50.5024 | 8.2448
2027 | 6004 | MW | 322.2802 | 411.5602 | 527.2923 | 162.855 | -328.957 | -334.3408 | -376.7702 | -706.0182 | -144.4321 | -115.0787 | 6.4438 | 8.2289 | 50.5024 | 6.8707
2027 | 6005 | MW | 266.2315 | 339.9845 | 435.5893 | 134.5324 | -353.3242 | -355.9112 | -401.078 | -758.3158 | -154.7487 | -122.5031 | 4.2959 | 5.486 | 50.5024 | 6.8707
2027 | 6006 | MW | 217.1888 | 277.3558 | 355.3491 | 109.7501 | -402.0586 | -366.6964 | -413.2319 | -862.9111 | -185.6984 | -126.2154 | 4.2959 | 5.486 | 50.5024 | 6.8707
2027 | 6007 | MW | 175.1523 | 223.674 | 286.5719 | 84.9678 | -511.7109 | -474.5482 | -534.7707 | -1098.2505 | -237.2813 | -163.3375 | 4.2959 | 5.486 | 50.5024 | 2.7483
2027 | 6008 | MW | 154.134 | 196.8331 | 263.6461 | 77.8872 | -657.914 | -593.1853 | -668.4633 | -1412.0363 | -299.1808 | -204.1719 | 4.2959 | 5.486 | 50.5024 | 2.7483
2027 | 6009 | MW | 133.1157 | 169.9923 | 229.2575 | 67.2662 | -767.5664 | -701.0371 | -790.0021 | -1647.3757 | -350.7637 | -241.2941 | 6.4438 | 8.2289 | 50.5024 | 2.7483
2027 | 6010 | MW | 126.1096 | 161.0453 | 206.3318 | 67.2662 | -877.2187 | -787.3186 | -887.2331 | -1882.7151 | -386.8717 | -270.9918 | 6.4438 | 8.2289 | 67.3366 | 4.1224
2027 | 6011 | MW | 140.1218 | 178.9392 | 229.2575 | 70.8065 | -962.5038 | -873.6001 | -984.4642 | -2065.7569 | -417.8214 | -300.6895 | 6.4438 | 8.2289 | 84.1707 | 4.1224
2027 | 6012 | MW | 161.1401 | 205.7801 | 275.109 | 81.4275 | -1011.2382 | -927.5261 | -1045.2336 | -2170.3521 | -433.2963 | -319.2506 | 8.5918 | 10.9719 | 101.0049 | 5.4965
2027 | 6013 | MW | 196.1706 | 250.5149 | 332.4234 | 95.5888 | -1047.789 | -970.6668 | -1093.8491 | -2248.7986 | -448.7712 | -334.0995 | 8.5918 | 10.9719 | 117.839 | 5.4965
2027 | 6014 | MW | 224.1949 | 286.3028 | 378.2749 | 113.2904 | -1084.3398 | -1024.5927 | -1154.6185 | -2327.2451 | -464.2461 | -352.6606 | 8.5918 | 10.9719 | 134.6732 | 6.8707
2027 | 6015 | MW | 280.2437 | 357.8785 | 458.515 | 141.613 | -1108.707 | -1046.1631 | -1178.9262 | -2379.5427 | -474.5626 | -360.085 | 10.7397 | 13.7149 | 151.5073 | 6.8707
2027 | 6016 | MW | 154.134 | 196.8331 | 252.1833 | 74.3468 | -1084.3398 | -1056.9483 | -1191.0801 | -2327.2451 | -474.5626 | -363.7972 | 0 | 0 | 84.1707 | 1.3741
2027 | 6017 | MW | 189.1645 | 241.568 | 320.9605 | 95.5888 | -1047.789 | -1035.3779 | -1166.7723 | -2248.7986 | -469.4043 | -356.3728 | -53.6986 | -68.5746 | -252.5122 | -26.1085
2027 | 6018 | MW | 224.1949 | 286.3028 | 366.812 | 109.7501 | -950.3202 | -959.8816 | -1081.6952 | -2039.608 | -433.2963 | -330.3873 | -57.9945 | -74.0605 | -252.5122 | -27.4826
2027 | 6019 | MW | 238.2071 | 304.1967 | 401.2006 | 116.8307 | -840.6679 | -852.0298 | -960.1564 | -1804.2686 | -376.5551 | -293.2651 | -62.2904 | -79.5465 | -235.678 | -26.1085
2027 | 6020 | MW | 238.2071 | 304.1967 | 401.2006 | 116.8307 | -755.3828 | -765.7483 | -862.9254 | -1621.2269 | -335.2888 | -263.5674 | -64.4384 | -82.2895 | -218.8439 | -24.7344
2027 | 6021 | MW | 679.5909 | 867.8553 | 1111.8989 | 343.4115 | -670.0976 | -690.252 | -777.8482 | -1438.1852 | -299.1808 | -237.5819 | -64.4384 | -82.2895 | -218.8439 | -24.7344
2027 | 6022 | MW | 679.5909 | 867.8553 | 1111.8989 | 343.4115 | -584.8125 | -603.9705 | -680.6172 | -1255.1434 | -257.9145 | -207.8841 | 0 | 0 | 67.3366 | 1.3741
2027 | 6023 | MW | 644.5604 | 823.1204 | 1054.5845 | 325.7099 | -487.3437 | -506.9038 | -571.2323 | -1045.9528 | -216.6482 | -174.4742 | 12.8877 | 16.4579 | 117.839 | 6.8707
2027 | 6024 | MW | 595.5178 | 760.4917 | 962.8815 | 297.3873 | -402.0586 | -431.4075 | -486.1551 | -862.9111 | -180.5401 | -148.4887 | 12.8877 | 16.4579 | 101.0049 | 5.4965
2027 | 6025 | MW | 532.4629 | 679.9691 | 871.1785 | 265.5244 | -353.3242 | -377.4815 | -425.3857 | -758.3158 | -154.7487 | -129.9276 | 10.7397 | 13.7149 | 50.5024 | 12.3672
2027 | 6026 | MW | 462.402 | 590.4994 | 756.5498 | 233.6615 | -328.957 | -355.9112 | -401.078 | -706.0182 | -149.5904 | -122.5031 | 10.7397 | 13.7149 | 33.6683 | 8.2448
2027 | 6027 | MW | 385.335 | 492.0829 | 630.4582 | 194.7179 | -328.957 | -345.126 | -388.9241 | -706.0182 | -144.4321 | -118.7909 | 8.5918 | 10.9719 | 33.6683 | 8.2448
2027 | 6028 | MW | 315.2741 | 402.6133 | 515.8294 | 159.3146 | -328.957 | -345.126 | -388.9241 | -706.0182 | -144.4321 | -118.7909 | 8.5918 | 10.9719 | 33.6683 | 6.8707
2027 | 6029 | MW | 259.2254 | 331.0376 | 424.1264 | 130.992 | -353.3242 | -355.9112 | -401.078 | -758.3158 | -154.7487 | -122.5031 | 6.4438 | 8.2289 | 33.6683 | 6.8707
2027 | 6030 | MW | 210.1827 | 268.4088 | 343.8863 | 106.2098 | -402.0586 | -366.6964 | -413.2319 | -862.9111 | -185.6984 | -126.2154 | 6.4438 | 8.2289 | 33.6683 | 6.8707
2027 | 6031 | MW | 168.1462 | 214.7271 | 286.5719 | 84.9678 | -511.7109 | -474.5482 | -534.7707 | -1098.2505 | -237.2813 | -163.3375 | 6.4438 | 8.2289 | 33.6683 | 2.7483
2027 | 6032 | MW | 147.1279 | 187.8862 | 252.1833 | 74.3468 | -645.7304 | -603.9705 | -680.6172 | -1385.8875 | -294.0225 | -207.8841 | 6.4438 | 8.2289 | 33.6683 | 2.7483
2027 | 6033 | MW | 126.1096 | 161.0453 | 217.7946 | 63.7259 | -779.7499 | -711.8223 | -802.156 | -1673.5245 | -340.4471 | -245.0063 | 8.5918 | 10.9719 | 33.6683 | 4.1224
2027 | 6034 | MW | 119.1036 | 152.0983 | 206.3318 | 63.7259 | -877.2187 | -798.1038 | -899.387 | -1882.7151 | -376.5551 | -274.704 | 8.5918 | 10.9719 | 33.6683 | 4.1224
2027 | 6035 | MW | 133.1157 | 169.9923 | 217.7946 | 70.8065 | -962.5038 | -873.6001 | -984.4642 | -2065.7569 | -412.6632 | -300.6895 | 8.5918 | 10.9719 | 33.6683 | 4.1224
2027 | 6036 | MW | 161.1401 | 205.7801 | 275.109 | 84.9678 | -1023.4218 | -927.5261 | -1045.2336 | -2196.501 | -428.138 | -319.2506 | 8.5918 | 10.9719 | 50.5024 | 5.4965
2027 | 6037 | MW | 196.1706 | 250.5149 | 320.9605 | 95.5888 | -1059.9726 | -970.6668 | -1093.8491 | -2274.9474 | -438.4546 | -334.0995 | 8.5918 | 10.9719 | 50.5024 | 5.4965
2027 | 6038 | MW | 224.1949 | 286.3028 | 378.2749 | 113.2904 | -1108.707 | -1013.8076 | -1142.4646 | -2379.5427 | -459.0878 | -348.9484 | 10.7397 | 13.7149 | 67.3366 | 5.4965
2027 | 6039 | MW | 280.2437 | 357.8785 | 458.515 | 141.613 | -1120.8905 | -1035.3779 | -1166.7723 | -2405.6915 | -469.4043 | -356.3728 | 12.8877 | 16.4579 | 67.3366 | 6.8707
2027 | 6040 | MW | 154.134 | 196.8331 | 263.6461 | 77.8872 | -1120.8905 | -1035.3779 | -1166.7723 | -2405.6915 | -479.7209 | -356.3728 | 0 | 0 | 0 | 0
2027 | 6041 | MW | 196.1706 | 250.5149 | 320.9605 | 99.1291 | -1084.3398 | -1013.8076 | -1142.4646 | -2327.2451 | -474.5626 | -348.9484 | -64.4384 | -82.2895 | -319.8488 | -27.4826
2027 | 6042 | MW | 224.1949 | 286.3028 | 378.2749 | 113.2904 | -999.0546 | -938.3113 | -1057.3874 | -2144.2033 | -438.4546 | -322.9628 | -68.7343 | -87.7755 | -319.8488 | -28.8568
2027 | 6043 | MW | 238.2071 | 304.1967 | 401.2006 | 120.3711 | -877.2187 | -819.6742 | -923.6948 | -1882.7151 | -381.7134 | -282.1285 | -73.0302 | -93.2614 | -303.0146 | -28.8568
2027 | 6044 | MW | 238.2071 | 304.1967 | 401.2006 | 120.3711 | -779.7499 | -744.1779 | -838.6176 | -1673.5245 | -340.4471 | -256.1429 | -75.1781 | -96.0044 | -286.1805 | -30.2309
2027 | 6045 | MW | 679.5909 | 867.8553 | 1100.436 | 346.9519 | -694.4648 | -679.4668 | -765.6943 | -1490.4828 | -309.4974 | -233.8696 | -73.0302 | -93.2614 | -286.1805 | -28.8568
2027 | 6046 | MW | 679.5909 | 867.8553 | 1100.436 | 346.9519 | -596.9961 | -593.1853 | -668.4633 | -1281.2922 | -268.2311 | -204.1719 | 0 | 0 | 0 | 0
2027 | 6047 | MW | 644.5604 | 823.1204 | 1043.1217 | 325.7099 | -499.5273 | -496.1186 | -559.0784 | -1072.1017 | -221.8064 | -170.762 | 15.0356 | 19.2009 | 67.3366 | 8.2448
2027 | 6048 | MW | 588.5117 | 751.5448 | 951.4187 | 297.3873 | -414.2422 | -431.4075 | -486.1551 | -889.0599 | -180.5401 | -148.4887 | 12.8877 | 16.4579 | 50.5024 | 6.8707
2027 | 6049 | MW | 525.4569 | 671.0221 | 859.7157 | 265.5244 | -353.3242 | -377.4815 | -425.3857 | -758.3158 | -159.907 | -129.9276 | 10.7397 | 13.7149 | 33.6683 | 13.7413
2027 | 6050 | MW | 455.3959 | 581.5525 | 745.0869 | 230.1211 | -341.1406 | -355.9112 | -401.078 | -732.167 | -149.5904 | -122.5031 | 8.5918 | 10.9719 | 33.6683 | 12.3672
2027 | 6051 | MW | 378.3289 | 483.1359 | 618.9953 | 191.1776 | -328.957 | -345.126 | -388.9241 | -706.0182 | -144.4321 | -118.7909 | 6.4438 | 8.2289 | 33.6683 | 10.9931
2027 | 6052 | MW | 315.2741 | 402.6133 | 504.3665 | 159.3146 | -328.957 | -345.126 | -388.9241 | -706.0182 | -144.4321 | -118.7909 | 6.4438 | 8.2289 | 33.6683 | 9.6189
2027 | 6053 | MW | 252.2193 | 322.0906 | 412.6635 | 130.992 | -353.3242 | -355.9112 | -401.078 | -758.3158 | -154.7487 | -122.5031 | 6.4438 | 8.2289 | 33.6683 | 9.6189
2027 | 6054 | MW | 203.1767 | 259.4619 | 332.4234 | 102.6694 | -402.0586 | -366.6964 | -413.2319 | -862.9111 | -185.6984 | -126.2154 | 6.4438 | 8.2289 | 33.6683 | 8.2448
2027 | 6055 | MW | 168.1462 | 214.7271 | 275.109 | 81.4275 | -511.7109 | -474.5482 | -534.7707 | -1098.2505 | -237.2813 | -163.3375 | 6.4438 | 8.2289 | 33.6683 | 4.1224
2027 | 6056 | MW | 147.1279 | 187.8862 | 252.1833 | 74.3468 | -657.914 | -593.1853 | -668.4633 | -1412.0363 | -294.0225 | -204.1719 | 6.4438 | 8.2289 | 33.6683 | 4.1224
2027 | 6057 | MW | 126.1096 | 161.0453 | 217.7946 | 63.7259 | -791.9335 | -701.0371 | -790.0021 | -1699.6734 | -345.6054 | -241.2941 | 6.4438 | 8.2289 | 33.6683 | 4.1224
2027 | 6058 | MW | 126.1096 | 161.0453 | 206.3318 | 67.2662 | -901.5859 | -798.1038 | -899.387 | -1935.0128 | -381.7134 | -274.704 | 6.4438 | 8.2289 | 33.6683 | 5.4965
2027 | 6059 | MW | 133.1157 | 169.9923 | 217.7946 | 70.8065 | -1011.2382 | -873.6001 | -984.4642 | -2170.3521 | -417.8214 | -300.6895 | 6.4438 | 8.2289 | 33.6683 | 5.4965
2027 | 6060 | MW | 168.1462 | 214.7271 | 275.109 | 84.9678 | -1072.1562 | -927.5261 | -1045.2336 | -2301.0962 | -443.6129 | -319.2506 | 8.5918 | 10.9719 | 50.5024 | 5.4965
2027 | 6061 | MW | 196.1706 | 250.5149 | 332.4234 | 95.5888 | -1120.8905 | -970.6668 | -1093.8491 | -2405.6915 | -453.9295 | -334.0995 | 8.5918 | 10.9719 | 50.5024 | 6.8707
2027 | 6062 | MW | 224.1949 | 286.3028 | 378.2749 | 113.2904 | -1169.6249 | -1003.0224 | -1130.3107 | -2510.2868 | -464.2461 | -345.2361 | 10.7397 | 13.7149 | 67.3366 | 6.8707
2027 | 6063 | MW | 280.2437 | 357.8785 | 458.515 | 138.0727 | -1181.8085 | -1013.8076 | -1142.4646 | -2536.4356 | -474.5626 | -348.9484 | 10.7397 | 13.7149 | 67.3366 | 8.2448
2027 | 6064 | MW | 154.134 | 196.8331 | 263.6461 | 74.3468 | -1181.8085 | -1003.0224 | -1130.3107 | -2536.4356 | -474.5626 | -345.2361 | 0 | 0 | -16.8341 | 1.3741
2027 | 6065 | MW | 196.1706 | 250.5149 | 320.9605 | 95.5888 | -1157.4413 | -970.6668 | -1093.8491 | -2484.138 | -464.2461 | -334.0995 | -62.2904 | -79.5465 | -319.8488 | -27.4826
2027 | 6066 | MW | 224.1949 | 286.3028 | 378.2749 | 109.7501 | -1072.1562 | -884.3853 | -996.618 | -2301.0962 | -417.8214 | -304.4018 | -68.7343 | -87.7755 | -319.8488 | -28.8568
2027 | 6067 | MW | 245.2132 | 313.1436 | 412.6635 | 120.3711 | -938.1367 | -787.3186 | -887.2331 | -2013.4592 | -361.0803 | -270.9918 | -75.1781 | -96.0044 | -319.8488 | -28.8568
2027 | 6068 | MW | 245.2132 | 313.1436 | 401.2006 | 120.3711 | -816.3007 | -722.6075 | -814.3099 | -1751.971 | -324.9722 | -248.7185 | -77.3261 | -98.7474 | -319.8488 | -28.8568
2027 | 6069 | MW | 672.5848 | 858.9083 | 1100.436 | 336.3309 | -718.832 | -657.8964 | -741.3866 | -1542.7804 | -299.1808 | -226.4452 | -77.3261 | -98.7474 | -336.6829 | -30.2309
2027 | 6070 | MW | 672.5848 | 858.9083 | 1100.436 | 336.3309 | -621.3632 | -582.4001 | -656.3094 | -1333.5899 | -257.9145 | -200.4597 | 0 | 0 | -16.8341 | 1.3741
2027 | 6071 | MW | 637.5543 | 814.1735 | 1043.1217 | 318.6293 | -511.7109 | -496.1186 | -559.0784 | -1098.2505 | -216.6482 | -170.762 | 17.1836 | 21.9439 | 50.5024 | 9.6189
2027 | 6072 | MW | 581.5056 | 742.5978 | 951.4187 | 290.3067 | -426.4258 | -420.6223 | -474.0013 | -915.2087 | -180.5401 | -144.7764 | 15.0356 | 19.2009 | 50.5024 | 8.2448
2027 | 6073 | MW | 525.4569 | 671.0221 | 859.7157 | 261.9841 | -341.1406 | -366.6964 | -413.2319 | -732.167 | -149.5904 | -126.2154 | 8.5918 | 10.9719 | 16.8341 | 9.6189
2027 | 6074 | MW | 455.3959 | 581.5525 | 745.0869 | 230.1211 | -316.7734 | -345.126 | -388.9241 | -679.8693 | -139.2738 | -118.7909 | 6.4438 | 8.2289 | 16.8341 | 6.8707
2027 | 6075 | MW | 378.3289 | 483.1359 | 618.9953 | 191.1776 | -304.5898 | -323.5556 | -364.6164 | -653.7205 | -134.1155 | -111.3665 | 4.2959 | 5.486 | 16.8341 | 5.4965
2027 | 6076 | MW | 315.2741 | 402.6133 | 515.8294 | 159.3146 | -304.5898 | -323.5556 | -364.6164 | -653.7205 | -134.1155 | -111.3665 | 4.2959 | 5.486 | 16.8341 | 5.4965
2027 | 6077 | MW | 266.2315 | 339.9845 | 424.1264 | 134.5324 | -316.7734 | -334.3408 | -376.7702 | -679.8693 | -139.2738 | -115.0787 | 4.2959 | 5.486 | 16.8341 | 5.4965
2027 | 6078 | MW | 231.201 | 295.2497 | 378.2749 | 116.8307 | -341.1406 | -323.5556 | -364.6164 | -732.167 | -154.7487 | -111.3665 | 4.2959 | 5.486 | 16.8341 | 5.4965
2027 | 6079 | MW | 203.1767 | 259.4619 | 332.4234 | 99.1291 | -402.0586 | -388.2667 | -437.5396 | -862.9111 | -185.6984 | -133.6398 | 4.2959 | 5.486 | 16.8341 | 2.7483
2027 | 6080 | MW | 189.1645 | 241.568 | 309.4976 | 92.0485 | -511.7109 | -452.9778 | -510.4629 | -1098.2505 | -226.9647 | -155.9131 | 4.2959 | 5.486 | 16.8341 | 2.7483
2027 | 6081 | MW | 175.1523 | 223.674 | 275.109 | 88.5081 | -609.1796 | -528.4742 | -595.54 | -1307.441 | -257.9145 | -181.8986 | 4.2959 | 5.486 | 16.8341 | 2.7483
2027 | 6082 | MW | 189.1645 | 241.568 | 309.4976 | 92.0485 | -718.832 | -593.1853 | -668.4633 | -1542.7804 | -288.8642 | -204.1719 | 6.4438 | 8.2289 | 16.8341 | 2.7483
2027 | 6083 | MW | 231.201 | 295.2497 | 378.2749 | 113.2904 | -791.9335 | -647.1112 | -729.2327 | -1699.6734 | -309.4974 | -222.733 | 6.4438 | 8.2289 | 16.8341 | 4.1224
2027 | 6084 | MW | 273.2376 | 348.9315 | 447.0521 | 138.0727 | -840.6679 | -690.252 | -777.8482 | -1804.2686 | -324.9722 | -237.5819 | 6.4438 | 8.2289 | 16.8341 | 4.1224
2027 | 6085 | MW | 308.268 | 393.6663 | 504.3665 | 152.234 | -889.4023 | -733.3927 | -826.4637 | -1908.8639 | -340.4471 | -252.4307 | 6.4438 | 8.2289 | 33.6683 | 4.1224
2027 | 6086 | MW | 329.2863 | 420.5072 | 538.7551 | 166.3953 | -925.9531 | -754.9631 | -850.7715 | -1987.3104 | -350.7637 | -259.8552 | 6.4438 | 8.2289 | 33.6683 | 4.1224
2027 | 6087 | MW | 140.1218 | 178.9392 | 240.7204 | 67.2662 | -950.3202 | -776.5335 | -875.0793 | -2039.608 | -361.0803 | -267.2796 | 8.5918 | 10.9719 | 33.6683 | 5.4965
2027 | 6088 | MW | 161.1401 | 205.7801 | 275.109 | 77.8872 | -950.3202 | -787.3186 | -887.2331 | -2039.608 | -366.2386 | -270.9918 | -2.1479 | -2.743 | -16.8341 | 0
2027 | 6089 | MW | 189.1645 | 241.568 | 309.4976 | 99.1291 | -925.9531 | -776.5335 | -875.0793 | -1987.3104 | -361.0803 | -267.2796 | -47.2548 | -60.3456 | -218.8439 | -20.612
2027 | 6090 | MW | 196.1706 | 250.5149 | 320.9605 | 102.6694 | -840.6679 | -722.6075 | -814.3099 | -1804.2686 | -324.9722 | -248.7185 | -51.5507 | -65.8316 | -218.8439 | -20.612
2027 | 6091 | MW | 203.1767 | 259.4619 | 332.4234 | 99.1291 | -755.3828 | -668.6816 | -753.5405 | -1621.2269 | -283.7059 | -230.1574 | -53.6986 | -68.5746 | -218.8439 | -21.9861
2027 | 6092 | MW | 609.53 | 778.3856 | 997.2702 | 311.5486 | -694.4648 | -636.326 | -717.0788 | -1490.4828 | -268.2311 | -219.0208 | -55.8466 | -71.3176 | -218.8439 | -20.612
2027 | 6093 | MW | 623.5421 | 796.2796 | 1020.1959 | 311.5486 | -633.5468 | -593.1853 | -668.4633 | -1359.7387 | -257.9145 | -204.1719 | -55.8466 | -71.3176 | -218.8439 | -20.612
2027 | 6094 | MW | 602.5239 | 769.4387 | 985.8073 | 304.468 | -560.4453 | -539.2593 | -607.6939 | -1202.8458 | -232.123 | -185.6108 | -2.1479 | -2.743 | -16.8341 | 0
2027 | 6095 | MW | 581.5056 | 742.5978 | 951.4187 | 293.847 | -475.1601 | -463.763 | -522.6168 | -1019.804 | -201.1733 | -159.6253 | 10.7397 | 13.7149 | 33.6683 | 5.4965
2027 | 6096 | MW | 546.4751 | 697.863 | 894.1043 | 276.1454 | -389.875 | -399.0519 | -449.6935 | -836.7623 | -170.2236 | -137.352 | 8.5918 | 10.9719 | 33.6683 | 5.4965
2027 | 6097 | MW | 490.4264 | 626.2873 | 790.9384 | 247.8228 | -341.1406 | -355.9112 | -401.078 | -732.167 | -149.5904 | -122.5031 | 8.5918 | 10.9719 | 33.6683 | 9.6189
2027 | 6098 | MW | 427.3716 | 545.7646 | 687.7725 | 212.4195 | -316.7734 | -334.3408 | -376.7702 | -679.8693 | -139.2738 | -115.0787 | 8.5918 | 10.9719 | 33.6683 | 8.2448
2027 | 6099 | MW | 371.3228 | 474.189 | 607.5324 | 187.6372 | -304.5898 | -323.5556 | -364.6164 | -653.7205 | -134.1155 | -111.3665 | 6.4438 | 8.2289 | 33.6683 | 6.8707
2027 | 6100 | MW | 329.2863 | 420.5072 | 538.7551 | 162.855 | -304.5898 | -312.7704 | -352.4625 | -653.7205 | -134.1155 | -107.6543 | 6.4438 | 8.2289 | 16.8341 | 6.8707
2027 | 6101 | MW | 294.2558 | 375.7724 | 481.4408 | 145.1533 | -316.7734 | -323.5556 | -364.6164 | -679.8693 | -139.2738 | -111.3665 | 6.4438 | 8.2289 | 16.8341 | 5.4965
2027 | 6102 | MW | 259.2254 | 331.0376 | 424.1264 | 127.4517 | -328.957 | -301.9852 | -340.3086 | -706.0182 | -154.7487 | -103.9421 | 6.4438 | 8.2289 | 16.8341 | 5.4965
2027 | 6103 | MW | 231.201 | 295.2497 | 378.2749 | 116.8307 | -365.5078 | -345.126 | -388.9241 | -784.4646 | -175.3818 | -118.7909 | 6.4438 | 8.2289 | 33.6683 | 2.7483
2027 | 6104 | MW | 210.1827 | 268.4088 | 343.8863 | 102.6694 | -426.4258 | -388.2667 | -437.5396 | -915.2087 | -201.1733 | -133.6398 | 6.4438 | 8.2289 | 33.6683 | 2.7483
2027 | 6105 | MW | 196.1706 | 250.5149 | 320.9605 | 99.1291 | -511.7109 | -442.1927 | -498.309 | -1098.2505 | -221.8064 | -152.2009 | 6.4438 | 8.2289 | 33.6683 | 4.1224
2027 | 6106 | MW | 210.1827 | 268.4088 | 343.8863 | 109.7501 | -584.8125 | -506.9038 | -571.2323 | -1255.1434 | -237.2813 | -174.4742 | 6.4438 | 8.2289 | 33.6683 | 4.1224
2027 | 6107 | MW | 252.2193 | 322.0906 | 424.1264 | 123.9114 | -645.7304 | -550.0445 | -619.8478 | -1385.8875 | -257.9145 | -189.323 | 6.4438 | 8.2289 | 33.6683 | 4.1224
2027 | 6108 | MW | 301.2619 | 384.7193 | 492.9036 | 152.234 | -706.6484 | -593.1853 | -668.4633 | -1516.6316 | -273.3893 | -204.1719 | 6.4438 | 8.2289 | 33.6683 | 4.1224
2027 | 6109 | MW | 322.2802 | 411.5602 | 527.2923 | 166.3953 | -755.3828 | -625.5408 | -704.925 | -1621.2269 | -283.7059 | -215.3086 | 8.5918 | 10.9719 | 33.6683 | 4.1224
2027 | 6110 | MW | 350.3046 | 447.3481 | 573.1438 | 177.0163 | -791.9335 | -657.8964 | -741.3866 | -1699.6734 | -294.0225 | -226.4452 | 8.5918 | 10.9719 | 50.5024 | 5.4965
2027 | 6111 | MW | 133.1157 | 169.9923 | 217.7946 | 67.2662 | -816.3007 | -679.4668 | -765.6943 | -1751.971 | -304.3391 | -233.8696 | 8.5918 | 10.9719 | 50.5024 | 5.4965
2027 | 6112 | MW | 147.1279 | 187.8862 | 240.7204 | 74.3468 | -816.3007 | -701.0371 | -790.0021 | -1751.971 | -319.8139 | -241.2941 | 0 | 0 | 0 | 0
2027 | 6113 | MW | 168.1462 | 214.7271 | 275.109 | 84.9678 | -816.3007 | -711.8223 | -802.156 | -1751.971 | -324.9722 | -245.0063 | -47.2548 | -60.3456 | -252.5122 | -23.3602
2027 | 6114 | MW | 175.1523 | 223.674 | 286.5719 | 92.0485 | -767.5664 | -679.4668 | -765.6943 | -1647.3757 | -314.6557 | -233.8696 | -51.5507 | -65.8316 | -252.5122 | -23.3602
2027 | 6115 | MW | 182.1584 | 232.621 | 298.0348 | 92.0485 | -731.0156 | -657.8964 | -741.3866 | -1568.9293 | -288.8642 | -226.4452 | -53.6986 | -68.5746 | -235.678 | -24.7344
2027 | 6116 | MW | 616.536 | 787.3326 | 997.2702 | 315.0889 | -670.0976 | -625.5408 | -704.925 | -1438.1852 | -273.3893 | -215.3086 | -55.8466 | -71.3176 | -235.678 | -24.7344
2027 | 6117 | MW | 623.5421 | 796.2796 | 1020.1959 | 315.0889 | -621.3632 | -593.1853 | -668.4633 | -1333.5899 | -257.9145 | -204.1719 | -55.8466 | -71.3176 | -235.678 | -24.7344
2027 | 6118 | MW | 595.5178 | 760.4917 | 974.3444 | 300.9276 | -548.2617 | -528.4742 | -595.54 | -1176.6969 | -226.9647 | -181.8986 | 0 | 0 | 0 | 1.3741
2027 | 6119 | MW | 567.4934 | 724.7039 | 928.4929 | 283.226 | -450.7929 | -452.9778 | -510.4629 | -967.5064 | -196.015 | -155.9131 | 10.7397 | 13.7149 | 50.5024 | 6.8707
2027 | 6120 | MW | 532.4629 | 679.9691 | 859.7157 | 265.5244 | -377.6914 | -388.2667 | -437.5396 | -810.6135 | -165.0653 | -133.6398 | 10.7397 | 13.7149 | 33.6683 | 5.4965
2027 | 6121 | MW | 476.4142 | 608.3934 | 779.4755 | 237.2018 | -353.3242 | -355.9112 | -401.078 | -758.3158 | -154.7487 | -122.5031 | 8.5918 | 10.9719 | 16.8341 | 10.9931
2027 | 6122 | MW | 413.3594 | 527.8707 | 676.3097 | 205.3389 | -316.7734 | -334.3408 | -376.7702 | -679.8693 | -144.4321 | -115.0787 | 8.5918 | 10.9719 | 16.8341 | 10.9931
2027 | 6123 | MW | 357.3107 | 456.295 | 584.6066 | 180.5566 | -316.7734 | -323.5556 | -364.6164 | -679.8693 | -139.2738 | -111.3665 | 6.4438 | 8.2289 | 16.8341 | 9.6189
2027 | 6124 | MW | 308.268 | 393.6663 | 504.3665 | 155.7743 | -316.7734 | -323.5556 | -364.6164 | -679.8693 | -144.4321 | -111.3665 | 6.4438 | 8.2289 | 16.8341 | 8.2448
2027 | 6125 | MW | 266.2315 | 339.9845 | 435.5893 | 138.0727 | -341.1406 | -334.3408 | -376.7702 | -732.167 | -154.7487 | -115.0787 | 6.4438 | 8.2289 | 16.8341 | 6.8707
2027 | 6126 | MW | 231.201 | 295.2497 | 378.2749 | 113.2904 | -402.0586 | -355.9112 | -401.078 | -862.9111 | -180.5401 | -122.5031 | 4.2959 | 5.486 | 16.8341 | 6.8707
2027 | 6127 | MW | 196.1706 | 250.5149 | 332.4234 | 99.1291 | -511.7109 | -463.763 | -522.6168 | -1098.2505 | -232.123 | -159.6253 | 4.2959 | 5.486 | 16.8341 | 2.7483
2027 | 6128 | MW | 175.1523 | 223.674 | 298.0348 | 88.5081 | -657.914 | -593.1853 | -668.4633 | -1412.0363 | -288.8642 | -204.1719 | 6.4438 | 8.2289 | 16.8341 | 2.7483
2027 | 6129 | MW | 161.1401 | 205.7801 | 275.109 | 81.4275 | -779.7499 | -690.252 | -777.8482 | -1673.5245 | -340.4471 | -237.5819 | 6.4438 | 8.2289 | 16.8341 | 4.1224
2027 | 6130 | MW | 154.134 | 196.8331 | 252.1833 | 77.8872 | -865.0351 | -776.5335 | -875.0793 | -1856.5663 | -376.5551 | -267.2796 | 6.4438 | 8.2289 | 16.8341 | 4.1224
2027 | 6131 | MW | 154.134 | 196.8331 | 263.6461 | 77.8872 | -950.3202 | -841.2446 | -948.0025 | -2039.608 | -407.5049 | -289.5529 | 6.4438 | 8.2289 | 16.8341 | 5.4965
2027 | 6132 | MW | 189.1645 | 241.568 | 309.4976 | 95.5888 | -999.0546 | -873.6001 | -984.4642 | -2144.2033 | -428.138 | -300.6895 | 8.5918 | 10.9719 | 16.8341 | 5.4965
2027 | 6133 | MW | 217.1888 | 277.3558 | 355.3491 | 109.7501 | -1035.6054 | -905.9557 | -1020.9258 | -2222.6498 | -438.4546 | -311.8262 | 8.5918 | 10.9719 | 33.6683 | 6.8707
2027 | 6134 | MW | 245.2132 | 313.1436 | 401.2006 | 123.9114 | -1072.1562 | -938.3113 | -1057.3874 | -2301.0962 | -453.9295 | -322.9628 | 8.5918 | 10.9719 | 33.6683 | 6.8707
2027 | 6135 | MW | 294.2558 | 375.7724 | 481.4408 | 148.6937 | -1084.3398 | -949.0964 | -1069.5413 | -2327.2451 | -459.0878 | -326.6751 | 10.7397 | 13.7149 | 33.6683 | 8.2448
2027 | 6136 | MW | 154.134 | 196.8331 | 263.6461 | 74.3468 | -1072.1562 | -949.0964 | -1069.5413 | -2301.0962 | -459.0878 | -326.6751 | -2.1479 | -2.743 | -16.8341 | 1.3741
2027 | 6137 | MW | 196.1706 | 250.5149 | 320.9605 | 95.5888 | -1047.789 | -927.5261 | -1045.2336 | -2248.7986 | -453.9295 | -319.2506 | -55.8466 | -71.3176 | -252.5122 | -28.8568
2027 | 6138 | MW | 224.1949 | 286.3028 | 366.812 | 109.7501 | -962.5038 | -852.0298 | -960.1564 | -2065.7569 | -428.138 | -293.2651 | -60.1425 | -76.8035 | -252.5122 | -28.8568
2027 | 6139 | MW | 238.2071 | 304.1967 | 401.2006 | 116.8307 | -852.8515 | -787.3186 | -887.2331 | -1830.4175 | -371.3968 | -270.9918 | -60.1425 | -76.8035 | -235.678 | -28.8568
2027 | 6140 | MW | 238.2071 | 304.1967 | 389.7378 | 116.8307 | -743.1992 | -701.0371 | -790.0021 | -1595.0781 | -324.9722 | -241.2941 | -60.1425 | -76.8035 | -235.678 | -27.4826
2027 | 6141 | MW | 693.6031 | 885.7492 | 1134.8247 | 350.4922 | -657.914 | -636.326 | -717.0788 | -1412.0363 | -294.0225 | -219.0208 | -57.9945 | -74.0605 | -235.678 | -26.1085
2027 | 6142 | MW | 700.6091 | 894.6961 | 1134.8247 | 354.0325 | -572.6289 | -560.8297 | -632.0017 | -1228.9946 | -252.7562 | -193.0353 | -2.1479 | -2.743 | -16.8341 | 1.3741
2027 | 6143 | MW | 665.5787 | 849.9613 | 1088.9732 | 332.7906 | -475.1601 | -474.5482 | -534.7707 | -1019.804 | -211.4899 | -163.3375 | 10.7397 | 13.7149 | 33.6683 | 6.8707
2027 | 6144 | MW | 609.53 | 778.3856 | 997.2702 | 308.0083 | -402.0586 | -409.8371 | -461.8474 | -862.9111 | -175.3818 | -141.0642 | 10.7397 | 13.7149 | 33.6683 | 5.4965
2027 | 6145 | MW | 553.4812 | 706.8099 | 905.5672 | 279.6857 | -353.3242 | -355.9112 | -401.078 | -758.3158 | -154.7487 | -122.5031 | 10.7397 | 13.7149 | 16.8341 | 9.6189
2027 | 6146 | MW | 490.4264 | 626.2873 | 802.4013 | 244.2824 | -328.957 | -334.3408 | -376.7702 | -706.0182 | -144.4321 | -115.0787 | 8.5918 | 10.9719 | 16.8341 | 8.2448
2027 | 6147 | MW | 413.3594 | 527.8707 | 676.3097 | 208.8792 | -316.7734 | -323.5556 | -364.6164 | -679.8693 | -139.2738 | -111.3665 | 8.5918 | 10.9719 | 16.8341 | 8.2448
2027 | 6148 | MW | 343.2985 | 438.4011 | 561.6809 | 173.4759 | -316.7734 | -323.5556 | -364.6164 | -679.8693 | -139.2738 | -111.3665 | 6.4438 | 8.2289 | 16.8341 | 6.8707
2027 | 6149 | MW | 287.2497 | 366.8254 | 469.9779 | 145.1533 | -341.1406 | -345.126 | -388.9241 | -732.167 | -149.5904 | -118.7909 | 6.4438 | 8.2289 | 16.8341 | 6.8707
2027 | 6150 | MW | 231.201 | 295.2497 | 378.2749 | 116.8307 | -402.0586 | -355.9112 | -401.078 | -862.9111 | -180.5401 | -122.5031 | 6.4438 | 8.2289 | 16.8341 | 6.8707
2027 | 6151 | MW | 189.1645 | 241.568 | 320.9605 | 95.5888 | -511.7109 | -463.763 | -522.6168 | -1098.2505 | -232.123 | -159.6253 | 6.4438 | 8.2289 | 16.8341 | 2.7483
2027 | 6152 | MW | 161.1401 | 205.7801 | 275.109 | 81.4275 | -657.914 | -582.4001 | -656.3094 | -1412.0363 | -294.0225 | -200.4597 | 6.4438 | 8.2289 | 16.8341 | 2.7483
2027 | 6153 | MW | 140.1218 | 178.9392 | 240.7204 | 70.8065 | -767.5664 | -679.4668 | -765.6943 | -1647.3757 | -340.4471 | -233.8696 | 6.4438 | 8.2289 | 16.8341 | 2.7483
2027 | 6154 | MW | 133.1157 | 169.9923 | 217.7946 | 70.8065 | -852.8515 | -754.9631 | -850.7715 | -1830.4175 | -371.3968 | -259.8552 | 8.5918 | 10.9719 | 16.8341 | 4.1224
2027 | 6155 | MW | 140.1218 | 178.9392 | 229.2575 | 70.8065 | -925.9531 | -808.889 | -911.5409 | -1987.3104 | -402.3466 | -278.4162 | 8.5918 | 10.9719 | 16.8341 | 4.1224
2027 | 6156 | MW | 168.1462 | 214.7271 | 286.5719 | 84.9678 | -974.6874 | -841.2446 | -948.0025 | -2091.9057 | -422.9797 | -289.5529 | 10.7397 | 13.7149 | 33.6683 | 5.4965
2027 | 6157 | MW | 203.1767 | 259.4619 | 332.4234 | 99.1291 | -999.0546 | -862.8149 | -972.3103 | -2144.2033 | -433.2963 | -296.9773 | 10.7397 | 13.7149 | 33.6683 | 5.4965
2027 | 6158 | MW | 231.201 | 295.2497 | 378.2749 | 116.8307 | -1011.2382 | -895.1705 | -1008.7719 | -2170.3521 | -438.4546 | -308.114 | 12.8877 | 16.4579 | 33.6683 | 6.8707
2027 | 6159 | MW | 280.2437 | 357.8785 | 458.515 | 141.613 | -1011.2382 | -916.7409 | -1033.0797 | -2170.3521 | -438.4546 | -315.5384 | 12.8877 | 16.4579 | 33.6683 | 6.8707
2027 | 6160 | MW | 154.134 | 196.8331 | 263.6461 | 74.3468 | -999.0546 | -916.7409 | -1033.0797 | -2144.2033 | -443.6129 | -315.5384 | 0 | 0 | -16.8341 | 0
2027 | 6161 | MW | 196.1706 | 250.5149 | 320.9605 | 95.5888 | -974.6874 | -895.1705 | -1008.7719 | -2091.9057 | -443.6129 | -308.114 | -60.1425 | -76.8035 | -252.5122 | -26.1085
2027 | 6162 | MW | 224.1949 | 286.3028 | 366.812 | 109.7501 | -901.5859 | -830.4594 | -935.8486 | -1935.0128 | -407.5049 | -285.8407 | -66.5863 | -85.0325 | -252.5122 | -27.4826
2027 | 6163 | MW | 238.2071 | 304.1967 | 389.7378 | 116.8307 | -804.1171 | -754.9631 | -850.7715 | -1725.8222 | -355.922 | -259.8552 | -68.7343 | -87.7755 | -235.678 | -27.4826
2027 | 6164 | MW | 238.2071 | 304.1967 | 389.7378 | 120.3711 | -706.6484 | -679.4668 | -765.6943 | -1516.6316 | -319.8139 | -233.8696 | -68.7343 | -87.7755 | -235.678 | -26.1085
2027 | 6165 | MW | 679.5909 | 867.8553 | 1100.436 | 346.9519 | -633.5468 | -625.5408 | -704.925 | -1359.7387 | -288.8642 | -215.3086 | -68.7343 | -87.7755 | -235.678 | -24.7344
2027 | 6166 | MW | 679.5909 | 867.8553 | 1111.8989 | 346.9519 | -560.4453 | -550.0445 | -619.8478 | -1202.8458 | -257.9145 | -189.323 | 0 | 0 | -16.8341 | 0
2027 | 6167 | MW | 644.5604 | 823.1204 | 1054.5845 | 325.7099 | -462.9765 | -474.5482 | -534.7707 | -993.6552 | -211.4899 | -163.3375 | 15.0356 | 19.2009 | 33.6683 | 6.8707
2027 | 6168 | MW | 588.5117 | 751.5448 | 962.8815 | 300.9276 | -389.875 | -399.0519 | -449.6935 | -836.7623 | -175.3818 | -137.352 | 12.8877 | 16.4579 | 33.6683 | 5.4965
2027 | 6169 | MW | 532.4629 | 679.9691 | 871.1785 | 269.0647 | -341.1406 | -355.9112 | -401.078 | -732.167 | -149.5904 | -122.5031 | 8.5918 | 10.9719 | 33.6683 | 9.6189
2027 | 6170 | MW | 469.4081 | 599.4464 | 756.5498 | 233.6615 | -316.7734 | -334.3408 | -376.7702 | -679.8693 | -144.4321 | -115.0787 | 6.4438 | 8.2289 | 33.6683 | 6.8707
2027 | 6171 | MW | 392.3411 | 501.0298 | 641.921 | 198.2582 | -316.7734 | -334.3408 | -376.7702 | -679.8693 | -139.2738 | -115.0787 | 6.4438 | 8.2289 | 16.8341 | 6.8707
2027 | 6172 | MW | 322.2802 | 411.5602 | 527.2923 | 162.855 | -316.7734 | -334.3408 | -376.7702 | -679.8693 | -139.2738 | -115.0787 | 4.2959 | 5.486 | 16.8341 | 5.4965
2027 | 6173 | MW | 266.2315 | 339.9845 | 435.5893 | 134.5324 | -341.1406 | -345.126 | -388.9241 | -732.167 | -149.5904 | -118.7909 | 4.2959 | 5.486 | 16.8341 | 5.4965
2027 | 6174 | MW | 217.1888 | 277.3558 | 355.3491 | 109.7501 | -389.875 | -355.9112 | -401.078 | -836.7623 | -180.5401 | -122.5031 | 4.2959 | 5.486 | 16.8341 | 5.4965
2027 | 6175 | MW | 175.1523 | 223.674 | 298.0348 | 84.9678 | -487.3437 | -452.9778 | -510.4629 | -1045.9528 | -221.8064 | -155.9131 | 4.2959 | 5.486 | 16.8341 | 2.7483
2027 | 6176 | MW | 154.134 | 196.8331 | 263.6461 | 74.3468 | -621.3632 | -582.4001 | -656.3094 | -1333.5899 | -278.5476 | -200.4597 | 4.2959 | 5.486 | 33.6683 | 2.7483
2027 | 6177 | MW | 126.1096 | 161.0453 | 217.7946 | 63.7259 | -731.0156 | -679.4668 | -765.6943 | -1568.9293 | -324.9722 | -233.8696 | 4.2959 | 5.486 | 16.8341 | 2.7483
2027 | 6178 | MW | 126.1096 | 161.0453 | 206.3318 | 67.2662 | -828.4843 | -776.5335 | -875.0793 | -1778.1198 | -361.0803 | -267.2796 | 6.4438 | 8.2289 | 33.6683 | 2.7483
2027 | 6179 | MW | 133.1157 | 169.9923 | 229.2575 | 70.8065 | -913.7695 | -841.2446 | -948.0025 | -1961.1616 | -392.03 | -289.5529 | 6.4438 | 8.2289 | 33.6683 | 4.1224
2027 | 6180 | MW | 168.1462 | 214.7271 | 275.109 | 81.4275 | -974.6874 | -884.3853 | -996.618 | -2091.9057 | -407.5049 | -304.4018 | 6.4438 | 8.2289 | 33.6683 | 4.1224
2027 | 6181 | MW | 196.1706 | 250.5149 | 332.4234 | 95.5888 | -999.0546 | -916.7409 | -1033.0797 | -2144.2033 | -417.8214 | -315.5384 | 6.4438 | 8.2289 | 33.6683 | 4.1224
2027 | 6182 | MW | 224.1949 | 286.3028 | 378.2749 | 113.2904 | -1035.6054 | -938.3113 | -1057.3874 | -2222.6498 | -433.2963 | -322.9628 | 8.5918 | 10.9719 | 33.6683 | 5.4965
2027 | 6183 | MW | 280.2437 | 357.8785 | 458.515 | 141.613 | -1047.789 | -949.0964 | -1069.5413 | -2248.7986 | -443.6129 | -326.6751 | 8.5918 | 10.9719 | 50.5024 | 5.4965
2027 | 6184 | MW | 154.134 | 196.8331 | 263.6461 | 77.8872 | -1035.6054 | -949.0964 | -1069.5413 | -2222.6498 | -438.4546 | -326.6751 | 0 | 0 | 0 | 0
2027 | 6185 | MW | 196.1706 | 250.5149 | 320.9605 | 99.1291 | -999.0546 | -927.5261 | -1045.2336 | -2144.2033 | -412.6632 | -319.2506 | -42.9589 | -54.8597 | -218.8439 | -21.9861
2027 | 6186 | MW | 224.1949 | 286.3028 | 366.812 | 113.2904 | -901.5859 | -841.2446 | -948.0025 | -1935.0128 | -371.3968 | -289.5529 | -45.1069 | -57.6026 | -218.8439 | -23.3602
2027 | 6187 | MW | 238.2071 | 304.1967 | 401.2006 | 120.3711 | -791.9335 | -765.7483 | -862.9254 | -1699.6734 | -324.9722 | -263.5674 | -47.2548 | -60.3456 | -218.8439 | -23.3602
2027 | 6188 | MW | 238.2071 | 304.1967 | 401.2006 | 120.3711 | -706.6484 | -679.4668 | -765.6943 | -1516.6316 | -299.1808 | -233.8696 | -49.4028 | -63.0886 | -218.8439 | -23.3602
2027 | 6189 | MW | 679.5909 | 867.8553 | 1111.8989 | 343.4115 | -633.5468 | -625.5408 | -704.925 | -1359.7387 | -273.3893 | -215.3086 | -49.4028 | -63.0886 | -218.8439 | -21.9861
2027 | 6190 | MW | 679.5909 | 867.8553 | 1111.8989 | 343.4115 | -560.4453 | -560.8297 | -632.0017 | -1202.8458 | -242.4396 | -193.0353 | -2.1479 | -2.743 | 0 | 0
2027 | 6191 | MW | 644.5604 | 823.1204 | 1054.5845 | 325.7099 | -462.9765 | -474.5482 | -534.7707 | -993.6552 | -206.3316 | -163.3375 | 10.7397 | 13.7149 | 33.6683 | 5.4965
2027 | 6192 | MW | 588.5117 | 751.5448 | 962.8815 | 297.3873 | -389.875 | -409.8371 | -461.8474 | -836.7623 | -170.2236 | -141.0642 | 8.5918 | 10.9719 | 33.6683 | 5.4965
2027 | 6193 | MW | 532.4629 | 679.9691 | 871.1785 | 269.0647 | -341.1406 | -355.9112 | -401.078 | -732.167 | -149.5904 | -122.5031 | 6.4438 | 8.2289 | 16.8341 | 8.2448
2027 | 6194 | MW | 462.402 | 590.4994 | 756.5498 | 233.6615 | -316.7734 | -334.3408 | -376.7702 | -679.8693 | -144.4321 | -115.0787 | 4.2959 | 5.486 | 16.8341 | 6.8707
2027 | 6195 | MW | 385.335 | 492.0829 | 630.4582 | 194.7179 | -316.7734 | -323.5556 | -364.6164 | -679.8693 | -139.2738 | -111.3665 | 4.2959 | 5.486 | 16.8341 | 5.4965
2027 | 6196 | MW | 315.2741 | 402.6133 | 515.8294 | 159.3146 | -316.7734 | -323.5556 | -364.6164 | -679.8693 | -139.2738 | -111.3665 | 4.2959 | 5.486 | 16.8341 | 5.4965
2027 | 6197 | MW | 259.2254 | 331.0376 | 424.1264 | 130.992 | -341.1406 | -345.126 | -388.9241 | -732.167 | -149.5904 | -118.7909 | 4.2959 | 5.486 | 16.8341 | 5.4965
2027 | 6198 | MW | 210.1827 | 268.4088 | 343.8863 | 102.6694 | -389.875 | -355.9112 | -401.078 | -836.7623 | -180.5401 | -122.5031 | 4.2959 | 5.486 | 16.8341 | 5.4965
2027 | 6199 | MW | 168.1462 | 214.7271 | 275.109 | 84.9678 | -487.3437 | -463.763 | -522.6168 | -1045.9528 | -226.9647 | -159.6253 | 4.2959 | 5.486 | 16.8341 | 2.7483
2027 | 6200 | MW | 147.1279 | 187.8862 | 252.1833 | 74.3468 | -621.3632 | -582.4001 | -656.3094 | -1333.5899 | -283.7059 | -200.4597 | 4.2959 | 5.486 | 16.8341 | 2.7483
2027 | 6201 | MW | 126.1096 | 161.0453 | 217.7946 | 63.7259 | -731.0156 | -679.4668 | -765.6943 | -1568.9293 | -330.1305 | -233.8696 | 4.2959 | 5.486 | 16.8341 | 2.7483
2027 | 6202 | MW | 119.1036 | 152.0983 | 206.3318 | 63.7259 | -816.3007 | -765.7483 | -862.9254 | -1751.971 | -371.3968 | -263.5674 | 6.4438 | 8.2289 | 16.8341 | 2.7483
2027 | 6203 | MW | 133.1157 | 169.9923 | 217.7946 | 67.2662 | -889.4023 | -830.4594 | -935.8486 | -1908.8639 | -397.1883 | -285.8407 | 4.2959 | 5.486 | 16.8341 | 2.7483
2027 | 6204 | MW | 161.1401 | 205.7801 | 275.109 | 81.4275 | -938.1367 | -873.6001 | -984.4642 | -2013.4592 | -412.6632 | -300.6895 | 6.4438 | 8.2289 | 16.8341 | 4.1224
2027 | 6205 | MW | 189.1645 | 241.568 | 320.9605 | 95.5888 | -986.871 | -895.1705 | -1008.7719 | -2118.0545 | -422.9797 | -308.114 | 6.4438 | 8.2289 | 16.8341 | 4.1224
2027 | 6206 | MW | 224.1949 | 286.3028 | 366.812 | 113.2904 | -1023.4218 | -927.5261 | -1045.2336 | -2196.501 | -428.138 | -319.2506 | 6.4438 | 8.2289 | 33.6683 | 4.1224
2027 | 6207 | MW | 280.2437 | 357.8785 | 447.0521 | 141.613 | -1035.6054 | -927.5261 | -1045.2336 | -2222.6498 | -428.138 | -319.2506 | 6.4438 | 8.2289 | 33.6683 | 4.1224
2027 | 6208 | MW | 154.134 | 196.8331 | 263.6461 | 74.3468 | -1035.6054 | -916.7409 | -1033.0797 | -2222.6498 | -428.138 | -315.5384 | -2.1479 | -2.743 | 0 | 0
2027 | 6209 | MW | 196.1706 | 250.5149 | 320.9605 | 99.1291 | -1011.2382 | -895.1705 | -1008.7719 | -2170.3521 | -422.9797 | -308.114 | -34.3671 | -43.8877 | -168.3415 | -15.1155
2027 | 6210 | MW | 224.1949 | 286.3028 | 378.2749 | 113.2904 | -913.7695 | -819.6742 | -923.6948 | -1961.1616 | -386.8717 | -282.1285 | -38.663 | -49.3737 | -185.1756 | -16.4896
2027 | 6211 | MW | 245.2132 | 313.1436 | 401.2006 | 120.3711 | -804.1171 | -744.1779 | -838.6176 | -1725.8222 | -345.6054 | -256.1429 | -42.9589 | -54.8597 | -185.1756 | -16.4896
2027 | 6212 | MW | 245.2132 | 313.1436 | 401.2006 | 120.3711 | -718.832 | -668.6816 | -753.5405 | -1542.7804 | -314.6557 | -230.1574 | -42.9589 | -54.8597 | -185.1756 | -17.8637
2027 | 6213 | MW | 679.5909 | 867.8553 | 1100.436 | 346.9519 | -645.7304 | -625.5408 | -704.925 | -1385.8875 | -288.8642 | -215.3086 | -45.1069 | -57.6026 | -185.1756 | -17.8637
2027 | 6214 | MW | 679.5909 | 867.8553 | 1100.436 | 343.4115 | -560.4453 | -560.8297 | -632.0017 | -1202.8458 | -252.7562 | -193.0353 | -2.1479 | -2.743 | 0 | 1.3741
2027 | 6215 | MW | 644.5604 | 823.1204 | 1043.1217 | 325.7099 | -475.1601 | -474.5482 | -534.7707 | -1019.804 | -211.4899 | -163.3375 | 8.5918 | 10.9719 | 33.6683 | 5.4965
2027 | 6216 | MW | 588.5117 | 751.5448 | 962.8815 | 297.3873 | -389.875 | -409.8371 | -461.8474 | -836.7623 | -175.3818 | -141.0642 | 8.5918 | 10.9719 | 33.6683 | 4.1224
2027 | 6217 | MW | 525.4569 | 671.0221 | 859.7157 | 265.5244 | -341.1406 | -366.6964 | -413.2319 | -732.167 | -154.7487 | -126.2154 | 6.4438 | 8.2289 | 16.8341 | 8.2448
2027 | 6218 | MW | 462.402 | 590.4994 | 756.5498 | 233.6615 | -328.957 | -345.126 | -388.9241 | -706.0182 | -144.4321 | -118.7909 | 6.4438 | 8.2289 | 16.8341 | 6.8707
2027 | 6219 | MW | 385.335 | 492.0829 | 618.9953 | 191.1776 | -316.7734 | -334.3408 | -376.7702 | -679.8693 | -139.2738 | -115.0787 | 4.2959 | 5.486 | 16.8341 | 5.4965
2027 | 6220 | MW | 315.2741 | 402.6133 | 504.3665 | 155.7743 | -316.7734 | -334.3408 | -376.7702 | -679.8693 | -139.2738 | -115.0787 | 4.2959 | 5.486 | 16.8341 | 5.4965
2027 | 6221 | MW | 252.2193 | 322.0906 | 412.6635 | 127.4517 | -341.1406 | -345.126 | -388.9241 | -732.167 | -149.5904 | -118.7909 | 4.2959 | 5.486 | 16.8341 | 5.4965
2027 | 6222 | MW | 203.1767 | 259.4619 | 343.8863 | 102.6694 | -389.875 | -366.6964 | -413.2319 | -836.7623 | -180.5401 | -126.2154 | 4.2959 | 5.486 | 16.8341 | 5.4965
2027 | 6223 | MW | 168.1462 | 214.7271 | 275.109 | 81.4275 | -499.5273 | -463.763 | -522.6168 | -1072.1017 | -232.123 | -159.6253 | 4.2959 | 5.486 | 16.8341 | 2.7483
2027 | 6224 | MW | 147.1279 | 187.8862 | 240.7204 | 70.8065 | -633.5468 | -571.6149 | -644.1556 | -1359.7387 | -288.8642 | -196.7475 | 4.2959 | 5.486 | 16.8341 | 2.7483
2027 | 6225 | MW | 126.1096 | 161.0453 | 217.7946 | 63.7259 | -743.1992 | -668.6816 | -753.5405 | -1595.0781 | -335.2888 | -230.1574 | 6.4438 | 8.2289 | 16.8341 | 2.7483
2027 | 6226 | MW | 119.1036 | 152.0983 | 206.3318 | 63.7259 | -828.4843 | -744.1779 | -838.6176 | -1778.1198 | -371.3968 | -256.1429 | 6.4438 | 8.2289 | 16.8341 | 4.1224
2027 | 6227 | MW | 133.1157 | 169.9923 | 217.7946 | 70.8065 | -901.5859 | -808.889 | -911.5409 | -1935.0128 | -402.3466 | -278.4162 | 6.4438 | 8.2289 | 16.8341 | 4.1224
2027 | 6228 | MW | 161.1401 | 205.7801 | 275.109 | 81.4275 | -950.3202 | -841.2446 | -948.0025 | -2039.608 | -422.9797 | -289.5529 | 6.4438 | 8.2289 | 33.6683 | 4.1224
2027 | 6229 | MW | 189.1645 | 241.568 | 320.9605 | 95.5888 | -986.871 | -873.6001 | -984.4642 | -2118.0545 | -438.4546 | -300.6895 | 6.4438 | 8.2289 | 33.6683 | 4.1224
2027 | 6230 | MW | 217.1888 | 277.3558 | 366.812 | 109.7501 | -1023.4218 | -905.9557 | -1020.9258 | -2196.501 | -448.7712 | -311.8262 | 6.4438 | 8.2289 | 33.6683 | 4.1224
2027 | 6231 | MW | 273.2376 | 348.9315 | 458.515 | 138.0727 | -1035.6054 | -916.7409 | -1033.0797 | -2222.6498 | -459.0878 | -315.5384 | 6.4438 | 8.2289 | 33.6683 | 5.4965
2027 | 6232 | MW | 161.1401 | 205.7801 | 263.6461 | 77.8872 | -1011.2382 | -905.9557 | -1020.9258 | -2170.3521 | -453.9295 | -311.8262 | -2.1479 | -2.743 | 0 | 1.3741
2027 | 6233 | MW | 196.1706 | 250.5149 | 320.9605 | 99.1291 | -974.6874 | -884.3853 | -996.618 | -2091.9057 | -443.6129 | -304.4018 | -32.2192 | -41.1447 | -168.3415 | -17.8637
2027 | 6234 | MW | 231.201 | 295.2497 | 378.2749 | 113.2904 | -877.2187 | -808.889 | -911.5409 | -1882.7151 | -412.6632 | -278.4162 | -34.3671 | -43.8877 | -185.1756 | -17.8637
2027 | 6235 | MW | 245.2132 | 313.1436 | 401.2006 | 120.3711 | -779.7499 | -744.1779 | -838.6176 | -1673.5245 | -355.922 | -256.1429 | -38.663 | -49.3737 | -168.3415 | -17.8637
2027 | 6236 | MW | 245.2132 | 313.1436 | 401.2006 | 120.3711 | -706.6484 | -668.6816 | -753.5405 | -1516.6316 | -319.8139 | -230.1574 | -40.811 | -52.1167 | -168.3415 | -17.8637
2027 | 6237 | MW | 679.5909 | 867.8553 | 1111.8989 | 343.4115 | -645.7304 | -625.5408 | -704.925 | -1385.8875 | -288.8642 | -215.3086 | -45.1069 | -57.6026 | -168.3415 | -17.8637
2027 | 6238 | MW | 679.5909 | 867.8553 | 1111.8989 | 339.8712 | -560.4453 | -550.0445 | -619.8478 | -1202.8458 | -247.5979 | -189.323 | -2.1479 | -2.743 | 0 | 1.3741
2027 | 6239 | MW | 644.5604 | 823.1204 | 1054.5845 | 322.1696 | -475.1601 | -474.5482 | -534.7707 | -1019.804 | -211.4899 | -163.3375 | 8.5918 | 10.9719 | 33.6683 | 5.4965
2027 | 6240 | MW | 588.5117 | 751.5448 | 962.8815 | 293.847 | -402.0586 | -409.8371 | -461.8474 | -862.9111 | -175.3818 | -141.0642 | 8.5918 | 10.9719 | 33.6683 | 4.1224
2027 | 6241 | MW | 525.4569 | 671.0221 | 871.1785 | 261.9841 | -328.957 | -355.9112 | -401.078 | -706.0182 | -144.4321 | -122.5031 | 6.4438 | 8.2289 | 16.8341 | 8.2448
2027 | 6242 | MW | 455.3959 | 581.5525 | 756.5498 | 226.5808 | -304.5898 | -334.3408 | -376.7702 | -653.7205 | -134.1155 | -115.0787 | 6.4438 | 8.2289 | 16.8341 | 6.8707
2027 | 6243 | MW | 378.3289 | 483.1359 | 618.9953 | 191.1776 | -304.5898 | -312.7704 | -352.4625 | -653.7205 | -134.1155 | -107.6543 | 4.2959 | 5.486 | 16.8341 | 5.4965
2027 | 6244 | MW | 315.2741 | 402.6133 | 515.8294 | 155.7743 | -304.5898 | -312.7704 | -352.4625 | -653.7205 | -134.1155 | -107.6543 | 4.2959 | 5.486 | 16.8341 | 5.4965
2027 | 6245 | MW | 266.2315 | 339.9845 | 435.5893 | 130.992 | -316.7734 | -323.5556 | -364.6164 | -679.8693 | -139.2738 | -111.3665 | 4.2959 | 5.486 | 16.8341 | 5.4965
2027 | 6246 | MW | 231.201 | 295.2497 | 366.812 | 113.2904 | -328.957 | -323.5556 | -364.6164 | -706.0182 | -154.7487 | -111.3665 | 4.2959 | 5.486 | 16.8341 | 5.4965
2027 | 6247 | MW | 196.1706 | 250.5149 | 320.9605 | 99.1291 | -389.875 | -377.4815 | -425.3857 | -836.7623 | -190.8567 | -129.9276 | 4.2959 | 5.486 | 16.8341 | 2.7483
2027 | 6248 | MW | 182.1584 | 232.621 | 298.0348 | 92.0485 | -475.1601 | -442.1927 | -498.309 | -1019.804 | -237.2813 | -152.2009 | 4.2959 | 5.486 | 16.8341 | 2.7483
2027 | 6249 | MW | 175.1523 | 223.674 | 275.109 | 95.5888 | -548.2617 | -506.9038 | -571.2323 | -1176.6969 | -273.3893 | -174.4742 | 4.2959 | 5.486 | 16.8341 | 2.7483
2027 | 6250 | MW | 189.1645 | 241.568 | 309.4976 | 99.1291 | -609.1796 | -571.6149 | -644.1556 | -1307.441 | -299.1808 | -196.7475 | 6.4438 | 8.2289 | 16.8341 | 2.7483
2027 | 6251 | MW | 231.201 | 295.2497 | 366.812 | 120.3711 | -657.914 | -614.7556 | -692.7711 | -1412.0363 | -319.8139 | -211.5963 | 6.4438 | 8.2289 | 16.8341 | 2.7483
2027 | 6252 | MW | 280.2437 | 357.8785 | 458.515 | 145.1533 | -694.4648 | -647.1112 | -729.2327 | -1490.4828 | -335.2888 | -222.733 | 6.4438 | 8.2289 | 16.8341 | 4.1224
2027 | 6253 | MW | 315.2741 | 402.6133 | 515.8294 | 162.855 | -718.832 | -668.6816 | -753.5405 | -1542.7804 | -340.4471 | -230.1574 | 6.4438 | 8.2289 | 16.8341 | 4.1224
2027 | 6254 | MW | 357.3107 | 456.295 | 573.1438 | 184.0969 | -755.3828 | -690.252 | -777.8482 | -1621.2269 | -345.6054 | -237.5819 | 6.4438 | 8.2289 | 16.8341 | 4.1224
2027 | 6255 | MW | 154.134 | 196.8331 | 240.7204 | 77.8872 | -767.5664 | -711.8223 | -802.156 | -1647.3757 | -350.7637 | -245.0063 | 6.4438 | 8.2289 | 16.8341 | 4.1224
2027 | 6256 | MW | 161.1401 | 205.7801 | 263.6461 | 81.4275 | -779.7499 | -733.3927 | -826.4637 | -1673.5245 | -361.0803 | -252.4307 | -2.1479 | -2.743 | -16.8341 | 0
2027 | 6257 | MW | 182.1584 | 232.621 | 298.0348 | 92.0485 | -767.5664 | -722.6075 | -814.3099 | -1647.3757 | -361.0803 | -248.7185 | -36.5151 | -46.6307 | -151.5073 | -13.7413
2027 | 6258 | MW | 189.1645 | 241.568 | 309.4976 | 92.0485 | -694.4648 | -679.4668 | -765.6943 | -1490.4828 | -330.1305 | -233.8696 | -38.663 | -49.3737 | -168.3415 | -15.1155
2027 | 6259 | MW | 189.1645 | 241.568 | 320.9605 | 92.0485 | -657.914 | -647.1112 | -729.2327 | -1412.0363 | -288.8642 | -222.733 | -40.811 | -52.1167 | -168.3415 | -16.4896
2027 | 6260 | MW | 616.536 | 787.3326 | 1008.733 | 311.5486 | -621.3632 | -614.7556 | -692.7711 | -1333.5899 | -273.3893 | -211.5963 | -40.811 | -52.1167 | -168.3415 | -16.4896
2027 | 6261 | MW | 616.536 | 787.3326 | 1008.733 | 308.0083 | -584.8125 | -582.4001 | -656.3094 | -1255.1434 | -263.0728 | -200.4597 | -40.811 | -52.1167 | -185.1756 | -16.4896
2027 | 6262 | MW | 595.5178 | 760.4917 | 974.3444 | 297.3873 | -511.7109 | -517.689 | -583.3862 | -1098.2505 | -232.123 | -178.1864 | -2.1479 | -2.743 | -16.8341 | 1.3741
2027 | 6263 | MW | 574.4995 | 733.6508 | 928.4929 | 290.3067 | -438.6093 | -452.9778 | -510.4629 | -941.3576 | -196.015 | -155.9131 | 8.5918 | 10.9719 | 33.6683 | 5.4965
2027 | 6264 | MW | 525.4569 | 671.0221 | 859.7157 | 261.9841 | -377.6914 | -399.0519 | -449.6935 | -810.6135 | -165.0653 | -137.352 | 8.5918 | 10.9719 | 16.8341 | 4.1224
2027 | 6265 | MW | 469.4081 | 599.4464 | 768.0127 | 233.6615 | -328.957 | -355.9112 | -401.078 | -706.0182 | -144.4321 | -122.5031 | 8.5918 | 10.9719 | 33.6683 | 8.2448
2027 | 6266 | MW | 406.3533 | 518.9238 | 664.8468 | 201.7985 | -304.5898 | -323.5556 | -364.6164 | -653.7205 | -134.1155 | -111.3665 | 6.4438 | 8.2289 | 16.8341 | 6.8707
2027 | 6267 | MW | 350.3046 | 447.3481 | 573.1438 | 177.0163 | -292.4062 | -312.7704 | -352.4625 | -627.5717 | -134.1155 | -107.6543 | 6.4438 | 8.2289 | 16.8341 | 6.8707
2027 | 6268 | MW | 308.268 | 393.6663 | 504.3665 | 159.3146 | -292.4062 | -312.7704 | -352.4625 | -627.5717 | -134.1155 | -107.6543 | 4.2959 | 5.486 | 16.8341 | 5.4965
2027 | 6269 | MW | 280.2437 | 357.8785 | 447.0521 | 141.613 | -304.5898 | -312.7704 | -352.4625 | -653.7205 | -134.1155 | -107.6543 | 4.2959 | 5.486 | 16.8341 | 5.4965
2027 | 6270 | MW | 245.2132 | 313.1436 | 389.7378 | 127.4517 | -316.7734 | -312.7704 | -352.4625 | -679.8693 | -149.5904 | -107.6543 | 4.2959 | 5.486 | 16.8341 | 5.4965
2027 | 6271 | MW | 217.1888 | 277.3558 | 355.3491 | 113.2904 | -353.3242 | -345.126 | -388.9241 | -758.3158 | -175.3818 | -118.7909 | 4.2959 | 5.486 | 16.8341 | 2.7483
2027 | 6272 | MW | 189.1645 | 241.568 | 309.4976 | 92.0485 | -414.2422 | -388.2667 | -437.5396 | -889.0599 | -196.015 | -133.6398 | 6.4438 | 8.2289 | 33.6683 | 4.1224
2027 | 6273 | MW | 175.1523 | 223.674 | 298.0348 | 84.9678 | -475.1601 | -431.4075 | -486.1551 | -1019.804 | -216.6482 | -148.4887 | 6.4438 | 8.2289 | 16.8341 | 4.1224
2027 | 6274 | MW | 196.1706 | 250.5149 | 332.4234 | 99.1291 | -536.0781 | -485.3334 | -546.9245 | -1150.5481 | -242.4396 | -167.0497 | 6.4438 | 8.2289 | 16.8341 | 4.1224
2027 | 6275 | MW | 224.1949 | 286.3028 | 378.2749 | 109.7501 | -584.8125 | -539.2593 | -607.6939 | -1255.1434 | -263.0728 | -185.6108 | 6.4438 | 8.2289 | 33.6683 | 4.1224
2027 | 6276 | MW | 273.2376 | 348.9315 | 447.0521 | 138.0727 | -633.5468 | -571.6149 | -644.1556 | -1359.7387 | -278.5476 | -196.7475 | 6.4438 | 8.2289 | 33.6683 | 4.1224
2027 | 6277 | MW | 308.268 | 393.6663 | 504.3665 | 155.7743 | -670.0976 | -603.9705 | -680.6172 | -1438.1852 | -283.7059 | -207.8841 | 6.4438 | 8.2289 | 33.6683 | 4.1224
2027 | 6278 | MW | 350.3046 | 447.3481 | 573.1438 | 177.0163 | -694.4648 | -625.5408 | -704.925 | -1490.4828 | -294.0225 | -215.3086 | 6.4438 | 8.2289 | 33.6683 | 4.1224
2027 | 6279 | MW | 140.1218 | 178.9392 | 229.2575 | 70.8065 | -718.832 | -657.8964 | -741.3866 | -1542.7804 | -304.3391 | -226.4452 | 6.4438 | 8.2289 | 33.6683 | 4.1224
2027 | 6280 | MW | 154.134 | 196.8331 | 252.1833 | 81.4275 | -731.0156 | -679.4668 | -765.6943 | -1568.9293 | -314.6557 | -233.8696 | 0 | 0 | 0 | 1.3741
2027 | 6281 | MW | 175.1523 | 223.674 | 286.5719 | 92.0485 | -718.832 | -701.0371 | -790.0021 | -1542.7804 | -319.8139 | -241.2941 | -36.5151 | -46.6307 | -185.1756 | -15.1155
2027 | 6282 | MW | 189.1645 | 241.568 | 309.4976 | 92.0485 | -670.0976 | -679.4668 | -765.6943 | -1438.1852 | -304.3391 | -233.8696 | -38.663 | -49.3737 | -185.1756 | -15.1155
2027 | 6283 | MW | 189.1645 | 241.568 | 309.4976 | 88.5081 | -645.7304 | -679.4668 | -765.6943 | -1385.8875 | -288.8642 | -233.8696 | -42.9589 | -54.8597 | -185.1756 | -16.4896
2027 | 6284 | MW | 616.536 | 787.3326 | 997.2702 | 311.5486 | -621.3632 | -647.1112 | -729.2327 | -1333.5899 | -278.5476 | -222.733 | -42.9589 | -54.8597 | -185.1756 | -16.4896
2027 | 6285 | MW | 609.53 | 778.3856 | 985.8073 | 308.0083 | -584.8125 | -603.9705 | -680.6172 | -1255.1434 | -263.0728 | -207.8841 | -45.1069 | -57.6026 | -185.1756 | -17.8637
2027 | 6286 | MW | 581.5056 | 742.5978 | 951.4187 | 293.847 | -523.8945 | -539.2593 | -607.6939 | -1124.3993 | -232.123 | -185.6108 | -2.1479 | -2.743 | 0 | 1.3741
2027 | 6287 | MW | 553.4812 | 706.8099 | 905.5672 | 276.1454 | -438.6093 | -463.763 | -522.6168 | -941.3576 | -196.015 | -159.6253 | 8.5918 | 10.9719 | 33.6683 | 5.4965
2027 | 6288 | MW | 504.4386 | 644.1812 | 825.327 | 254.9034 | -377.6914 | -399.0519 | -449.6935 | -810.6135 | -165.0653 | -137.352 | 8.5918 | 10.9719 | 33.6683 | 4.1224
2027 | 6289 | MW | 455.3959 | 581.5525 | 745.0869 | 226.5808 | -353.3242 | -366.6964 | -413.2319 | -758.3158 | -154.7487 | -126.2154 | 10.7397 | 13.7149 | 33.6683 | 12.3672
2027 | 6290 | MW | 392.3411 | 501.0298 | 641.921 | 198.2582 | -328.957 | -345.126 | -388.9241 | -706.0182 | -144.4321 | -118.7909 | 8.5918 | 10.9719 | 33.6683 | 12.3672
2027 | 6291 | MW | 343.2985 | 438.4011 | 561.6809 | 173.4759 | -316.7734 | -334.3408 | -376.7702 | -679.8693 | -139.2738 | -115.0787 | 6.4438 | 8.2289 | 33.6683 | 10.9931
2027 | 6292 | MW | 301.2619 | 384.7193 | 481.4408 | 152.234 | -316.7734 | -334.3408 | -376.7702 | -679.8693 | -144.4321 | -115.0787 | 6.4438 | 8.2289 | 33.6683 | 9.6189
2027 | 6293 | MW | 259.2254 | 331.0376 | 424.1264 | 134.5324 | -341.1406 | -345.126 | -388.9241 | -732.167 | -154.7487 | -118.7909 | 6.4438 | 8.2289 | 16.8341 | 8.2448
2027 | 6294 | MW | 224.1949 | 286.3028 | 366.812 | 113.2904 | -402.0586 | -366.6964 | -413.2319 | -862.9111 | -185.6984 | -126.2154 | 6.4438 | 8.2289 | 33.6683 | 8.2448
2027 | 6295 | MW | 196.1706 | 250.5149 | 320.9605 | 99.1291 | -499.5273 | -463.763 | -522.6168 | -1072.1017 | -232.123 | -159.6253 | 6.4438 | 8.2289 | 33.6683 | 4.1224
2027 | 6296 | MW | 175.1523 | 223.674 | 286.5719 | 88.5081 | -645.7304 | -582.4001 | -656.3094 | -1385.8875 | -294.0225 | -200.4597 | 6.4438 | 8.2289 | 33.6683 | 4.1224
2027 | 6297 | MW | 154.134 | 196.8331 | 263.6461 | 81.4275 | -767.5664 | -690.252 | -777.8482 | -1647.3757 | -340.4471 | -237.5819 | 6.4438 | 8.2289 | 33.6683 | 4.1224
2027 | 6298 | MW | 147.1279 | 187.8862 | 240.7204 | 77.8872 | -852.8515 | -776.5335 | -875.0793 | -1830.4175 | -376.5551 | -267.2796 | 6.4438 | 8.2289 | 33.6683 | 4.1224
2027 | 6299 | MW | 154.134 | 196.8331 | 252.1833 | 77.8872 | -938.1367 | -852.0298 | -960.1564 | -2013.4592 | -412.6632 | -293.2651 | 6.4438 | 8.2289 | 33.6683 | 5.4965
2027 | 6300 | MW | 182.1584 | 232.621 | 298.0348 | 92.0485 | -999.0546 | -895.1705 | -1008.7719 | -2144.2033 | -428.138 | -308.114 | 6.4438 | 8.2289 | 33.6683 | 5.4965
2027 | 6301 | MW | 210.1827 | 268.4088 | 343.8863 | 106.2098 | -1035.6054 | -927.5261 | -1045.2336 | -2222.6498 | -438.4546 | -319.2506 | 8.5918 | 10.9719 | 50.5024 | 6.8707
2027 | 6302 | MW | 245.2132 | 313.1436 | 401.2006 | 123.9114 | -1047.789 | -959.8816 | -1081.6952 | -2248.7986 | -438.4546 | -330.3873 | 8.5918 | 10.9719 | 50.5024 | 6.8707
2027 | 6303 | MW | 294.2558 | 375.7724 | 481.4408 | 152.234 | -1059.9726 | -992.2372 | -1118.1568 | -2274.9474 | -438.4546 | -341.5239 | 10.7397 | 13.7149 | 67.3366 | 8.2448
2027 | 6304 | MW | 154.134 | 196.8331 | 263.6461 | 77.8872 | -1035.6054 | -992.2372 | -1118.1568 | -2222.6498 | -433.2963 | -341.5239 | 0 | 0 | 0 | 1.3741
2027 | 6305 | MW | 189.1645 | 241.568 | 320.9605 | 95.5888 | -1011.2382 | -992.2372 | -1118.1568 | -2170.3521 | -428.138 | -341.5239 | -60.1425 | -76.8035 | -269.3463 | -27.4826
2027 | 6306 | MW | 217.1888 | 277.3558 | 366.812 | 109.7501 | -925.9531 | -927.5261 | -1045.2336 | -1987.3104 | -397.1883 | -319.2506 | -66.5863 | -85.0325 | -269.3463 | -27.4826
2027 | 6307 | MW | 238.2071 | 304.1967 | 389.7378 | 116.8307 | -828.4843 | -841.2446 | -948.0025 | -1778.1198 | -345.6054 | -289.5529 | -73.0302 | -93.2614 | -269.3463 | -27.4826
2027 | 6308 | MW | 238.2071 | 304.1967 | 389.7378 | 116.8307 | -731.0156 | -754.9631 | -850.7715 | -1568.9293 | -314.6557 | -259.8552 | -75.1781 | -96.0044 | -269.3463 | -27.4826
2027 | 6309 | MW | 693.6031 | 885.7492 | 1134.8247 | 354.0325 | -670.0976 | -690.252 | -777.8482 | -1438.1852 | -294.0225 | -237.5819 | -75.1781 | -96.0044 | -252.5122 | -27.4826
2027 | 6310 | MW | 700.6091 | 894.6961 | 1146.2875 | 350.4922 | -584.8125 | -603.9705 | -680.6172 | -1255.1434 | -257.9145 | -207.8841 | -2.1479 | -2.743 | 0 | 1.3741
2027 | 6311 | MW | 665.5787 | 849.9613 | 1088.9732 | 336.3309 | -487.3437 | -506.9038 | -571.2323 | -1045.9528 | -216.6482 | -174.4742 | 15.0356 | 19.2009 | 50.5024 | 8.2448
2027 | 6312 | MW | 616.536 | 787.3326 | 1008.733 | 311.5486 | -402.0586 | -431.4075 | -486.1551 | -862.9111 | -180.5401 | -148.4887 | 12.8877 | 16.4579 | 50.5024 | 6.8707
2027 | 6313 | MW | 560.4873 | 715.7569 | 905.5672 | 283.226 | -353.3242 | -377.4815 | -425.3857 | -758.3158 | -159.907 | -129.9276 | 8.5918 | 10.9719 | 67.3366 | 10.9931
2027 | 6314 | MW | 490.4264 | 626.2873 | 802.4013 | 247.8228 | -341.1406 | -355.9112 | -401.078 | -732.167 | -149.5904 | -122.5031 | 8.5918 | 10.9719 | 67.3366 | 8.2448
2027 | 6315 | MW | 413.3594 | 527.8707 | 676.3097 | 208.8792 | -328.957 | -334.3408 | -376.7702 | -706.0182 | -149.5904 | -115.0787 | 6.4438 | 8.2289 | 50.5024 | 6.8707
2027 | 6316 | MW | 350.3046 | 447.3481 | 561.6809 | 177.0163 | -328.957 | -334.3408 | -376.7702 | -706.0182 | -149.5904 | -115.0787 | 6.4438 | 8.2289 | 50.5024 | 6.8707
2027 | 6317 | MW | 294.2558 | 375.7724 | 469.9779 | 148.6937 | -353.3242 | -355.9112 | -401.078 | -758.3158 | -159.907 | -122.5031 | 6.4438 | 8.2289 | 50.5024 | 6.8707
2027 | 6318 | MW | 245.2132 | 313.1436 | 401.2006 | 120.3711 | -414.2422 | -377.4815 | -425.3857 | -889.0599 | -190.8567 | -129.9276 | 4.2959 | 5.486 | 50.5024 | 5.4965
2027 | 6319 | MW | 196.1706 | 250.5149 | 320.9605 | 95.5888 | -511.7109 | -463.763 | -522.6168 | -1098.2505 | -242.4396 | -159.6253 | 4.2959 | 5.486 | 50.5024 | 2.7483
2027 | 6320 | MW | 168.1462 | 214.7271 | 275.109 | 84.9678 | -657.914 | -582.4001 | -656.3094 | -1412.0363 | -304.3391 | -200.4597 | 6.4438 | 8.2289 | 50.5024 | 2.7483
2027 | 6321 | MW | 140.1218 | 178.9392 | 240.7204 | 67.2662 | -779.7499 | -690.252 | -777.8482 | -1673.5245 | -355.922 | -237.5819 | 6.4438 | 8.2289 | 67.3366 | 4.1224
2027 | 6322 | MW | 133.1157 | 169.9923 | 217.7946 | 67.2662 | -877.2187 | -776.5335 | -875.0793 | -1882.7151 | -397.1883 | -267.2796 | 6.4438 | 8.2289 | 67.3366 | 4.1224
2027 | 6323 | MW | 140.1218 | 178.9392 | 229.2575 | 74.3468 | -950.3202 | -852.0298 | -960.1564 | -2039.608 | -428.138 | -293.2651 | 6.4438 | 8.2289 | 84.1707 | 4.1224
2027 | 6324 | MW | 168.1462 | 214.7271 | 286.5719 | 84.9678 | -999.0546 | -895.1705 | -1008.7719 | -2144.2033 | -443.6129 | -308.114 | 8.5918 | 10.9719 | 101.0049 | 4.1224
2027 | 6325 | MW | 196.1706 | 250.5149 | 332.4234 | 99.1291 | -1035.6054 | -927.5261 | -1045.2336 | -2222.6498 | -453.9295 | -319.2506 | 8.5918 | 10.9719 | 117.839 | 5.4965
2027 | 6326 | MW | 231.201 | 295.2497 | 378.2749 | 116.8307 | -1047.789 | -970.6668 | -1093.8491 | -2248.7986 | -464.2461 | -334.0995 | 8.5918 | 10.9719 | 134.6732 | 5.4965
2027 | 6327 | MW | 287.2497 | 366.8254 | 469.9779 | 141.613 | -1059.9726 | -981.452 | -1106.0029 | -2274.9474 | -469.4043 | -337.8117 | 10.7397 | 13.7149 | 134.6732 | 5.4965
2027 | 6328 | MW | 154.134 | 196.8331 | 263.6461 | 74.3468 | -1059.9726 | -981.452 | -1106.0029 | -2274.9474 | -474.5626 | -337.8117 | 0 | 0 | 67.3366 | 0
2027 | 6329 | MW | 189.1645 | 241.568 | 320.9605 | 95.5888 | -1023.4218 | -949.0964 | -1069.5413 | -2196.501 | -469.4043 | -326.6751 | -53.6986 | -68.5746 | -235.678 | -24.7344
2027 | 6330 | MW | 224.1949 | 286.3028 | 366.812 | 109.7501 | -938.1367 | -884.3853 | -996.618 | -2013.4592 | -433.2963 | -304.4018 | -55.8466 | -71.3176 | -235.678 | -26.1085
2027 | 6331 | MW | 238.2071 | 304.1967 | 401.2006 | 116.8307 | -828.4843 | -819.6742 | -923.6948 | -1778.1198 | -376.5551 | -282.1285 | -57.9945 | -74.0605 | -218.8439 | -26.1085
2027 | 6332 | MW | 238.2071 | 304.1967 | 389.7378 | 116.8307 | -743.1992 | -733.3927 | -826.4637 | -1595.0781 | -335.2888 | -252.4307 | -57.9945 | -74.0605 | -202.0097 | -24.7344
2027 | 6333 | MW | 686.597 | 876.8022 | 1123.3618 | 346.9519 | -670.0976 | -679.4668 | -765.6943 | -1438.1852 | -304.3391 | -233.8696 | -57.9945 | -74.0605 | -185.1756 | -24.7344
2027 | 6334 | MW | 686.597 | 876.8022 | 1123.3618 | 343.4115 | -584.8125 | -593.1853 | -668.4633 | -1255.1434 | -268.2311 | -204.1719 | -2.1479 | -2.743 | 50.5024 | 1.3741
2027 | 6335 | MW | 651.5665 | 832.0674 | 1054.5845 | 325.7099 | -487.3437 | -496.1186 | -559.0784 | -1045.9528 | -221.8064 | -170.762 | 12.8877 | 16.4579 | 101.0049 | 6.8707
2027 | 6336 | MW | 595.5178 | 760.4917 | 974.3444 | 300.9276 | -414.2422 | -420.6223 | -474.0013 | -889.0599 | -185.6984 | -144.7764 | 10.7397 | 13.7149 | 84.1707 | 5.4965
2027 | 6337 | MW | 539.469 | 688.916 | 882.6414 | 269.0647 | -365.5078 | -366.6964 | -413.2319 | -784.4646 | -159.907 | -126.2154 | 6.4438 | 8.2289 | 16.8341 | 5.4965
2027 | 6338 | MW | 469.4081 | 599.4464 | 768.0127 | 237.2018 | -341.1406 | -345.126 | -388.9241 | -732.167 | -149.5904 | -118.7909 | 6.4438 | 8.2289 | 16.8341 | 6.8707
2027 | 6339 | MW | 392.3411 | 501.0298 | 641.921 | 198.2582 | -328.957 | -334.3408 | -376.7702 | -706.0182 | -144.4321 | -115.0787 | 6.4438 | 8.2289 | 16.8341 | 6.8707
2027 | 6340 | MW | 322.2802 | 411.5602 | 527.2923 | 166.3953 | -328.957 | -334.3408 | -376.7702 | -706.0182 | -149.5904 | -115.0787 | 4.2959 | 5.486 | 16.8341 | 5.4965
2027 | 6341 | MW | 273.2376 | 348.9315 | 435.5893 | 138.0727 | -353.3242 | -345.126 | -388.9241 | -758.3158 | -159.907 | -118.7909 | 4.2959 | 5.486 | 16.8341 | 5.4965
2027 | 6342 | MW | 217.1888 | 277.3558 | 355.3491 | 109.7501 | -414.2422 | -377.4815 | -425.3857 | -889.0599 | -190.8567 | -129.9276 | 4.2959 | 5.486 | 16.8341 | 5.4965
2027 | 6343 | MW | 175.1523 | 223.674 | 286.5719 | 88.5081 | -511.7109 | -474.5482 | -534.7707 | -1098.2505 | -242.4396 | -163.3375 | 4.2959 | 5.486 | 16.8341 | 2.7483
2027 | 6344 | MW | 154.134 | 196.8331 | 252.1833 | 77.8872 | -657.914 | -603.9705 | -680.6172 | -1412.0363 | -309.4974 | -207.8841 | 4.2959 | 5.486 | 16.8341 | 2.7483
2027 | 6345 | MW | 126.1096 | 161.0453 | 217.7946 | 67.2662 | -767.5664 | -701.0371 | -790.0021 | -1647.3757 | -366.2386 | -241.2941 | 6.4438 | 8.2289 | 16.8341 | 2.7483
2027 | 6346 | MW | 126.1096 | 161.0453 | 206.3318 | 63.7259 | -865.0351 | -765.7483 | -862.9254 | -1856.5663 | -407.5049 | -263.5674 | 6.4438 | 8.2289 | 16.8341 | 2.7483
2027 | 6347 | MW | 133.1157 | 169.9923 | 217.7946 | 67.2662 | -950.3202 | -819.6742 | -923.6948 | -2039.608 | -443.6129 | -282.1285 | 6.4438 | 8.2289 | 16.8341 | 2.7483
2027 | 6348 | MW | 161.1401 | 205.7801 | 275.109 | 81.4275 | -1011.2382 | -841.2446 | -948.0025 | -2170.3521 | -464.2461 | -289.5529 | 6.4438 | 8.2289 | 16.8341 | 2.7483
2027 | 6349 | MW | 196.1706 | 250.5149 | 332.4234 | 95.5888 | -1047.789 | -862.8149 | -972.3103 | -2248.7986 | -469.4043 | -296.9773 | 6.4438 | 8.2289 | 16.8341 | 4.1224
2027 | 6350 | MW | 224.1949 | 286.3028 | 366.812 | 116.8307 | -1084.3398 | -884.3853 | -996.618 | -2327.2451 | -484.8792 | -304.4018 | 6.4438 | 8.2289 | 33.6683 | 4.1224
2027 | 6351 | MW | 280.2437 | 357.8785 | 447.0521 | 145.1533 | -1084.3398 | -884.3853 | -996.618 | -2327.2451 | -484.8792 | -304.4018 | 6.4438 | 8.2289 | 33.6683 | 4.1224
2027 | 6352 | MW | 154.134 | 196.8331 | 263.6461 | 74.3468 | -1072.1562 | -873.6001 | -984.4642 | -2301.0962 | -479.7209 | -300.6895 | -2.1479 | -2.743 | -16.8341 | 0
2027 | 6353 | MW | 196.1706 | 250.5149 | 320.9605 | 95.5888 | -1023.4218 | -841.2446 | -948.0025 | -2196.501 | -474.5626 | -289.5529 | -38.663 | -49.3737 | -218.8439 | -19.2379
2027 | 6354 | MW | 224.1949 | 286.3028 | 366.812 | 109.7501 | -938.1367 | -776.5335 | -875.0793 | -2013.4592 | -443.6129 | -267.2796 | -42.9589 | -54.8597 | -235.678 | -20.612
2027 | 6355 | MW | 238.2071 | 304.1967 | 401.2006 | 120.3711 | -828.4843 | -722.6075 | -814.3099 | -1778.1198 | -386.8717 | -248.7185 | -47.2548 | -60.3456 | -218.8439 | -21.9861
2027 | 6356 | MW | 238.2071 | 304.1967 | 401.2006 | 120.3711 | -743.1992 | -668.6816 | -753.5405 | -1595.0781 | -340.4471 | -230.1574 | -49.4028 | -63.0886 | -218.8439 | -21.9861
2027 | 6357 | MW | 679.5909 | 867.8553 | 1100.436 | 346.9519 | -670.0976 | -625.5408 | -704.925 | -1438.1852 | -304.3391 | -215.3086 | -51.5507 | -65.8316 | -218.8439 | -21.9861
2027 | 6358 | MW | 679.5909 | 867.8553 | 1111.8989 | 346.9519 | -584.8125 | -550.0445 | -619.8478 | -1255.1434 | -263.0728 | -189.323 | -2.1479 | -2.743 | -16.8341 | 0
2027 | 6359 | MW | 644.5604 | 823.1204 | 1043.1217 | 325.7099 | -487.3437 | -474.5482 | -534.7707 | -1045.9528 | -216.6482 | -163.3375 | 10.7397 | 13.7149 | 33.6683 | 5.4965
2027 | 6360 | MW | 588.5117 | 751.5448 | 962.8815 | 297.3873 | -402.0586 | -399.0519 | -449.6935 | -862.9111 | -180.5401 | -137.352 | 8.5918 | 10.9719 | 16.8341 | 4.1224
2027 | 6361 | MW | 532.4629 | 679.9691 | 871.1785 | 269.0647 | -353.3242 | -355.9112 | -401.078 | -758.3158 | -159.907 | -122.5031 | 10.7397 | 13.7149 | 33.6683 | 8.2448
2027 | 6362 | MW | 462.402 | 590.4994 | 756.5498 | 233.6615 | -328.957 | -334.3408 | -376.7702 | -706.0182 | -149.5904 | -115.0787 | 8.5918 | 10.9719 | 33.6683 | 8.2448
2027 | 6363 | MW | 385.335 | 492.0829 | 630.4582 | 194.7179 | -316.7734 | -323.5556 | -364.6164 | -679.8693 | -144.4321 | -111.3665 | 8.5918 | 10.9719 | 16.8341 | 6.8707
2027 | 6364 | MW | 315.2741 | 402.6133 | 515.8294 | 159.3146 | -328.957 | -323.5556 | -364.6164 | -706.0182 | -144.4321 | -111.3665 | 6.4438 | 8.2289 | 16.8341 | 6.8707
2027 | 6365 | MW | 259.2254 | 331.0376 | 424.1264 | 130.992 | -353.3242 | -345.126 | -388.9241 | -758.3158 | -154.7487 | -118.7909 | 6.4438 | 8.2289 | 16.8341 | 5.4965
2027 | 6366 | MW | 210.1827 | 268.4088 | 343.8863 | 106.2098 | -402.0586 | -366.6964 | -413.2319 | -862.9111 | -185.6984 | -126.2154 | 6.4438 | 8.2289 | 16.8341 | 5.4965
2027 | 6367 | MW | 168.1462 | 214.7271 | 286.5719 | 84.9678 | -511.7109 | -452.9778 | -510.4629 | -1098.2505 | -237.2813 | -155.9131 | 6.4438 | 8.2289 | 33.6683 | 2.7483
2027 | 6368 | MW | 154.134 | 196.8331 | 252.1833 | 74.3468 | -645.7304 | -571.6149 | -644.1556 | -1385.8875 | -299.1808 | -196.7475 | 6.4438 | 8.2289 | 33.6683 | 2.7483
2027 | 6369 | MW | 126.1096 | 161.0453 | 217.7946 | 63.7259 | -755.3828 | -668.6816 | -753.5405 | -1621.2269 | -355.922 | -230.1574 | 6.4438 | 8.2289 | 33.6683 | 4.1224
2027 | 6370 | MW | 126.1096 | 161.0453 | 206.3318 | 63.7259 | -840.6679 | -733.3927 | -826.4637 | -1804.2686 | -392.03 | -252.4307 | 6.4438 | 8.2289 | 33.6683 | 4.1224
2027 | 6371 | MW | 133.1157 | 169.9923 | 217.7946 | 67.2662 | -901.5859 | -798.1038 | -899.387 | -1935.0128 | -422.9797 | -274.704 | 8.5918 | 10.9719 | 33.6683 | 4.1224
2027 | 6372 | MW | 168.1462 | 214.7271 | 275.109 | 84.9678 | -938.1367 | -830.4594 | -935.8486 | -2013.4592 | -438.4546 | -285.8407 | 8.5918 | 10.9719 | 33.6683 | 4.1224
2027 | 6373 | MW | 196.1706 | 250.5149 | 320.9605 | 95.5888 | -962.5038 | -862.8149 | -972.3103 | -2065.7569 | -448.7712 | -296.9773 | 8.5918 | 10.9719 | 33.6683 | 4.1224
2027 | 6374 | MW | 224.1949 | 286.3028 | 378.2749 | 113.2904 | -986.871 | -895.1705 | -1008.7719 | -2118.0545 | -453.9295 | -308.114 | 10.7397 | 13.7149 | 33.6683 | 4.1224
2027 | 6375 | MW | 280.2437 | 357.8785 | 458.515 | 141.613 | -986.871 | -905.9557 | -1020.9258 | -2118.0545 | -459.0878 | -311.8262 | 10.7397 | 13.7149 | 50.5024 | 5.4965
2027 | 6376 | MW | 154.134 | 196.8331 | 263.6461 | 74.3468 | -974.6874 | -905.9557 | -1020.9258 | -2091.9057 | -459.0878 | -311.8262 | -2.1479 | -2.743 | 0 | 1.3741
2027 | 6377 | MW | 196.1706 | 250.5149 | 320.9605 | 95.5888 | -938.1367 | -884.3853 | -996.618 | -2013.4592 | -448.7712 | -304.4018 | -53.6986 | -68.5746 | -218.8439 | -19.2379
2027 | 6378 | MW | 224.1949 | 286.3028 | 378.2749 | 109.7501 | -865.0351 | -798.1038 | -899.387 | -1856.5663 | -412.6632 | -274.704 | -53.6986 | -68.5746 | -218.8439 | -19.2379
2027 | 6379 | MW | 238.2071 | 304.1967 | 401.2006 | 120.3711 | -779.7499 | -722.6075 | -814.3099 | -1673.5245 | -361.0803 | -248.7185 | -53.6986 | -68.5746 | -218.8439 | -20.612
2027 | 6380 | MW | 238.2071 | 304.1967 | 401.2006 | 120.3711 | -694.4648 | -657.8964 | -741.3866 | -1490.4828 | -319.8139 | -226.4452 | -53.6986 | -68.5746 | -218.8439 | -20.612
2027 | 6381 | MW | 679.5909 | 867.8553 | 1111.8989 | 343.4115 | -633.5468 | -603.9705 | -680.6172 | -1359.7387 | -294.0225 | -207.8841 | -55.8466 | -71.3176 | -202.0097 | -21.9861
2027 | 6382 | MW | 679.5909 | 867.8553 | 1111.8989 | 343.4115 | -560.4453 | -539.2593 | -607.6939 | -1202.8458 | -252.7562 | -185.6108 | -2.1479 | -2.743 | 0 | 1.3741
2027 | 6383 | MW | 644.5604 | 823.1204 | 1054.5845 | 322.1696 | -462.9765 | -463.763 | -522.6168 | -993.6552 | -211.4899 | -159.6253 | 12.8877 | 16.4579 | 33.6683 | 5.4965
2027 | 6384 | MW | 588.5117 | 751.5448 | 962.8815 | 293.847 | -389.875 | -399.0519 | -449.6935 | -836.7623 | -175.3818 | -137.352 | 10.7397 | 13.7149 | 33.6683 | 5.4965
2027 | 6385 | MW | 532.4629 | 679.9691 | 871.1785 | 265.5244 | -341.1406 | -355.9112 | -401.078 | -732.167 | -154.7487 | -122.5031 | 8.5918 | 10.9719 | 67.3366 | 8.2448
2027 | 6386 | MW | 462.402 | 590.4994 | 756.5498 | 230.1211 | -316.7734 | -334.3408 | -376.7702 | -679.8693 | -144.4321 | -115.0787 | 6.4438 | 8.2289 | 67.3366 | 6.8707
2027 | 6387 | MW | 385.335 | 492.0829 | 618.9953 | 191.1776 | -316.7734 | -323.5556 | -364.6164 | -679.8693 | -139.2738 | -111.3665 | 4.2959 | 5.486 | 67.3366 | 5.4965
2027 | 6388 | MW | 315.2741 | 402.6133 | 504.3665 | 159.3146 | -316.7734 | -323.5556 | -364.6164 | -679.8693 | -139.2738 | -111.3665 | 4.2959 | 5.486 | 50.5024 | 5.4965
2027 | 6389 | MW | 259.2254 | 331.0376 | 424.1264 | 130.992 | -341.1406 | -334.3408 | -376.7702 | -732.167 | -149.5904 | -115.0787 | 4.2959 | 5.486 | 50.5024 | 5.4965
2027 | 6390 | MW | 210.1827 | 268.4088 | 343.8863 | 106.2098 | -389.875 | -366.6964 | -413.2319 | -836.7623 | -180.5401 | -126.2154 | 4.2959 | 5.486 | 50.5024 | 5.4965
2027 | 6391 | MW | 168.1462 | 214.7271 | 275.109 | 84.9678 | -487.3437 | -452.9778 | -510.4629 | -1045.9528 | -232.123 | -155.9131 | 4.2959 | 5.486 | 50.5024 | 2.7483
2027 | 6392 | MW | 154.134 | 196.8331 | 252.1833 | 77.8872 | -609.1796 | -560.8297 | -632.0017 | -1307.441 | -299.1808 | -193.0353 | 4.2959 | 5.486 | 50.5024 | 2.7483
2027 | 6393 | MW | 126.1096 | 161.0453 | 217.7946 | 63.7259 | -731.0156 | -668.6816 | -753.5405 | -1568.9293 | -350.7637 | -230.1574 | 6.4438 | 8.2289 | 67.3366 | 2.7483
2027 | 6394 | MW | 119.1036 | 152.0983 | 194.8689 | 63.7259 | -804.1171 | -754.9631 | -850.7715 | -1725.8222 | -386.8717 | -259.8552 | 6.4438 | 8.2289 | 67.3366 | 2.7483
2027 | 6395 | MW | 133.1157 | 169.9923 | 217.7946 | 67.2662 | -865.0351 | -808.889 | -911.5409 | -1856.5663 | -407.5049 | -278.4162 | 6.4438 | 8.2289 | 84.1707 | 2.7483
2027 | 6396 | MW | 161.1401 | 205.7801 | 275.109 | 81.4275 | -901.5859 | -841.2446 | -948.0025 | -1935.0128 | -407.5049 | -289.5529 | 6.4438 | 8.2289 | 84.1707 | 4.1224
2027 | 6397 | MW | 189.1645 | 241.568 | 320.9605 | 95.5888 | -938.1367 | -862.8149 | -972.3103 | -2013.4592 | -412.6632 | -296.9773 | 6.4438 | 8.2289 | 101.0049 | 4.1224
2027 | 6398 | MW | 224.1949 | 286.3028 | 378.2749 | 113.2904 | -962.5038 | -895.1705 | -1008.7719 | -2065.7569 | -422.9797 | -308.114 | 6.4438 | 8.2289 | 101.0049 | 4.1224
2027 | 6399 | MW | 280.2437 | 357.8785 | 458.515 | 141.613 | -974.6874 | -905.9557 | -1020.9258 | -2091.9057 | -422.9797 | -311.8262 | 6.4438 | 8.2289 | 117.839 | 4.1224
2027 | 6400 | MW | 161.1401 | 205.7801 | 263.6461 | 77.8872 | -962.5038 | -884.3853 | -996.618 | -2065.7569 | -417.8214 | -304.4018 | -2.1479 | -2.743 | 67.3366 | 0
2027 | 6401 | MW | 196.1706 | 250.5149 | 320.9605 | 99.1291 | -925.9531 | -873.6001 | -984.4642 | -1987.3104 | -407.5049 | -300.6895 | -30.0712 | -38.4018 | -185.1756 | -16.4896
2027 | 6402 | MW | 231.201 | 295.2497 | 378.2749 | 113.2904 | -828.4843 | -798.1038 | -899.387 | -1778.1198 | -371.3968 | -274.704 | -32.2192 | -41.1447 | -185.1756 | -17.8637
2027 | 6403 | MW | 245.2132 | 313.1436 | 401.2006 | 120.3711 | -743.1992 | -722.6075 | -814.3099 | -1595.0781 | -330.1305 | -248.7185 | -34.3671 | -43.8877 | -185.1756 | -17.8637
2027 | 6404 | MW | 245.2132 | 313.1436 | 401.2006 | 120.3711 | -670.0976 | -657.8964 | -741.3866 | -1438.1852 | -299.1808 | -226.4452 | -38.663 | -49.3737 | -185.1756 | -17.8637
2027 | 6405 | MW | 679.5909 | 867.8553 | 1100.436 | 339.8712 | -621.3632 | -603.9705 | -680.6172 | -1333.5899 | -278.5476 | -207.8841 | -42.9589 | -54.8597 | -168.3415 | -19.2379
2027 | 6406 | MW | 679.5909 | 867.8553 | 1100.436 | 339.8712 | -548.2617 | -539.2593 | -607.6939 | -1176.6969 | -247.5979 | -185.6108 | -2.1479 | -2.743 | 50.5024 | 1.3741
2027 | 6407 | MW | 637.5543 | 814.1735 | 1043.1217 | 322.1696 | -462.9765 | -463.763 | -522.6168 | -993.6552 | -206.3316 | -159.6253 | 8.5918 | 10.9719 | 101.0049 | 5.4965
2027 | 6408 | MW | 588.5117 | 751.5448 | 951.4187 | 297.3873 | -389.875 | -399.0519 | -449.6935 | -836.7623 | -175.3818 | -137.352 | 8.5918 | 10.9719 | 84.1707 | 5.4965
2027 | 6409 | MW | 525.4569 | 671.0221 | 859.7157 | 265.5244 | -316.7734 | -345.126 | -388.9241 | -679.8693 | -144.4321 | -118.7909 | 6.4438 | 8.2289 | 67.3366 | 8.2448
2027 | 6410 | MW | 455.3959 | 581.5525 | 745.0869 | 230.1211 | -304.5898 | -323.5556 | -364.6164 | -653.7205 | -134.1155 | -111.3665 | 4.2959 | 5.486 | 50.5024 | 6.8707
2027 | 6411 | MW | 378.3289 | 483.1359 | 618.9953 | 191.1776 | -292.4062 | -312.7704 | -352.4625 | -627.5717 | -128.9572 | -107.6543 | 4.2959 | 5.486 | 50.5024 | 5.4965
2027 | 6412 | MW | 315.2741 | 402.6133 | 515.8294 | 159.3146 | -292.4062 | -312.7704 | -352.4625 | -627.5717 | -128.9572 | -107.6543 | 4.2959 | 5.486 | 33.6683 | 5.4965
2027 | 6413 | MW | 266.2315 | 339.9845 | 435.5893 | 134.5324 | -304.5898 | -323.5556 | -364.6164 | -653.7205 | -134.1155 | -111.3665 | 4.2959 | 5.486 | 33.6683 | 5.4965
2027 | 6414 | MW | 238.2071 | 304.1967 | 378.2749 | 120.3711 | -328.957 | -334.3408 | -376.7702 | -706.0182 | -149.5904 | -115.0787 | 4.2959 | 5.486 | 33.6683 | 5.4965
2027 | 6415 | MW | 203.1767 | 259.4619 | 332.4234 | 102.6694 | -377.6914 | -366.6964 | -413.2319 | -810.6135 | -180.5401 | -126.2154 | 4.2959 | 5.486 | 33.6683 | 2.7483
2027 | 6416 | MW | 189.1645 | 241.568 | 309.4976 | 95.5888 | -462.9765 | -431.4075 | -486.1551 | -993.6552 | -216.6482 | -148.4887 | 4.2959 | 5.486 | 50.5024 | 2.7483
2027 | 6417 | MW | 175.1523 | 223.674 | 286.5719 | 84.9678 | -536.0781 | -506.9038 | -571.2323 | -1150.5481 | -247.5979 | -174.4742 | 6.4438 | 8.2289 | 50.5024 | 2.7483
2027 | 6418 | MW | 189.1645 | 241.568 | 309.4976 | 95.5888 | -609.1796 | -571.6149 | -644.1556 | -1307.441 | -268.2311 | -196.7475 | 6.4438 | 8.2289 | 50.5024 | 2.7483
2027 | 6419 | MW | 231.201 | 295.2497 | 378.2749 | 116.8307 | -670.0976 | -625.5408 | -704.925 | -1438.1852 | -288.8642 | -215.3086 | 4.2959 | 5.486 | 67.3366 | 4.1224
2027 | 6420 | MW | 280.2437 | 357.8785 | 458.515 | 145.1533 | -718.832 | -657.8964 | -741.3866 | -1542.7804 | -304.3391 | -226.4452 | 4.2959 | 5.486 | 67.3366 | 4.1224
2027 | 6421 | MW | 308.268 | 393.6663 | 504.3665 | 155.7743 | -755.3828 | -690.252 | -777.8482 | -1621.2269 | -319.8139 | -237.5819 | 6.4438 | 8.2289 | 84.1707 | 4.1224
2027 | 6422 | MW | 336.2924 | 429.4541 | 550.218 | 169.9356 | -791.9335 | -722.6075 | -814.3099 | -1699.6734 | -330.1305 | -248.7185 | 6.4438 | 8.2289 | 84.1707 | 4.1224
2027 | 6423 | MW | 140.1218 | 178.9392 | 229.2575 | 67.2662 | -816.3007 | -744.1779 | -838.6176 | -1751.971 | -340.4471 | -256.1429 | 6.4438 | 8.2289 | 101.0049 | 4.1224
2027 | 6424 | MW | 161.1401 | 205.7801 | 263.6461 | 77.8872 | -816.3007 | -765.7483 | -862.9254 | -1751.971 | -345.6054 | -263.5674 | -2.1479 | -2.743 | 50.5024 | 1.3741
2027 | 6425 | MW | 182.1584 | 232.621 | 298.0348 | 88.5081 | -791.9335 | -754.9631 | -850.7715 | -1699.6734 | -345.6054 | -259.8552 | -30.0712 | -38.4018 | -168.3415 | -15.1155
2027 | 6426 | MW | 189.1645 | 241.568 | 309.4976 | 92.0485 | -718.832 | -690.252 | -777.8482 | -1542.7804 | -314.6557 | -237.5819 | -32.2192 | -41.1447 | -168.3415 | -15.1155
2027 | 6427 | MW | 189.1645 | 241.568 | 320.9605 | 92.0485 | -657.914 | -647.1112 | -729.2327 | -1412.0363 | -283.7059 | -222.733 | -36.5151 | -46.6307 | -168.3415 | -15.1155
2027 | 6428 | MW | 616.536 | 787.3326 | 1008.733 | 311.5486 | -609.1796 | -593.1853 | -668.4633 | -1307.441 | -268.2311 | -204.1719 | -38.663 | -49.3737 | -151.5073 | -16.4896
2027 | 6429 | MW | 616.536 | 787.3326 | 1008.733 | 315.0889 | -572.6289 | -560.8297 | -632.0017 | -1228.9946 | -252.7562 | -193.0353 | -40.811 | -52.1167 | -151.5073 | -16.4896
2027 | 6430 | MW | 595.5178 | 760.4917 | 962.8815 | 304.468 | -499.5273 | -506.9038 | -571.2323 | -1072.1017 | -221.8064 | -174.4742 | -2.1479 | -2.743 | 50.5024 | 1.3741
2027 | 6431 | MW | 574.4995 | 733.6508 | 928.4929 | 293.847 | -426.4258 | -442.1927 | -498.309 | -915.2087 | -190.8567 | -152.2009 | 8.5918 | 10.9719 | 84.1707 | 5.4965
2027 | 6432 | MW | 532.4629 | 679.9691 | 859.7157 | 269.0647 | -365.5078 | -388.2667 | -437.5396 | -784.4646 | -159.907 | -133.6398 | 6.4438 | 8.2289 | 67.3366 | 4.1224
2027 | 6433 | MW | 469.4081 | 599.4464 | 768.0127 | 240.7421 | -316.7734 | -345.126 | -388.9241 | -679.8693 | -144.4321 | -118.7909 | 6.4438 | 8.2289 | 50.5024 | 8.2448
2027 | 6434 | MW | 413.3594 | 527.8707 | 664.8468 | 212.4195 | -304.5898 | -323.5556 | -364.6164 | -653.7205 | -134.1155 | -111.3665 | 4.2959 | 5.486 | 50.5024 | 6.8707
2027 | 6435 | MW | 357.3107 | 456.295 | 584.6066 | 184.0969 | -292.4062 | -312.7704 | -352.4625 | -627.5717 | -128.9572 | -107.6543 | 4.2959 | 5.486 | 33.6683 | 6.8707
2027 | 6436 | MW | 315.2741 | 402.6133 | 515.8294 | 162.855 | -292.4062 | -301.9852 | -340.3086 | -627.5717 | -128.9572 | -103.9421 | 4.2959 | 5.486 | 33.6683 | 5.4965
2027 | 6437 | MW | 287.2497 | 366.8254 | 458.515 | 145.1533 | -304.5898 | -312.7704 | -352.4625 | -653.7205 | -134.1155 | -107.6543 | 4.2959 | 5.486 | 33.6683 | 5.4965
2027 | 6438 | MW | 252.2193 | 322.0906 | 412.6635 | 127.4517 | -316.7734 | -312.7704 | -352.4625 | -679.8693 | -149.5904 | -107.6543 | 4.2959 | 5.486 | 33.6683 | 5.4965
2027 | 6439 | MW | 224.1949 | 286.3028 | 366.812 | 116.8307 | -353.3242 | -334.3408 | -376.7702 | -758.3158 | -170.2236 | -115.0787 | 4.2959 | 5.486 | 33.6683 | 2.7483
2027 | 6440 | MW | 196.1706 | 250.5149 | 320.9605 | 99.1291 | -414.2422 | -377.4815 | -425.3857 | -889.0599 | -190.8567 | -129.9276 | 4.2959 | 5.486 | 33.6683 | 2.7483
2027 | 6441 | MW | 182.1584 | 232.621 | 298.0348 | 95.5888 | -475.1601 | -431.4075 | -486.1551 | -1019.804 | -216.6482 | -148.4887 | 4.2959 | 5.486 | 50.5024 | 4.1224
2027 | 6442 | MW | 196.1706 | 250.5149 | 320.9605 | 102.6694 | -548.2617 | -485.3334 | -546.9245 | -1176.6969 | -237.2813 | -167.0497 | 6.4438 | 8.2289 | 50.5024 | 4.1224
2027 | 6443 | MW | 238.2071 | 304.1967 | 378.2749 | 120.3711 | -609.1796 | -528.4742 | -595.54 | -1307.441 | -257.9145 | -181.8986 | 4.2959 | 5.486 | 50.5024 | 4.1224
2027 | 6444 | MW | 287.2497 | 366.8254 | 458.515 | 148.6937 | -670.0976 | -571.6149 | -644.1556 | -1438.1852 | -283.7059 | -196.7475 | 4.2959 | 5.486 | 50.5024 | 4.1224
2027 | 6445 | MW | 336.2924 | 429.4541 | 538.7551 | 169.9356 | -731.0156 | -614.7556 | -692.7711 | -1568.9293 | -304.3391 | -211.5963 | 4.2959 | 5.486 | 67.3366 | 4.1224
2027 | 6446 | MW | 350.3046 | 447.3481 | 573.1438 | 180.5566 | -767.5664 | -647.1112 | -729.2327 | -1647.3757 | -319.8139 | -222.733 | 4.2959 | 5.486 | 67.3366 | 4.1224
2027 | 6447 | MW | 133.1157 | 169.9923 | 217.7946 | 70.8065 | -804.1171 | -690.252 | -777.8482 | -1725.8222 | -335.2888 | -237.5819 | 6.4438 | 8.2289 | 84.1707 | 4.1224
2027 | 6448 | MW | 161.1401 | 205.7801 | 263.6461 | 84.9678 | -828.4843 | -711.8223 | -802.156 | -1778.1198 | -350.7637 | -245.0063 | -2.1479 | -2.743 | 33.6683 | 1.3741
2027 | 6449 | MW | 175.1523 | 223.674 | 286.5719 | 92.0485 | -816.3007 | -733.3927 | -826.4637 | -1751.971 | -355.922 | -252.4307 | -30.0712 | -38.4018 | -134.6732 | -15.1155
2027 | 6450 | MW | 182.1584 | 232.621 | 298.0348 | 88.5081 | -767.5664 | -701.0371 | -790.0021 | -1647.3757 | -330.1305 | -241.2941 | -34.3671 | -43.8877 | -134.6732 | -16.4896
2027 | 6451 | MW | 182.1584 | 232.621 | 298.0348 | 88.5081 | -718.832 | -679.4668 | -765.6943 | -1542.7804 | -304.3391 | -233.8696 | -36.5151 | -46.6307 | -134.6732 | -16.4896
2027 | 6452 | MW | 602.5239 | 769.4387 | 997.2702 | 304.468 | -670.0976 | -636.326 | -717.0788 | -1438.1852 | -288.8642 | -219.0208 | -38.663 | -49.3737 | -134.6732 | -16.4896
2027 | 6453 | MW | 609.53 | 778.3856 | 997.2702 | 308.0083 | -621.3632 | -593.1853 | -668.4633 | -1333.5899 | -273.3893 | -204.1719 | -40.811 | -52.1167 | -134.6732 | -17.8637
2027 | 6454 | MW | 595.5178 | 760.4917 | 974.3444 | 300.9276 | -548.2617 | -528.4742 | -595.54 | -1176.6969 | -237.2813 | -181.8986 | -2.1479 | -2.743 | 33.6683 | 1.3741
2027 | 6455 | MW | 574.4995 | 733.6508 | 939.9558 | 286.7663 | -462.9765 | -452.9778 | -510.4629 | -993.6552 | -201.1733 | -155.9131 | 8.5918 | 10.9719 | 67.3366 | 5.4965
2027 | 6456 | MW | 532.4629 | 679.9691 | 871.1785 | 265.5244 | -377.6914 | -388.2667 | -437.5396 | -810.6135 | -170.2236 | -133.6398 | 6.4438 | 8.2289 | 67.3366 | 4.1224
2027 | 6457 | MW | 476.4142 | 608.3934 | 779.4755 | 237.2018 | -353.3242 | -355.9112 | -401.078 | -758.3158 | -154.7487 | -122.5031 | 6.4438 | 8.2289 | 67.3366 | 8.2448
2027 | 6458 | MW | 420.3655 | 536.8177 | 687.7725 | 205.3389 | -328.957 | -334.3408 | -376.7702 | -706.0182 | -149.5904 | -115.0787 | 6.4438 | 8.2289 | 50.5024 | 8.2448
2027 | 6459 | MW | 364.3168 | 465.242 | 596.0695 | 180.5566 | -316.7734 | -323.5556 | -364.6164 | -679.8693 | -144.4321 | -111.3665 | 6.4438 | 8.2289 | 50.5024 | 6.8707
2027 | 6460 | MW | 322.2802 | 411.5602 | 527.2923 | 159.3146 | -316.7734 | -323.5556 | -364.6164 | -679.8693 | -144.4321 | -111.3665 | 6.4438 | 8.2289 | 50.5024 | 6.8707
2027 | 6461 | MW | 273.2376 | 348.9315 | 447.0521 | 138.0727 | -341.1406 | -334.3408 | -376.7702 | -732.167 | -154.7487 | -115.0787 | 4.2959 | 5.486 | 33.6683 | 5.4965
2027 | 6462 | MW | 231.201 | 295.2497 | 389.7378 | 113.2904 | -402.0586 | -366.6964 | -413.2319 | -862.9111 | -185.6984 | -126.2154 | 4.2959 | 5.486 | 33.6683 | 5.4965
2027 | 6463 | MW | 196.1706 | 250.5149 | 332.4234 | 99.1291 | -511.7109 | -452.9778 | -510.4629 | -1098.2505 | -237.2813 | -155.9131 | 4.2959 | 5.486 | 33.6683 | 2.7483
2027 | 6464 | MW | 182.1584 | 232.621 | 298.0348 | 92.0485 | -657.914 | -582.4001 | -656.3094 | -1412.0363 | -304.3391 | -200.4597 | 6.4438 | 8.2289 | 50.5024 | 2.7483
2027 | 6465 | MW | 161.1401 | 205.7801 | 275.109 | 81.4275 | -791.9335 | -690.252 | -777.8482 | -1699.6734 | -355.922 | -237.5819 | 6.4438 | 8.2289 | 50.5024 | 4.1224
2027 | 6466 | MW | 154.134 | 196.8331 | 252.1833 | 81.4275 | -901.5859 | -787.3186 | -887.2331 | -1935.0128 | -402.3466 | -270.9918 | 6.4438 | 8.2289 | 50.5024 | 2.7483
2027 | 6467 | MW | 154.134 | 196.8331 | 252.1833 | 81.4275 | -999.0546 | -873.6001 | -984.4642 | -2144.2033 | -438.4546 | -300.6895 | 6.4438 | 8.2289 | 67.3366 | 4.1224
2027 | 6468 | MW | 189.1645 | 241.568 | 309.4976 | 99.1291 | -1072.1562 | -938.3113 | -1057.3874 | -2301.0962 | -459.0878 | -322.9628 | 6.4438 | 8.2289 | 84.1707 | 4.1224
2027 | 6469 | MW | 217.1888 | 277.3558 | 355.3491 | 106.2098 | -1120.8905 | -970.6668 | -1093.8491 | -2405.6915 | -474.5626 | -334.0995 | 6.4438 | 8.2289 | 84.1707 | 4.1224
2027 | 6470 | MW | 238.2071 | 304.1967 | 389.7378 | 120.3711 | -1157.4413 | -1003.0224 | -1130.3107 | -2484.138 | -490.0375 | -345.2361 | 6.4438 | 8.2289 | 101.0049 | 4.1224
2027 | 6471 | MW | 294.2558 | 375.7724 | 481.4408 | 148.6937 | -1169.6249 | -1024.5927 | -1154.6185 | -2510.2868 | -505.5124 | -352.6606 | 6.4438 | 8.2289 | 117.839 | 5.4965
2027 | 6472 | MW | 154.134 | 196.8331 | 263.6461 | 74.3468 | -1157.4413 | -1035.3779 | -1166.7723 | -2484.138 | -505.5124 | -356.3728 | -2.1479 | -2.743 | 67.3366 | 0
2027 | 6473 | MW | 196.1706 | 250.5149 | 320.9605 | 95.5888 | -1108.707 | -1003.0224 | -1130.3107 | -2379.5427 | -495.1958 | -345.2361 | -34.3671 | -43.8877 | -202.0097 | -19.2379
2027 | 6474 | MW | 224.1949 | 286.3028 | 366.812 | 106.2098 | -1023.4218 | -927.5261 | -1045.2336 | -2196.501 | -453.9295 | -319.2506 | -36.5151 | -46.6307 | -202.0097 | -19.2379
2027 | 6475 | MW | 238.2071 | 304.1967 | 389.7378 | 116.8307 | -913.7695 | -830.4594 | -935.8486 | -1961.1616 | -397.1883 | -285.8407 | -38.663 | -49.3737 | -185.1756 | -20.612
2027 | 6476 | MW | 238.2071 | 304.1967 | 389.7378 | 116.8307 | -804.1171 | -733.3927 | -826.4637 | -1725.8222 | -355.922 | -252.4307 | -42.9589 | -54.8597 | -168.3415 | -20.612
2027 | 6477 | MW | 693.6031 | 885.7492 | 1134.8247 | 350.4922 | -718.832 | -668.6816 | -753.5405 | -1542.7804 | -324.9722 | -230.1574 | -45.1069 | -57.6026 | -168.3415 | -21.9861
2027 | 6478 | MW | 700.6091 | 894.6961 | 1134.8247 | 350.4922 | -621.3632 | -582.4001 | -656.3094 | -1333.5899 | -283.7059 | -200.4597 | -2.1479 | -2.743 | 50.5024 | 1.3741
2027 | 6479 | MW | 665.5787 | 849.9613 | 1088.9732 | 332.7906 | -511.7109 | -496.1186 | -559.0784 | -1098.2505 | -237.2813 | -170.762 | 8.5918 | 10.9719 | 84.1707 | 5.4965
2027 | 6480 | MW | 616.536 | 787.3326 | 1008.733 | 308.0083 | -426.4258 | -420.6223 | -474.0013 | -915.2087 | -196.015 | -144.7764 | 8.5918 | 10.9719 | 84.1707 | 5.4965
2027 | 6481 | MW | 560.4873 | 715.7569 | 917.03 | 279.6857 | -365.5078 | -366.6964 | -413.2319 | -784.4646 | -175.3818 | -126.2154 | 8.5918 | 10.9719 | 67.3366 | 9.6189
2027 | 6482 | MW | 497.4325 | 635.2343 | 813.8642 | 247.8228 | -341.1406 | -345.126 | -388.9241 | -732.167 | -159.907 | -118.7909 | 6.4438 | 8.2289 | 67.3366 | 9.6189
2027 | 6483 | MW | 420.3655 | 536.8177 | 687.7725 | 208.8792 | -328.957 | -334.3408 | -376.7702 | -706.0182 | -154.7487 | -115.0787 | 6.4438 | 8.2289 | 50.5024 | 8.2448
2027 | 6484 | MW | 350.3046 | 447.3481 | 573.1438 | 177.0163 | -328.957 | -334.3408 | -376.7702 | -706.0182 | -154.7487 | -115.0787 | 6.4438 | 8.2289 | 50.5024 | 6.8707
2027 | 6485 | MW | 294.2558 | 375.7724 | 481.4408 | 148.6937 | -353.3242 | -345.126 | -388.9241 | -758.3158 | -165.0653 | -118.7909 | 4.2959 | 5.486 | 50.5024 | 6.8707
2027 | 6486 | MW | 238.2071 | 304.1967 | 401.2006 | 120.3711 | -414.2422 | -388.2667 | -437.5396 | -889.0599 | -196.015 | -133.6398 | 4.2959 | 5.486 | 50.5024 | 6.8707
2027 | 6487 | MW | 196.1706 | 250.5149 | 320.9605 | 95.5888 | -523.8945 | -463.763 | -522.6168 | -1124.3993 | -247.5979 | -159.6253 | 6.4438 | 8.2289 | 50.5024 | 4.1224
2027 | 6488 | MW | 168.1462 | 214.7271 | 286.5719 | 84.9678 | -682.2812 | -571.6149 | -644.1556 | -1464.334 | -314.6557 | -196.7475 | 6.4438 | 8.2289 | 50.5024 | 4.1224
2027 | 6489 | MW | 140.1218 | 178.9392 | 229.2575 | 70.8065 | -828.4843 | -668.6816 | -753.5405 | -1778.1198 | -376.5551 | -230.1574 | 6.4438 | 8.2289 | 50.5024 | 4.1224
2027 | 6490 | MW | 126.1096 | 161.0453 | 217.7946 | 67.2662 | -950.3202 | -754.9631 | -850.7715 | -2039.608 | -422.9797 | -259.8552 | 6.4438 | 8.2289 | 67.3366 | 4.1224
2027 | 6491 | MW | 140.1218 | 178.9392 | 229.2575 | 74.3468 | -1059.9726 | -830.4594 | -935.8486 | -2274.9474 | -459.0878 | -285.8407 | 6.4438 | 8.2289 | 67.3366 | 4.1224
2027 | 6492 | MW | 168.1462 | 214.7271 | 286.5719 | 84.9678 | -1133.0741 | -884.3853 | -996.618 | -2431.8404 | -479.7209 | -304.4018 | 6.4438 | 8.2289 | 84.1707 | 4.1224
2027 | 6493 | MW | 196.1706 | 250.5149 | 332.4234 | 99.1291 | -1181.8085 | -927.5261 | -1045.2336 | -2536.4356 | -495.1958 | -319.2506 | 6.4438 | 8.2289 | 101.0049 | 4.1224
2027 | 6494 | MW | 224.1949 | 286.3028 | 378.2749 | 113.2904 | -1206.1757 | -992.2372 | -1118.1568 | -2588.7333 | -505.5124 | -341.5239 | 6.4438 | 8.2289 | 117.839 | 4.1224
2027 | 6495 | MW | 280.2437 | 357.8785 | 458.515 | 141.613 | -1218.3593 | -1024.5927 | -1154.6185 | -2614.8821 | -510.6707 | -352.6606 | 8.5918 | 10.9719 | 134.6732 | 5.4965
2027 | 6496 | MW | 154.134 | 196.8331 | 263.6461 | 74.3468 | -1206.1757 | -1024.5927 | -1154.6185 | -2588.7333 | -505.5124 | -352.6606 | 0 | 0 | 67.3366 | 1.3741
2027 | 6497 | MW | 196.1706 | 250.5149 | 320.9605 | 95.5888 | -1169.6249 | -992.2372 | -1118.1568 | -2510.2868 | -490.0375 | -341.5239 | -38.663 | -49.3737 | -218.8439 | -17.8637
2027 | 6498 | MW | 224.1949 | 286.3028 | 366.812 | 109.7501 | -1072.1562 | -895.1705 | -1008.7719 | -2301.0962 | -443.6129 | -308.114 | -40.811 | -52.1167 | -202.0097 | -19.2379
2027 | 6499 | MW | 238.2071 | 304.1967 | 389.7378 | 120.3711 | -950.3202 | -787.3186 | -887.2331 | -2039.608 | -381.7134 | -270.9918 | -45.1069 | -57.6026 | -185.1756 | -20.612
2027 | 6500 | MW | 238.2071 | 304.1967 | 389.7378 | 120.3711 | -828.4843 | -711.8223 | -802.156 | -1778.1198 | -340.4471 | -245.0063 | -47.2548 | -60.3456 | -185.1756 | -20.612
2027 | 6501 | MW | 686.597 | 876.8022 | 1111.8989 | 346.9519 | -731.0156 | -647.1112 | -729.2327 | -1568.9293 | -309.4974 | -222.733 | -47.2548 | -60.3456 | -185.1756 | -21.9861
2027 | 6502 | MW | 686.597 | 876.8022 | 1111.8989 | 343.4115 | -633.5468 | -571.6149 | -644.1556 | -1359.7387 | -268.2311 | -196.7475 | 0 | 0 | 50.5024 | 1.3741
2027 | 6503 | MW | 651.5665 | 832.0674 | 1054.5845 | 325.7099 | -523.8945 | -485.3334 | -546.9245 | -1124.3993 | -221.8064 | -167.0497 | 10.7397 | 13.7149 | 84.1707 | 6.8707
2027 | 6504 | MW | 595.5178 | 760.4917 | 974.3444 | 297.3873 | -426.4258 | -420.6223 | -474.0013 | -915.2087 | -190.8567 | -144.7764 | 10.7397 | 13.7149 | 67.3366 | 5.4965
2027 | 6505 | MW | 532.4629 | 679.9691 | 871.1785 | 269.0647 | -365.5078 | -366.6964 | -413.2319 | -784.4646 | -165.0653 | -126.2154 | 8.5918 | 10.9719 | 33.6683 | 9.6189
2027 | 6506 | MW | 469.4081 | 599.4464 | 756.5498 | 237.2018 | -341.1406 | -345.126 | -388.9241 | -732.167 | -154.7487 | -118.7909 | 6.4438 | 8.2289 | 16.8341 | 6.8707
2027 | 6507 | MW | 392.3411 | 501.0298 | 641.921 | 198.2582 | -328.957 | -334.3408 | -376.7702 | -706.0182 | -149.5904 | -115.0787 | 6.4438 | 8.2289 | 16.8341 | 6.8707
2027 | 6508 | MW | 322.2802 | 411.5602 | 527.2923 | 162.855 | -328.957 | -334.3408 | -376.7702 | -706.0182 | -149.5904 | -115.0787 | 4.2959 | 5.486 | 16.8341 | 5.4965
2027 | 6509 | MW | 266.2315 | 339.9845 | 435.5893 | 134.5324 | -353.3242 | -345.126 | -388.9241 | -758.3158 | -159.907 | -118.7909 | 4.2959 | 5.486 | 16.8341 | 5.4965
2027 | 6510 | MW | 217.1888 | 277.3558 | 355.3491 | 109.7501 | -414.2422 | -377.4815 | -425.3857 | -889.0599 | -190.8567 | -129.9276 | 4.2959 | 5.486 | 16.8341 | 5.4965
2027 | 6511 | MW | 175.1523 | 223.674 | 298.0348 | 88.5081 | -523.8945 | -463.763 | -522.6168 | -1124.3993 | -242.4396 | -159.6253 | 4.2959 | 5.486 | 16.8341 | 2.7483
2027 | 6512 | MW | 154.134 | 196.8331 | 263.6461 | 77.8872 | -670.0976 | -571.6149 | -644.1556 | -1438.1852 | -299.1808 | -196.7475 | 6.4438 | 8.2289 | 16.8341 | 2.7483
2027 | 6513 | MW | 133.1157 | 169.9923 | 229.2575 | 67.2662 | -804.1171 | -679.4668 | -765.6943 | -1725.8222 | -355.922 | -233.8696 | 6.4438 | 8.2289 | 16.8341 | 4.1224
2027 | 6514 | MW | 126.1096 | 161.0453 | 206.3318 | 67.2662 | -925.9531 | -765.7483 | -862.9254 | -1987.3104 | -392.03 | -263.5674 | 6.4438 | 8.2289 | 16.8341 | 2.7483
2027 | 6515 | MW | 133.1157 | 169.9923 | 217.7946 | 70.8065 | -1023.4218 | -841.2446 | -948.0025 | -2196.501 | -428.138 | -289.5529 | 6.4438 | 8.2289 | 16.8341 | 4.1224
2027 | 6516 | MW | 168.1462 | 214.7271 | 275.109 | 84.9678 | -1084.3398 | -895.1705 | -1008.7719 | -2327.2451 | -459.0878 | -308.114 | 6.4438 | 8.2289 | 33.6683 | 4.1224
2027 | 6517 | MW | 196.1706 | 250.5149 | 332.4234 | 95.5888 | -1120.8905 | -927.5261 | -1045.2336 | -2405.6915 | -474.5626 | -319.2506 | 6.4438 | 8.2289 | 33.6683 | 4.1224
2027 | 6518 | MW | 224.1949 | 286.3028 | 378.2749 | 113.2904 | -1145.2577 | -970.6668 | -1093.8491 | -2457.9892 | -484.8792 | -334.0995 | 6.4438 | 8.2289 | 33.6683 | 4.1224
2027 | 6519 | MW | 280.2437 | 357.8785 | 458.515 | 141.613 | -1145.2577 | -1003.0224 | -1130.3107 | -2457.9892 | -484.8792 | -345.2361 | 6.4438 | 8.2289 | 33.6683 | 5.4965
2027 | 6520 | MW | 154.134 | 196.8331 | 263.6461 | 74.3468 | -1120.8905 | -1013.8076 | -1142.4646 | -2405.6915 | -484.8792 | -348.9484 | 0 | 0 | 0 | 0
2027 | 6521 | MW | 196.1706 | 250.5149 | 320.9605 | 95.5888 | -1084.3398 | -1003.0224 | -1130.3107 | -2327.2451 | -469.4043 | -345.2361 | -36.5151 | -46.6307 | -218.8439 | -19.2379
2027 | 6522 | MW | 224.1949 | 286.3028 | 378.2749 | 109.7501 | -986.871 | -916.7409 | -1033.0797 | -2118.0545 | -428.138 | -315.5384 | -40.811 | -52.1167 | -235.678 | -20.612
2027 | 6523 | MW | 238.2071 | 304.1967 | 401.2006 | 116.8307 | -877.2187 | -808.889 | -911.5409 | -1882.7151 | -371.3968 | -278.4162 | -45.1069 | -57.6026 | -218.8439 | -21.9861
2027 | 6524 | MW | 238.2071 | 304.1967 | 401.2006 | 120.3711 | -767.5664 | -722.6075 | -814.3099 | -1647.3757 | -335.2888 | -248.7185 | -49.4028 | -63.0886 | -218.8439 | -21.9861
2027 | 6525 | MW | 679.5909 | 867.8553 | 1111.8989 | 343.4115 | -682.2812 | -657.8964 | -741.3866 | -1464.334 | -304.3391 | -226.4452 | -51.5507 | -65.8316 | -218.8439 | -21.9861
2027 | 6526 | MW | 679.5909 | 867.8553 | 1111.8989 | 343.4115 | -596.9961 | -571.6149 | -644.1556 | -1281.2922 | -268.2311 | -196.7475 | -2.1479 | -2.743 | 0 | 1.3741
2027 | 6527 | MW | 644.5604 | 823.1204 | 1054.5845 | 325.7099 | -499.5273 | -485.3334 | -546.9245 | -1072.1017 | -221.8064 | -167.0497 | 10.7397 | 13.7149 | 33.6683 | 5.4965
2027 | 6528 | MW | 588.5117 | 751.5448 | 962.8815 | 297.3873 | -414.2422 | -409.8371 | -461.8474 | -889.0599 | -185.6984 | -141.0642 | 8.5918 | 10.9719 | 33.6683 | 5.4965
2027 | 6529 | MW | 532.4629 | 679.9691 | 871.1785 | 265.5244 | -365.5078 | -366.6964 | -413.2319 | -784.4646 | -159.907 | -126.2154 | 8.5918 | 10.9719 | 67.3366 | 9.6189
2027 | 6530 | MW | 462.402 | 590.4994 | 756.5498 | 233.6615 | -341.1406 | -345.126 | -388.9241 | -732.167 | -149.5904 | -118.7909 | 6.4438 | 8.2289 | 50.5024 | 10.9931
2027 | 6531 | MW | 385.335 | 492.0829 | 630.4582 | 194.7179 | -328.957 | -334.3408 | -376.7702 | -706.0182 | -144.4321 | -115.0787 | 6.4438 | 8.2289 | 50.5024 | 9.6189
2027 | 6532 | MW | 315.2741 | 402.6133 | 515.8294 | 159.3146 | -328.957 | -334.3408 | -376.7702 | -706.0182 | -149.5904 | -115.0787 | 6.4438 | 8.2289 | 50.5024 | 8.2448
2027 | 6533 | MW | 259.2254 | 331.0376 | 424.1264 | 130.992 | -353.3242 | -345.126 | -388.9241 | -758.3158 | -159.907 | -118.7909 | 6.4438 | 8.2289 | 50.5024 | 8.2448
2027 | 6534 | MW | 210.1827 | 268.4088 | 343.8863 | 102.6694 | -414.2422 | -388.2667 | -437.5396 | -889.0599 | -190.8567 | -133.6398 | 4.2959 | 5.486 | 50.5024 | 6.8707
2027 | 6535 | MW | 168.1462 | 214.7271 | 286.5719 | 81.4275 | -499.5273 | -463.763 | -522.6168 | -1072.1017 | -237.2813 | -159.6253 | 6.4438 | 8.2289 | 50.5024 | 4.1224
2027 | 6536 | MW | 147.1279 | 187.8862 | 252.1833 | 74.3468 | -633.5468 | -582.4001 | -656.3094 | -1359.7387 | -288.8642 | -200.4597 | 6.4438 | 8.2289 | 50.5024 | 4.1224
2027 | 6537 | MW | 126.1096 | 161.0453 | 206.3318 | 63.7259 | -755.3828 | -690.252 | -777.8482 | -1621.2269 | -335.2888 | -237.5819 | 6.4438 | 8.2289 | 50.5024 | 4.1224
2027 | 6538 | MW | 126.1096 | 161.0453 | 206.3318 | 63.7259 | -852.8515 | -787.3186 | -887.2331 | -1830.4175 | -366.2386 | -270.9918 | 6.4438 | 8.2289 | 67.3366 | 4.1224
2027 | 6539 | MW | 133.1157 | 169.9923 | 217.7946 | 70.8065 | -938.1367 | -873.6001 | -984.4642 | -2013.4592 | -392.03 | -300.6895 | 6.4438 | 8.2289 | 84.1707 | 4.1224
2027 | 6540 | MW | 168.1462 | 214.7271 | 275.109 | 81.4275 | -986.871 | -916.7409 | -1033.0797 | -2118.0545 | -417.8214 | -315.5384 | 6.4438 | 8.2289 | 101.0049 | 5.4965
2027 | 6541 | MW | 196.1706 | 250.5149 | 332.4234 | 95.5888 | -1023.4218 | -949.0964 | -1069.5413 | -2196.501 | -433.2963 | -326.6751 | 6.4438 | 8.2289 | 117.839 | 5.4965
2027 | 6542 | MW | 224.1949 | 286.3028 | 378.2749 | 113.2904 | -1047.789 | -992.2372 | -1118.1568 | -2248.7986 | -443.6129 | -341.5239 | 6.4438 | 8.2289 | 134.6732 | 5.4965
2027 | 6543 | MW | 280.2437 | 357.8785 | 458.515 | 141.613 | -1072.1562 | -1013.8076 | -1142.4646 | -2301.0962 | -453.9295 | -348.9484 | 8.5918 | 10.9719 | 151.5073 | 5.4965
2027 | 6544 | MW | 154.134 | 196.8331 | 263.6461 | 77.8872 | -1059.9726 | -1013.8076 | -1142.4646 | -2274.9474 | -453.9295 | -348.9484 | 0 | 0 | 84.1707 | 1.3741
2027 | 6545 | MW | 196.1706 | 250.5149 | 320.9605 | 99.1291 | -1023.4218 | -981.452 | -1106.0029 | -2196.501 | -448.7712 | -337.8117 | -42.9589 | -54.8597 | -218.8439 | -16.4896
2027 | 6546 | MW | 224.1949 | 286.3028 | 378.2749 | 113.2904 | -925.9531 | -905.9557 | -1020.9258 | -1987.3104 | -407.5049 | -311.8262 | -47.2548 | -60.3456 | -218.8439 | -16.4896
2027 | 6547 | MW | 245.2132 | 313.1436 | 401.2006 | 120.3711 | -816.3007 | -798.1038 | -899.387 | -1751.971 | -350.7637 | -274.704 | -51.5507 | -65.8316 | -218.8439 | -17.8637
2027 | 6548 | MW | 245.2132 | 313.1436 | 401.2006 | 123.9114 | -718.832 | -711.8223 | -802.156 | -1542.7804 | -319.8139 | -245.0063 | -51.5507 | -65.8316 | -202.0097 | -19.2379
2027 | 6549 | MW | 679.5909 | 867.8553 | 1111.8989 | 346.9519 | -657.914 | -636.326 | -717.0788 | -1412.0363 | -294.0225 | -219.0208 | -53.6986 | -68.5746 | -185.1756 | -20.612
2027 | 6550 | MW | 686.597 | 876.8022 | 1111.8989 | 343.4115 | -572.6289 | -571.6149 | -644.1556 | -1228.9946 | -257.9145 | -196.7475 | -2.1479 | -2.743 | 67.3366 | 1.3741
2027 | 6551 | MW | 644.5604 | 823.1204 | 1054.5845 | 325.7099 | -475.1601 | -474.5482 | -534.7707 | -1019.804 | -216.6482 | -163.3375 | 10.7397 | 13.7149 | 101.0049 | 6.8707
2027 | 6552 | MW | 581.5056 | 742.5978 | 951.4187 | 290.3067 | -402.0586 | -409.8371 | -461.8474 | -862.9111 | -185.6984 | -141.0642 | 10.7397 | 13.7149 | 84.1707 | 5.4965
2027 | 6553 | MW | 525.4569 | 671.0221 | 859.7157 | 261.9841 | -353.3242 | -355.9112 | -401.078 | -758.3158 | -165.0653 | -122.5031 | 8.5918 | 10.9719 | 16.8341 | 5.4965
2027 | 6554 | MW | 455.3959 | 581.5525 | 745.0869 | 230.1211 | -341.1406 | -334.3408 | -376.7702 | -732.167 | -154.7487 | -115.0787 | 6.4438 | 8.2289 | 16.8341 | 5.4965
2027 | 6555 | MW | 378.3289 | 483.1359 | 618.9953 | 187.6372 | -328.957 | -323.5556 | -364.6164 | -706.0182 | -149.5904 | -111.3665 | 6.4438 | 8.2289 | 16.8341 | 4.1224
2027 | 6556 | MW | 308.268 | 393.6663 | 504.3665 | 152.234 | -328.957 | -323.5556 | -364.6164 | -706.0182 | -149.5904 | -111.3665 | 6.4438 | 8.2289 | 16.8341 | 4.1224
2027 | 6557 | MW | 252.2193 | 322.0906 | 412.6635 | 120.3711 | -353.3242 | -334.3408 | -376.7702 | -758.3158 | -154.7487 | -115.0787 | 4.2959 | 5.486 | 16.8341 | 4.1224
2027 | 6558 | MW | 203.1767 | 259.4619 | 332.4234 | 99.1291 | -414.2422 | -377.4815 | -425.3857 | -889.0599 | -185.6984 | -129.9276 | 4.2959 | 5.486 | 0 | 4.1224
2027 | 6559 | MW | 161.1401 | 205.7801 | 263.6461 | 81.4275 | -499.5273 | -452.9778 | -510.4629 | -1072.1017 | -232.123 | -155.9131 | 4.2959 | 5.486 | 16.8341 | 1.3741
2027 | 6560 | MW | 140.1218 | 178.9392 | 240.7204 | 70.8065 | -621.3632 | -560.8297 | -632.0017 | -1333.5899 | -288.8642 | -193.0353 | 4.2959 | 5.486 | 16.8341 | 1.3741
2027 | 6561 | MW | 126.1096 | 161.0453 | 217.7946 | 63.7259 | -731.0156 | -679.4668 | -765.6943 | -1568.9293 | -330.1305 | -233.8696 | 6.4438 | 8.2289 | 50.5024 | 1.3741
2027 | 6562 | MW | 126.1096 | 161.0453 | 206.3318 | 67.2662 | -828.4843 | -776.5335 | -875.0793 | -1778.1198 | -361.0803 | -267.2796 | 6.4438 | 8.2289 | 50.5024 | 1.3741
2027 | 6563 | MW | 140.1218 | 178.9392 | 217.7946 | 70.8065 | -901.5859 | -852.0298 | -960.1564 | -1935.0128 | -392.03 | -293.2651 | 6.4438 | 8.2289 | 67.3366 | 1.3741
2027 | 6564 | MW | 168.1462 | 214.7271 | 275.109 | 88.5081 | -962.5038 | -895.1705 | -1008.7719 | -2065.7569 | -412.6632 | -308.114 | 8.5918 | 10.9719 | 84.1707 | 1.3741
2027 | 6565 | MW | 189.1645 | 241.568 | 309.4976 | 99.1291 | -1011.2382 | -927.5261 | -1045.2336 | -2170.3521 | -422.9797 | -319.2506 | 8.5918 | 10.9719 | 101.0049 | 1.3741
2027 | 6566 | MW | 224.1949 | 286.3028 | 366.812 | 113.2904 | -1047.789 | -959.8816 | -1081.6952 | -2248.7986 | -438.4546 | -330.3873 | 8.5918 | 10.9719 | 101.0049 | 1.3741
2027 | 6567 | MW | 273.2376 | 348.9315 | 447.0521 | 141.613 | -1072.1562 | -970.6668 | -1093.8491 | -2301.0962 | -438.4546 | -334.0995 | 8.5918 | 10.9719 | 117.839 | 2.7483
2027 | 6568 | MW | 189.1645 | 241.568 | 309.4976 | 99.1291 | -1047.789 | -970.6668 | -1093.8491 | -2248.7986 | -443.6129 | -334.0995 | 6.4438 | 8.2289 | 16.8341 | 0
2027 | 6569 | MW | 245.2132 | 313.1436 | 401.2006 | 123.9114 | -1011.2382 | -949.0964 | -1069.5413 | -2170.3521 | -433.2963 | -326.6751 | -10.7397 | -13.7149 | -50.5024 | -9.6189
2027 | 6570 | MW | 280.2437 | 357.8785 | 458.515 | 141.613 | -901.5859 | -873.6001 | -984.4642 | -1935.0128 | -392.03 | -300.6895 | -10.7397 | -13.7149 | -50.5024 | -10.9931
2027 | 6571 | MW | 301.2619 | 384.7193 | 492.9036 | 155.7743 | -791.9335 | -765.7483 | -862.9254 | -1699.6734 | -340.4471 | -263.5674 | -10.7397 | -13.7149 | -50.5024 | -10.9931
2027 | 6572 | MW | 315.2741 | 402.6133 | 504.3665 | 159.3146 | -706.6484 | -679.4668 | -765.6943 | -1516.6316 | -314.6557 | -233.8696 | -12.8877 | -16.4579 | -50.5024 | -10.9931
2027 | 6573 | MW | 679.5909 | 867.8553 | 1100.436 | 343.4115 | -645.7304 | -625.5408 | -704.925 | -1385.8875 | -288.8642 | -215.3086 | -12.8877 | -16.4579 | -50.5024 | -10.9931
2027 | 6574 | MW | 672.5848 | 858.9083 | 1100.436 | 339.8712 | -572.6289 | -550.0445 | -619.8478 | -1228.9946 | -257.9145 | -189.323 | 6.4438 | 8.2289 | 0 | 0
2027 | 6575 | MW | 637.5543 | 814.1735 | 1043.1217 | 322.1696 | -475.1601 | -463.763 | -522.6168 | -1019.804 | -216.6482 | -159.6253 | 10.7397 | 13.7149 | 16.8341 | 2.7483
2027 | 6576 | MW | 553.4812 | 706.8099 | 905.5672 | 279.6857 | -402.0586 | -399.0519 | -449.6935 | -862.9111 | -185.6984 | -137.352 | 10.7397 | 13.7149 | 16.8341 | 1.3741
2027 | 6577 | MW | 476.4142 | 608.3934 | 768.0127 | 240.7421 | -341.1406 | -345.126 | -388.9241 | -732.167 | -154.7487 | -118.7909 | 8.5918 | 10.9719 | 16.8341 | 5.4965
2027 | 6578 | MW | 413.3594 | 527.8707 | 664.8468 | 205.3389 | -316.7734 | -323.5556 | -364.6164 | -679.8693 | -144.4321 | -111.3665 | 6.4438 | 8.2289 | 16.8341 | 4.1224
2027 | 6579 | MW | 357.3107 | 456.295 | 573.1438 | 177.0163 | -304.5898 | -312.7704 | -352.4625 | -653.7205 | -139.2738 | -107.6543 | 6.4438 | 8.2289 | 16.8341 | 4.1224
2027 | 6580 | MW | 287.2497 | 366.8254 | 469.9779 | 141.613 | -304.5898 | -312.7704 | -352.4625 | -653.7205 | -139.2738 | -107.6543 | 4.2959 | 5.486 | 0 | 4.1224
2027 | 6581 | MW | 245.2132 | 313.1436 | 401.2006 | 120.3711 | -316.7734 | -312.7704 | -352.4625 | -679.8693 | -144.4321 | -107.6543 | 4.2959 | 5.486 | 0 | 4.1224
2027 | 6582 | MW | 210.1827 | 268.4088 | 343.8863 | 102.6694 | -341.1406 | -334.3408 | -376.7702 | -732.167 | -159.907 | -115.0787 | 4.2959 | 5.486 | 0 | 4.1224
2027 | 6583 | MW | 182.1584 | 232.621 | 298.0348 | 92.0485 | -389.875 | -366.6964 | -413.2319 | -836.7623 | -190.8567 | -126.2154 | 4.2959 | 5.486 | 16.8341 | 1.3741
2027 | 6584 | MW | 168.1462 | 214.7271 | 275.109 | 84.9678 | -475.1601 | -431.4075 | -486.1551 | -1019.804 | -221.8064 | -148.4887 | 4.2959 | 5.486 | 16.8341 | 1.3741
2027 | 6585 | MW | 168.1462 | 214.7271 | 275.109 | 81.4275 | -548.2617 | -506.9038 | -571.2323 | -1176.6969 | -252.7562 | -174.4742 | 6.4438 | 8.2289 | 33.6683 | 1.3741
2027 | 6586 | MW | 182.1584 | 232.621 | 309.4976 | 88.5081 | -621.3632 | -582.4001 | -656.3094 | -1333.5899 | -273.3893 | -200.4597 | 6.4438 | 8.2289 | 33.6683 | 1.3741
2027 | 6587 | MW | 231.201 | 295.2497 | 378.2749 | 113.2904 | -682.2812 | -636.326 | -717.0788 | -1464.334 | -283.7059 | -219.0208 | 6.4438 | 8.2289 | 33.6683 | 1.3741
2027 | 6588 | MW | 280.2437 | 357.8785 | 458.515 | 138.0727 | -731.0156 | -679.4668 | -765.6943 | -1568.9293 | -294.0225 | -233.8696 | 8.5918 | 10.9719 | 33.6683 | 2.7483
2027 | 6589 | MW | 308.268 | 393.6663 | 504.3665 | 155.7743 | -767.5664 | -711.8223 | -802.156 | -1647.3757 | -304.3391 | -245.0063 | 8.5918 | 10.9719 | 33.6683 | 2.7483
2027 | 6590 | MW | 336.2924 | 429.4541 | 550.218 | 169.9356 | -791.9335 | -754.9631 | -850.7715 | -1699.6734 | -314.6557 | -259.8552 | 8.5918 | 10.9719 | 50.5024 | 2.7483
2027 | 6591 | MW | 182.1584 | 232.621 | 309.4976 | 88.5081 | -804.1171 | -776.5335 | -875.0793 | -1725.8222 | -324.9722 | -267.2796 | 8.5918 | 10.9719 | 50.5024 | 2.7483
2027 | 6592 | MW | 203.1767 | 259.4619 | 332.4234 | 99.1291 | -804.1171 | -787.3186 | -887.2331 | -1725.8222 | -330.1305 | -270.9918 | 4.2959 | 5.486 | 0 | 0
2027 | 6593 | MW | 238.2071 | 304.1967 | 378.2749 | 116.8307 | -767.5664 | -765.7483 | -862.9254 | -1647.3757 | -330.1305 | -263.5674 | -8.5918 | -10.9719 | -33.6683 | -6.8707
2027 | 6594 | MW | 252.2193 | 322.0906 | 401.2006 | 123.9114 | -694.4648 | -722.6075 | -814.3099 | -1490.4828 | -299.1808 | -248.7185 | -8.5918 | -10.9719 | -33.6683 | -6.8707
2027 | 6595 | MW | 252.2193 | 322.0906 | 412.6635 | 127.4517 | -645.7304 | -647.1112 | -729.2327 | -1385.8875 | -273.3893 | -222.733 | -8.5918 | -10.9719 | -33.6683 | -6.8707
2027 | 6596 | MW | 595.5178 | 760.4917 | 974.3444 | 297.3873 | -609.1796 | -603.9705 | -680.6172 | -1307.441 | -263.0728 | -207.8841 | -8.5918 | -10.9719 | -33.6683 | -6.8707
2027 | 6597 | MW | 595.5178 | 760.4917 | 962.8815 | 297.3873 | -572.6289 | -560.8297 | -632.0017 | -1228.9946 | -252.7562 | -193.0353 | -8.5918 | -10.9719 | -33.6683 | -8.2448
2027 | 6598 | MW | 574.4995 | 733.6508 | 939.9558 | 290.3067 | -511.7109 | -506.9038 | -571.2323 | -1098.2505 | -226.9647 | -174.4742 | 6.4438 | 8.2289 | 16.8341 | 0
2027 | 6599 | MW | 539.469 | 688.916 | 871.1785 | 269.0647 | -438.6093 | -442.1927 | -498.309 | -941.3576 | -196.015 | -152.2009 | 8.5918 | 10.9719 | 16.8341 | 2.7483
2027 | 6600 | MW | 476.4142 | 608.3934 | 768.0127 | 237.2018 | -377.6914 | -377.4815 | -425.3857 | -810.6135 | -165.0653 | -129.9276 | 8.5918 | 10.9719 | 16.8341 | 2.7483
2027 | 6601 | MW | 420.3655 | 536.8177 | 687.7725 | 208.8792 | -328.957 | -334.3408 | -376.7702 | -706.0182 | -149.5904 | -115.0787 | 6.4438 | 8.2289 | 16.8341 | 4.1224
2027 | 6602 | MW | 378.3289 | 483.1359 | 607.5324 | 187.6372 | -304.5898 | -312.7704 | -352.4625 | -653.7205 | -139.2738 | -107.6543 | 6.4438 | 8.2289 | 16.8341 | 4.1224
2027 | 6603 | MW | 322.2802 | 411.5602 | 527.2923 | 162.855 | -292.4062 | -301.9852 | -340.3086 | -627.5717 | -134.1155 | -103.9421 | 6.4438 | 8.2289 | 0 | 2.7483
2027 | 6604 | MW | 287.2497 | 366.8254 | 469.9779 | 141.613 | -292.4062 | -301.9852 | -340.3086 | -627.5717 | -139.2738 | -103.9421 | 4.2959 | 5.486 | 0 | 2.7483
2027 | 6605 | MW | 252.2193 | 322.0906 | 412.6635 | 127.4517 | -304.5898 | -301.9852 | -340.3086 | -653.7205 | -139.2738 | -103.9421 | 4.2959 | 5.486 | 0 | 2.7483
2027 | 6606 | MW | 224.1949 | 286.3028 | 366.812 | 109.7501 | -328.957 | -323.5556 | -364.6164 | -706.0182 | -154.7487 | -111.3665 | 4.2959 | 5.486 | 0 | 2.7483
2027 | 6607 | MW | 196.1706 | 250.5149 | 320.9605 | 95.5888 | -353.3242 | -334.3408 | -376.7702 | -758.3158 | -175.3818 | -115.0787 | 4.2959 | 5.486 | 16.8341 | 1.3741
2027 | 6608 | MW | 182.1584 | 232.621 | 298.0348 | 88.5081 | -414.2422 | -377.4815 | -425.3857 | -889.0599 | -196.015 | -129.9276 | 6.4438 | 8.2289 | 16.8341 | 1.3741
2027 | 6609 | MW | 168.1462 | 214.7271 | 275.109 | 81.4275 | -475.1601 | -431.4075 | -486.1551 | -1019.804 | -216.6482 | -148.4887 | 6.4438 | 8.2289 | 33.6683 | 1.3741
2027 | 6610 | MW | 182.1584 | 232.621 | 309.4976 | 92.0485 | -536.0781 | -485.3334 | -546.9245 | -1150.5481 | -232.123 | -167.0497 | 6.4438 | 8.2289 | 33.6683 | 1.3741
2027 | 6611 | MW | 224.1949 | 286.3028 | 366.812 | 106.2098 | -584.8125 | -539.2593 | -607.6939 | -1255.1434 | -247.5979 | -185.6108 | 6.4438 | 8.2289 | 33.6683 | 1.3741
2027 | 6612 | MW | 273.2376 | 348.9315 | 447.0521 | 141.613 | -621.3632 | -582.4001 | -656.3094 | -1333.5899 | -257.9145 | -200.4597 | 6.4438 | 8.2289 | 33.6683 | 1.3741
2027 | 6613 | MW | 301.2619 | 384.7193 | 492.9036 | 152.234 | -645.7304 | -614.7556 | -692.7711 | -1385.8875 | -268.2311 | -211.5963 | 6.4438 | 8.2289 | 33.6683 | 1.3741
2027 | 6614 | MW | 329.2863 | 420.5072 | 538.7551 | 169.9356 | -670.0976 | -647.1112 | -729.2327 | -1438.1852 | -278.5476 | -222.733 | 6.4438 | 8.2289 | 33.6683 | 1.3741
2027 | 6615 | MW | 182.1584 | 232.621 | 298.0348 | 88.5081 | -682.2812 | -668.6816 | -753.5405 | -1464.334 | -294.0225 | -230.1574 | 6.4438 | 8.2289 | 33.6683 | 1.3741
2027 | 6616 | MW | 203.1767 | 259.4619 | 332.4234 | 99.1291 | -682.2812 | -679.4668 | -765.6943 | -1464.334 | -299.1808 | -233.8696 | 4.2959 | 5.486 | 0 | 0
2027 | 6617 | MW | 231.201 | 295.2497 | 378.2749 | 116.8307 | -670.0976 | -668.6816 | -753.5405 | -1438.1852 | -299.1808 | -230.1574 | -6.4438 | -8.2289 | -33.6683 | -4.1224
2027 | 6618 | MW | 245.2132 | 313.1436 | 389.7378 | 123.9114 | -633.5468 | -647.1112 | -729.2327 | -1359.7387 | -283.7059 | -222.733 | -6.4438 | -8.2289 | -33.6683 | -5.4965
2027 | 6619 | MW | 238.2071 | 304.1967 | 389.7378 | 120.3711 | -609.1796 | -614.7556 | -692.7711 | -1307.441 | -268.2311 | -211.5963 | -6.4438 | -8.2289 | -33.6683 | -5.4965
2027 | 6620 | MW | 595.5178 | 760.4917 | 962.8815 | 300.9276 | -584.8125 | -571.6149 | -644.1556 | -1255.1434 | -257.9145 | -196.7475 | -8.5918 | -10.9719 | -33.6683 | -5.4965
2027 | 6621 | MW | 595.5178 | 760.4917 | 974.3444 | 300.9276 | -548.2617 | -539.2593 | -607.6939 | -1176.6969 | -247.5979 | -185.6108 | -8.5918 | -10.9719 | -33.6683 | -6.8707
2027 | 6622 | MW | 588.5117 | 751.5448 | 951.4187 | 293.847 | -487.3437 | -485.3334 | -546.9245 | -1045.9528 | -216.6482 | -167.0497 | 6.4438 | 8.2289 | 16.8341 | 0
2027 | 6623 | MW | 553.4812 | 706.8099 | 905.5672 | 276.1454 | -414.2422 | -420.6223 | -474.0013 | -889.0599 | -185.6984 | -144.7764 | 10.7397 | 13.7149 | 16.8341 | 2.7483
2027 | 6624 | MW | 483.4203 | 617.3403 | 790.9384 | 244.2824 | -353.3242 | -366.6964 | -413.2319 | -758.3158 | -159.907 | -126.2154 | 8.5918 | 10.9719 | 16.8341 | 1.3741
2027 | 6625 | MW | 434.3777 | 554.7116 | 699.2354 | 215.9598 | -341.1406 | -334.3408 | -376.7702 | -732.167 | -149.5904 | -115.0787 | 8.5918 | 10.9719 | 16.8341 | 5.4965
2027 | 6626 | MW | 385.335 | 492.0829 | 630.4582 | 194.7179 | -304.5898 | -312.7704 | -352.4625 | -653.7205 | -144.4321 | -107.6543 | 6.4438 | 8.2289 | 16.8341 | 5.4965
2027 | 6627 | MW | 336.2924 | 429.4541 | 538.7551 | 169.9356 | -304.5898 | -312.7704 | -352.4625 | -653.7205 | -139.2738 | -107.6543 | 6.4438 | 8.2289 | 16.8341 | 4.1224
2027 | 6628 | MW | 294.2558 | 375.7724 | 481.4408 | 148.6937 | -304.5898 | -312.7704 | -352.4625 | -653.7205 | -139.2738 | -107.6543 | 6.4438 | 8.2289 | 0 | 4.1224
2027 | 6629 | MW | 259.2254 | 331.0376 | 412.6635 | 127.4517 | -328.957 | -323.5556 | -364.6164 | -706.0182 | -149.5904 | -111.3665 | 4.2959 | 5.486 | 0 | 4.1224
2027 | 6630 | MW | 217.1888 | 277.3558 | 355.3491 | 113.2904 | -389.875 | -366.6964 | -413.2319 | -836.7623 | -180.5401 | -126.2154 | 4.2959 | 5.486 | 0 | 4.1224
2027 | 6631 | MW | 189.1645 | 241.568 | 309.4976 | 95.5888 | -475.1601 | -442.1927 | -498.309 | -1019.804 | -226.9647 | -152.2009 | 4.2959 | 5.486 | 0 | 1.3741
2027 | 6632 | MW | 175.1523 | 223.674 | 298.0348 | 88.5081 | -609.1796 | -560.8297 | -632.0017 | -1307.441 | -283.7059 | -193.0353 | 6.4438 | 8.2289 | 0 | 1.3741
2027 | 6633 | MW | 161.1401 | 205.7801 | 275.109 | 81.4275 | -718.832 | -647.1112 | -729.2327 | -1542.7804 | -319.8139 | -222.733 | 6.4438 | 8.2289 | 50.5024 | 1.3741
2027 | 6634 | MW | 154.134 | 196.8331 | 252.1833 | 77.8872 | -804.1171 | -722.6075 | -814.3099 | -1725.8222 | -350.7637 | -248.7185 | 6.4438 | 8.2289 | 50.5024 | 1.3741
2027 | 6635 | MW | 161.1401 | 205.7801 | 263.6461 | 81.4275 | -877.2187 | -787.3186 | -887.2331 | -1882.7151 | -371.3968 | -270.9918 | 6.4438 | 8.2289 | 67.3366 | 1.3741
2027 | 6636 | MW | 189.1645 | 241.568 | 309.4976 | 95.5888 | -913.7695 | -819.6742 | -923.6948 | -1961.1616 | -381.7134 | -282.1285 | 6.4438 | 8.2289 | 84.1707 | 1.3741
2027 | 6637 | MW | 210.1827 | 268.4088 | 343.8863 | 109.7501 | -950.3202 | -841.2446 | -948.0025 | -2039.608 | -386.8717 | -289.5529 | 6.4438 | 8.2289 | 84.1707 | 1.3741
2027 | 6638 | MW | 238.2071 | 304.1967 | 389.7378 | 120.3711 | -962.5038 | -862.8149 | -972.3103 | -2065.7569 | -397.1883 | -296.9773 | 8.5918 | 10.9719 | 101.0049 | 1.3741
2027 | 6639 | MW | 287.2497 | 366.8254 | 469.9779 | 148.6937 | -962.5038 | -884.3853 | -996.618 | -2065.7569 | -407.5049 | -304.4018 | 8.5918 | 10.9719 | 117.839 | 2.7483
2027 | 6640 | MW | 203.1767 | 259.4619 | 320.9605 | 106.2098 | -950.3202 | -873.6001 | -984.4642 | -2039.608 | -402.3466 | -300.6895 | 6.4438 | 8.2289 | 0 | -1.3741
2027 | 6641 | MW | 252.2193 | 322.0906 | 412.6635 | 130.992 | -913.7695 | -862.8149 | -972.3103 | -1961.1616 | -397.1883 | -296.9773 | -10.7397 | -13.7149 | -67.3366 | -13.7413
2027 | 6642 | MW | 294.2558 | 375.7724 | 469.9779 | 148.6937 | -840.6679 | -808.889 | -911.5409 | -1804.2686 | -366.2386 | -278.4162 | -12.8877 | -16.4579 | -50.5024 | -13.7413
2027 | 6643 | MW | 315.2741 | 402.6133 | 515.8294 | 162.855 | -755.3828 | -711.8223 | -802.156 | -1621.2269 | -330.1305 | -245.0063 | -12.8877 | -16.4579 | -50.5024 | -13.7413
2027 | 6644 | MW | 329.2863 | 420.5072 | 527.2923 | 166.3953 | -682.2812 | -647.1112 | -729.2327 | -1464.334 | -304.3391 | -222.733 | -12.8877 | -16.4579 | -50.5024 | -12.3672
2027 | 6645 | MW | 693.6031 | 885.7492 | 1123.3618 | 350.4922 | -621.3632 | -593.1853 | -668.4633 | -1333.5899 | -278.5476 | -204.1719 | -15.0356 | -19.2009 | -50.5024 | -12.3672
2027 | 6646 | MW | 693.6031 | 885.7492 | 1123.3618 | 350.4922 | -548.2617 | -528.4742 | -595.54 | -1176.6969 | -242.4396 | -181.8986 | 8.5918 | 10.9719 | 0 | -1.3741
2027 | 6647 | MW | 658.5726 | 841.0144 | 1077.5103 | 329.2502 | -450.7929 | -452.9778 | -510.4629 | -967.5064 | -206.3316 | -155.9131 | 12.8877 | 16.4579 | 16.8341 | 1.3741
2027 | 6648 | MW | 581.5056 | 742.5978 | 951.4187 | 290.3067 | -389.875 | -388.2667 | -437.5396 | -836.7623 | -170.2236 | -133.6398 | 10.7397 | 13.7149 | 16.8341 | 1.3741
2027 | 6649 | MW | 504.4386 | 644.1812 | 825.327 | 254.9034 | -341.1406 | -355.9112 | -401.078 | -732.167 | -154.7487 | -122.5031 | 6.4438 | 8.2289 | 16.8341 | 4.1224
2027 | 6650 | MW | 441.3838 | 563.6586 | 722.1612 | 223.0405 | -316.7734 | -334.3408 | -376.7702 | -679.8693 | -144.4321 | -115.0787 | 6.4438 | 8.2289 | 16.8341 | 4.1224
2027 | 6651 | MW | 392.3411 | 501.0298 | 630.4582 | 194.7179 | -304.5898 | -312.7704 | -352.4625 | -653.7205 | -139.2738 | -107.6543 | 4.2959 | 5.486 | 0 | 2.7483
2027 | 6652 | MW | 322.2802 | 411.5602 | 527.2923 | 162.855 | -316.7734 | -312.7704 | -352.4625 | -679.8693 | -139.2738 | -107.6543 | 4.2959 | 5.486 | 0 | 2.7483
2027 | 6653 | MW | 273.2376 | 348.9315 | 447.0521 | 134.5324 | -328.957 | -334.3408 | -376.7702 | -706.0182 | -149.5904 | -115.0787 | 4.2959 | 5.486 | 0 | 2.7483
2027 | 6654 | MW | 231.201 | 295.2497 | 366.812 | 113.2904 | -389.875 | -377.4815 | -425.3857 | -836.7623 | -180.5401 | -129.9276 | 4.2959 | 5.486 | 0 | 2.7483
2027 | 6655 | MW | 175.1523 | 223.674 | 286.5719 | 88.5081 | -487.3437 | -452.9778 | -510.4629 | -1045.9528 | -226.9647 | -155.9131 | 4.2959 | 5.486 | 0 | 1.3741
2027 | 6656 | MW | 154.134 | 196.8331 | 263.6461 | 77.8872 | -621.3632 | -560.8297 | -632.0017 | -1333.5899 | -273.3893 | -193.0353 | 4.2959 | 5.486 | 0 | 1.3741
2027 | 6657 | MW | 140.1218 | 178.9392 | 229.2575 | 70.8065 | -731.0156 | -657.8964 | -741.3866 | -1568.9293 | -314.6557 | -226.4452 | 6.4438 | 8.2289 | 50.5024 | 1.3741
2027 | 6658 | MW | 133.1157 | 169.9923 | 217.7946 | 70.8065 | -816.3007 | -722.6075 | -814.3099 | -1751.971 | -350.7637 | -248.7185 | 6.4438 | 8.2289 | 50.5024 | 1.3741
2027 | 6659 | MW | 147.1279 | 187.8862 | 240.7204 | 74.3468 | -901.5859 | -798.1038 | -899.387 | -1935.0128 | -381.7134 | -274.704 | 6.4438 | 8.2289 | 67.3366 | 1.3741
2027 | 6660 | MW | 175.1523 | 223.674 | 286.5719 | 95.5888 | -974.6874 | -852.0298 | -960.1564 | -2091.9057 | -397.1883 | -293.2651 | 6.4438 | 8.2289 | 67.3366 | 1.3741
2027 | 6661 | MW | 203.1767 | 259.4619 | 320.9605 | 106.2098 | -1011.2382 | -895.1705 | -1008.7719 | -2170.3521 | -407.5049 | -308.114 | 6.4438 | 8.2289 | 84.1707 | 1.3741
2027 | 6662 | MW | 231.201 | 295.2497 | 378.2749 | 116.8307 | -1059.9726 | -938.3113 | -1057.3874 | -2274.9474 | -412.6632 | -322.9628 | 6.4438 | 8.2289 | 84.1707 | 1.3741
2027 | 6663 | MW | 280.2437 | 357.8785 | 458.515 | 141.613 | -1059.9726 | -949.0964 | -1069.5413 | -2274.9474 | -417.8214 | -326.6751 | 6.4438 | 8.2289 | 101.0049 | 1.3741
2027 | 6664 | MW | 196.1706 | 250.5149 | 309.4976 | 99.1291 | -1035.6054 | -949.0964 | -1069.5413 | -2222.6498 | -417.8214 | -326.6751 | 4.2959 | 5.486 | 0 | 0
2027 | 6665 | MW | 245.2132 | 313.1436 | 401.2006 | 123.9114 | -999.0546 | -938.3113 | -1057.3874 | -2144.2033 | -407.5049 | -322.9628 | -10.7397 | -13.7149 | -50.5024 | -6.8707
2027 | 6666 | MW | 287.2497 | 366.8254 | 458.515 | 141.613 | -889.4023 | -862.8149 | -972.3103 | -1908.8639 | -376.5551 | -296.9773 | -10.7397 | -13.7149 | -50.5024 | -8.2448
2027 | 6667 | MW | 308.268 | 393.6663 | 492.9036 | 155.7743 | -791.9335 | -765.7483 | -862.9254 | -1699.6734 | -335.2888 | -263.5674 | -12.8877 | -16.4579 | -50.5024 | -8.2448
2027 | 6668 | MW | 315.2741 | 402.6133 | 515.8294 | 159.3146 | -706.6484 | -690.252 | -777.8482 | -1516.6316 | -309.4974 | -237.5819 | -12.8877 | -16.4579 | -50.5024 | -8.2448
2027 | 6669 | MW | 686.597 | 876.8022 | 1123.3618 | 339.8712 | -645.7304 | -625.5408 | -704.925 | -1385.8875 | -283.7059 | -215.3086 | -12.8877 | -16.4579 | -50.5024 | -9.6189
2027 | 6670 | MW | 679.5909 | 867.8553 | 1111.8989 | 339.8712 | -560.4453 | -550.0445 | -619.8478 | -1202.8458 | -247.5979 | -189.323 | 4.2959 | 5.486 | 16.8341 | 0
2027 | 6671 | MW | 644.5604 | 823.1204 | 1054.5845 | 322.1696 | -475.1601 | -463.763 | -522.6168 | -1019.804 | -211.4899 | -159.6253 | 8.5918 | 10.9719 | 16.8341 | 1.3741
2027 | 6672 | MW | 567.4934 | 724.7039 | 928.4929 | 279.6857 | -389.875 | -399.0519 | -449.6935 | -836.7623 | -175.3818 | -137.352 | 8.5918 | 10.9719 | 16.8341 | 1.3741
2027 | 6673 | MW | 490.4264 | 626.2873 | 790.9384 | 244.2824 | -341.1406 | -355.9112 | -401.078 | -732.167 | -154.7487 | -122.5031 | 8.5918 | 10.9719 | 0 | 4.1224
2027 | 6674 | MW | 427.3716 | 545.7646 | 687.7725 | 212.4195 | -316.7734 | -334.3408 | -376.7702 | -679.8693 | -144.4321 | -115.0787 | 6.4438 | 8.2289 | 0 | 4.1224
2027 | 6675 | MW | 371.3228 | 474.189 | 596.0695 | 184.0969 | -304.5898 | -323.5556 | -364.6164 | -653.7205 | -139.2738 | -111.3665 | 6.4438 | 8.2289 | 0 | 2.7483
2027 | 6676 | MW | 301.2619 | 384.7193 | 481.4408 | 148.6937 | -316.7734 | -323.5556 | -364.6164 | -679.8693 | -139.2738 | -111.3665 | 4.2959 | 5.486 | 0 | 2.7483
2027 | 6677 | MW | 245.2132 | 313.1436 | 412.6635 | 120.3711 | -341.1406 | -334.3408 | -376.7702 | -732.167 | -149.5904 | -115.0787 | 4.2959 | 5.486 | 0 | 2.7483
2027 | 6678 | MW | 203.1767 | 259.4619 | 332.4234 | 99.1291 | -402.0586 | -377.4815 | -425.3857 | -862.9111 | -180.5401 | -129.9276 | 4.2959 | 5.486 | 0 | 2.7483
2027 | 6679 | MW | 161.1401 | 205.7801 | 263.6461 | 81.4275 | -499.5273 | -442.1927 | -498.309 | -1072.1017 | -226.9647 | -152.2009 | 4.2959 | 5.486 | 0 | 1.3741
2027 | 6680 | MW | 147.1279 | 187.8862 | 240.7204 | 70.8065 | -633.5468 | -560.8297 | -632.0017 | -1359.7387 | -278.5476 | -193.0353 | 6.4438 | 8.2289 | 0 | 1.3741
2027 | 6681 | MW | 133.1157 | 169.9923 | 217.7946 | 67.2662 | -755.3828 | -647.1112 | -729.2327 | -1621.2269 | -319.8139 | -222.733 | 6.4438 | 8.2289 | 33.6683 | 1.3741
2027 | 6682 | MW | 126.1096 | 161.0453 | 217.7946 | 67.2662 | -852.8515 | -722.6075 | -814.3099 | -1830.4175 | -345.6054 | -248.7185 | 6.4438 | 8.2289 | 33.6683 | 1.3741
2027 | 6683 | MW | 140.1218 | 178.9392 | 229.2575 | 70.8065 | -925.9531 | -776.5335 | -875.0793 | -1987.3104 | -371.3968 | -267.2796 | 6.4438 | 8.2289 | 33.6683 | 1.3741
2027 | 6684 | MW | 175.1523 | 223.674 | 275.109 | 92.0485 | -974.6874 | -808.889 | -911.5409 | -2091.9057 | -381.7134 | -278.4162 | 6.4438 | 8.2289 | 33.6683 | 1.3741
2027 | 6685 | MW | 196.1706 | 250.5149 | 320.9605 | 102.6694 | -1023.4218 | -830.4594 | -935.8486 | -2196.501 | -397.1883 | -285.8407 | 6.4438 | 8.2289 | 33.6683 | 1.3741
2027 | 6686 | MW | 224.1949 | 286.3028 | 366.812 | 116.8307 | -1059.9726 | -862.8149 | -972.3103 | -2274.9474 | -407.5049 | -296.9773 | 8.5918 | 10.9719 | 50.5024 | 1.3741
2027 | 6687 | MW | 280.2437 | 357.8785 | 458.515 | 141.613 | -1084.3398 | -884.3853 | -996.618 | -2327.2451 | -412.6632 | -304.4018 | 8.5918 | 10.9719 | 50.5024 | 1.3741
2027 | 6688 | MW | 196.1706 | 250.5149 | 309.4976 | 99.1291 | -1072.1562 | -895.1705 | -1008.7719 | -2301.0962 | -417.8214 | -308.114 | 4.2959 | 5.486 | 0 | 0
2027 | 6689 | MW | 245.2132 | 313.1436 | 389.7378 | 123.9114 | -1035.6054 | -884.3853 | -996.618 | -2222.6498 | -412.6632 | -304.4018 | -10.7397 | -13.7149 | -33.6683 | -5.4965
2027 | 6690 | MW | 280.2437 | 357.8785 | 458.515 | 141.613 | -938.1367 | -819.6742 | -923.6948 | -2013.4592 | -386.8717 | -282.1285 | -10.7397 | -13.7149 | -33.6683 | -6.8707
2027 | 6691 | MW | 301.2619 | 384.7193 | 492.9036 | 155.7743 | -828.4843 | -733.3927 | -826.4637 | -1778.1198 | -345.6054 | -252.4307 | -12.8877 | -16.4579 | -33.6683 | -6.8707
2027 | 6692 | MW | 315.2741 | 402.6133 | 504.3665 | 159.3146 | -731.0156 | -668.6816 | -753.5405 | -1568.9293 | -314.6557 | -230.1574 | -12.8877 | -16.4579 | -33.6683 | -8.2448
2027 | 6693 | MW | 672.5848 | 858.9083 | 1088.9732 | 343.4115 | -657.914 | -614.7556 | -692.7711 | -1412.0363 | -288.8642 | -211.5963 | -12.8877 | -16.4579 | -33.6683 | -8.2448
2027 | 6694 | MW | 672.5848 | 858.9083 | 1088.9732 | 339.8712 | -572.6289 | -539.2593 | -607.6939 | -1228.9946 | -252.7562 | -185.6108 | 8.5918 | 10.9719 | 16.8341 | 0
2027 | 6695 | MW | 637.5543 | 814.1735 | 1031.6588 | 322.1696 | -475.1601 | -463.763 | -522.6168 | -1019.804 | -211.4899 | -159.6253 | 10.7397 | 13.7149 | 16.8341 | 1.3741
2027 | 6696 | MW | 560.4873 | 715.7569 | 905.5672 | 279.6857 | -389.875 | -399.0519 | -449.6935 | -836.7623 | -175.3818 | -137.352 | 10.7397 | 13.7149 | 0 | 1.3741
2027 | 6697 | MW | 476.4142 | 608.3934 | 779.4755 | 240.7421 | -341.1406 | -355.9112 | -401.078 | -732.167 | -154.7487 | -122.5031 | 8.5918 | 10.9719 | 0 | 5.4965
2027 | 6698 | MW | 413.3594 | 527.8707 | 676.3097 | 208.8792 | -316.7734 | -323.5556 | -364.6164 | -679.8693 | -144.4321 | -111.3665 | 6.4438 | 8.2289 | 0 | 5.4965
2027 | 6699 | MW | 357.3107 | 456.295 | 584.6066 | 180.5566 | -304.5898 | -312.7704 | -352.4625 | -653.7205 | -139.2738 | -107.6543 | 6.4438 | 8.2289 | 0 | 4.1224
2027 | 6700 | MW | 287.2497 | 366.8254 | 469.9779 | 145.1533 | -304.5898 | -312.7704 | -352.4625 | -653.7205 | -139.2738 | -107.6543 | 6.4438 | 8.2289 | 0 | 4.1224
2027 | 6701 | MW | 238.2071 | 304.1967 | 389.7378 | 116.8307 | -328.957 | -334.3408 | -376.7702 | -706.0182 | -149.5904 | -115.0787 | 4.2959 | 5.486 | 0 | 4.1224
2027 | 6702 | MW | 196.1706 | 250.5149 | 320.9605 | 95.5888 | -389.875 | -377.4815 | -425.3857 | -836.7623 | -180.5401 | -129.9276 | 4.2959 | 5.486 | 0 | 4.1224
2027 | 6703 | MW | 154.134 | 196.8331 | 252.1833 | 77.8872 | -487.3437 | -442.1927 | -498.309 | -1045.9528 | -221.8064 | -152.2009 | 4.2959 | 5.486 | 0 | 1.3741
2027 | 6704 | MW | 140.1218 | 178.9392 | 240.7204 | 70.8065 | -621.3632 | -550.0445 | -619.8478 | -1333.5899 | -273.3893 | -189.323 | 4.2959 | 5.486 | 0 | 1.3741
2027 | 6705 | MW | 126.1096 | 161.0453 | 217.7946 | 63.7259 | -755.3828 | -647.1112 | -729.2327 | -1621.2269 | -314.6557 | -222.733 | 6.4438 | 8.2289 | 33.6683 | 1.3741
2027 | 6706 | MW | 126.1096 | 161.0453 | 206.3318 | 63.7259 | -865.0351 | -722.6075 | -814.3099 | -1856.5663 | -350.7637 | -248.7185 | 6.4438 | 8.2289 | 33.6683 | 1.3741
2027 | 6707 | MW | 133.1157 | 169.9923 | 229.2575 | 70.8065 | -962.5038 | -798.1038 | -899.387 | -2065.7569 | -381.7134 | -274.704 | 6.4438 | 8.2289 | 33.6683 | 1.3741
2027 | 6708 | MW | 168.1462 | 214.7271 | 275.109 | 88.5081 | -1011.2382 | -841.2446 | -948.0025 | -2170.3521 | -397.1883 | -289.5529 | 8.5918 | 10.9719 | 33.6683 | 1.3741
2027 | 6709 | MW | 196.1706 | 250.5149 | 320.9605 | 102.6694 | -1059.9726 | -873.6001 | -984.4642 | -2274.9474 | -407.5049 | -300.6895 | 8.5918 | 10.9719 | 50.5024 | 1.3741
2027 | 6710 | MW | 224.1949 | 286.3028 | 366.812 | 113.2904 | -1096.5234 | -905.9557 | -1020.9258 | -2353.3939 | -417.8214 | -311.8262 | 8.5918 | 10.9719 | 50.5024 | 1.3741
2027 | 6711 | MW | 280.2437 | 357.8785 | 447.0521 | 141.613 | -1096.5234 | -927.5261 | -1045.2336 | -2353.3939 | -422.9797 | -319.2506 | 8.5918 | 10.9719 | 67.3366 | 1.3741
2027 | 6712 | MW | 196.1706 | 250.5149 | 309.4976 | 99.1291 | -1084.3398 | -927.5261 | -1045.2336 | -2327.2451 | -422.9797 | -319.2506 | 6.4438 | 8.2289 | 0 | 0
2027 | 6713 | MW | 245.2132 | 313.1436 | 401.2006 | 123.9114 | -1047.789 | -916.7409 | -1033.0797 | -2248.7986 | -417.8214 | -315.5384 | -10.7397 | -13.7149 | -50.5024 | -10.9931
2027 | 6714 | MW | 280.2437 | 357.8785 | 458.515 | 141.613 | -950.3202 | -841.2446 | -948.0025 | -2039.608 | -386.8717 | -289.5529 | -10.7397 | -13.7149 | -50.5024 | -10.9931
2027 | 6715 | MW | 308.268 | 393.6663 | 492.9036 | 155.7743 | -840.6679 | -765.7483 | -862.9254 | -1804.2686 | -345.6054 | -263.5674 | -10.7397 | -13.7149 | -50.5024 | -10.9931
2027 | 6716 | MW | 315.2741 | 402.6133 | 504.3665 | 159.3146 | -743.1992 | -690.252 | -777.8482 | -1595.0781 | -319.8139 | -237.5819 | -10.7397 | -13.7149 | -50.5024 | -12.3672
2027 | 6717 | MW | 679.5909 | 867.8553 | 1100.436 | 339.8712 | -670.0976 | -625.5408 | -704.925 | -1438.1852 | -294.0225 | -215.3086 | -10.7397 | -13.7149 | -50.5024 | -12.3672
2027 | 6718 | MW | 672.5848 | 858.9083 | 1100.436 | 339.8712 | -584.8125 | -550.0445 | -619.8478 | -1255.1434 | -252.7562 | -189.323 | 6.4438 | 8.2289 | 16.8341 | 0
2027 | 6719 | MW | 637.5543 | 814.1735 | 1043.1217 | 318.6293 | -487.3437 | -474.5482 | -534.7707 | -1045.9528 | -211.4899 | -163.3375 | 10.7397 | 13.7149 | 16.8341 | 2.7483
2027 | 6720 | MW | 560.4873 | 715.7569 | 917.03 | 276.1454 | -402.0586 | -399.0519 | -449.6935 | -862.9111 | -175.3818 | -137.352 | 8.5918 | 10.9719 | 0 | 1.3741
2027 | 6721 | MW | 476.4142 | 608.3934 | 779.4755 | 240.7421 | -341.1406 | -355.9112 | -401.078 | -732.167 | -154.7487 | -122.5031 | 8.5918 | 10.9719 | 16.8341 | 5.4965
2027 | 6722 | MW | 413.3594 | 527.8707 | 676.3097 | 205.3389 | -316.7734 | -334.3408 | -376.7702 | -679.8693 | -144.4321 | -115.0787 | 6.4438 | 8.2289 | 16.8341 | 4.1224
2027 | 6723 | MW | 357.3107 | 456.295 | 584.6066 | 177.0163 | -304.5898 | -312.7704 | -352.4625 | -653.7205 | -139.2738 | -107.6543 | 6.4438 | 8.2289 | 16.8341 | 4.1224
2027 | 6724 | MW | 287.2497 | 366.8254 | 469.9779 | 141.613 | -304.5898 | -312.7704 | -352.4625 | -653.7205 | -139.2738 | -107.6543 | 4.2959 | 5.486 | 0 | 4.1224
2027 | 6725 | MW | 238.2071 | 304.1967 | 389.7378 | 116.8307 | -328.957 | -334.3408 | -376.7702 | -706.0182 | -144.4321 | -115.0787 | 4.2959 | 5.486 | 0 | 2.7483
2027 | 6726 | MW | 196.1706 | 250.5149 | 320.9605 | 95.5888 | -389.875 | -377.4815 | -425.3857 | -836.7623 | -175.3818 | -129.9276 | 4.2959 | 5.486 | 0 | 2.7483
2027 | 6727 | MW | 154.134 | 196.8331 | 252.1833 | 77.8872 | -487.3437 | -442.1927 | -498.309 | -1045.9528 | -221.8064 | -152.2009 | 4.2959 | 5.486 | 16.8341 | 1.3741
2027 | 6728 | MW | 140.1218 | 178.9392 | 229.2575 | 70.8065 | -633.5468 | -550.0445 | -619.8478 | -1359.7387 | -273.3893 | -189.323 | 6.4438 | 8.2289 | 16.8341 | 1.3741
2027 | 6729 | MW | 126.1096 | 161.0453 | 217.7946 | 63.7259 | -743.1992 | -636.326 | -717.0788 | -1595.0781 | -314.6557 | -219.0208 | 6.4438 | 8.2289 | 33.6683 | 1.3741
2027 | 6730 | MW | 126.1096 | 161.0453 | 206.3318 | 63.7259 | -828.4843 | -733.3927 | -826.4637 | -1778.1198 | -355.922 | -252.4307 | 6.4438 | 8.2289 | 33.6683 | 1.3741
2027 | 6731 | MW | 140.1218 | 178.9392 | 229.2575 | 70.8065 | -913.7695 | -808.889 | -911.5409 | -1961.1616 | -386.8717 | -278.4162 | 6.4438 | 8.2289 | 33.6683 | 1.3741
2027 | 6732 | MW | 168.1462 | 214.7271 | 275.109 | 92.0485 | -962.5038 | -852.0298 | -960.1564 | -2065.7569 | -407.5049 | -293.2651 | 6.4438 | 8.2289 | 50.5024 | 1.3741
2027 | 6733 | MW | 196.1706 | 250.5149 | 309.4976 | 102.6694 | -999.0546 | -884.3853 | -996.618 | -2144.2033 | -417.8214 | -304.4018 | 6.4438 | 8.2289 | 50.5024 | 1.3741
2027 | 6734 | MW | 224.1949 | 286.3028 | 366.812 | 113.2904 | -1047.789 | -927.5261 | -1045.2336 | -2248.7986 | -428.138 | -319.2506 | 6.4438 | 8.2289 | 50.5024 | 1.3741
2027 | 6735 | MW | 280.2437 | 357.8785 | 458.515 | 141.613 | -1059.9726 | -959.8816 | -1081.6952 | -2274.9474 | -438.4546 | -330.3873 | 8.5918 | 10.9719 | 50.5024 | 1.3741
2027 | 6736 | MW | 196.1706 | 250.5149 | 309.4976 | 99.1291 | -1047.789 | -959.8816 | -1081.6952 | -2248.7986 | -438.4546 | -330.3873 | 4.2959 | 5.486 | 0 | 0
2027 | 6737 | MW | 245.2132 | 313.1436 | 401.2006 | 123.9114 | -1011.2382 | -938.3113 | -1057.3874 | -2170.3521 | -433.2963 | -322.9628 | -8.5918 | -10.9719 | -33.6683 | -8.2448
2027 | 6738 | MW | 280.2437 | 357.8785 | 458.515 | 141.613 | -913.7695 | -852.0298 | -960.1564 | -1961.1616 | -397.1883 | -293.2651 | -10.7397 | -13.7149 | -33.6683 | -8.2448
2027 | 6739 | MW | 308.268 | 393.6663 | 492.9036 | 155.7743 | -816.3007 | -765.7483 | -862.9254 | -1751.971 | -350.7637 | -263.5674 | -10.7397 | -13.7149 | -33.6683 | -8.2448
2027 | 6740 | MW | 315.2741 | 402.6133 | 504.3665 | 159.3146 | -731.0156 | -679.4668 | -765.6943 | -1568.9293 | -319.8139 | -233.8696 | -10.7397 | -13.7149 | -33.6683 | -8.2448
2027 | 6741 | MW | 679.5909 | 867.8553 | 1111.8989 | 339.8712 | -670.0976 | -625.5408 | -704.925 | -1438.1852 | -288.8642 | -215.3086 | -10.7397 | -13.7149 | -33.6683 | -9.6189
2027 | 6742 | MW | 679.5909 | 867.8553 | 1111.8989 | 339.8712 | -572.6289 | -550.0445 | -619.8478 | -1228.9946 | -252.7562 | -189.323 | 6.4438 | 8.2289 | 16.8341 | 0
2027 | 6743 | MW | 644.5604 | 823.1204 | 1043.1217 | 322.1696 | -475.1601 | -474.5482 | -534.7707 | -1019.804 | -211.4899 | -163.3375 | 10.7397 | 13.7149 | 16.8341 | 2.7483
2027 | 6744 | MW | 560.4873 | 715.7569 | 917.03 | 279.6857 | -402.0586 | -399.0519 | -449.6935 | -862.9111 | -180.5401 | -137.352 | 10.7397 | 13.7149 | 16.8341 | 1.3741
2027 | 6745 | MW | 483.4203 | 617.3403 | 779.4755 | 244.2824 | -328.957 | -345.126 | -388.9241 | -706.0182 | -144.4321 | -118.7909 | 8.5918 | 10.9719 | 0 | 4.1224
2027 | 6746 | MW | 420.3655 | 536.8177 | 676.3097 | 208.8792 | -292.4062 | -312.7704 | -352.4625 | -627.5717 | -134.1155 | -107.6543 | 6.4438 | 8.2289 | 0 | 4.1224
2027 | 6747 | MW | 357.3107 | 456.295 | 584.6066 | 180.5566 | -292.4062 | -301.9852 | -340.3086 | -627.5717 | -128.9572 | -103.9421 | 6.4438 | 8.2289 | 0 | 4.1224
2027 | 6748 | MW | 294.2558 | 375.7724 | 469.9779 | 145.1533 | -292.4062 | -301.9852 | -340.3086 | -627.5717 | -128.9572 | -103.9421 | 4.2959 | 5.486 | 0 | 2.7483
2027 | 6749 | MW | 252.2193 | 322.0906 | 412.6635 | 123.9114 | -304.5898 | -312.7704 | -352.4625 | -653.7205 | -134.1155 | -107.6543 | 4.2959 | 5.486 | 0 | 2.7483
2027 | 6750 | MW | 217.1888 | 277.3558 | 355.3491 | 106.2098 | -328.957 | -334.3408 | -376.7702 | -706.0182 | -149.5904 | -115.0787 | 4.2959 | 5.486 | 0 | 2.7483
2027 | 6751 | MW | 182.1584 | 232.621 | 309.4976 | 92.0485 | -377.6914 | -355.9112 | -401.078 | -810.6135 | -180.5401 | -122.5031 | 6.4438 | 8.2289 | 0 | 1.3741
2027 | 6752 | MW | 168.1462 | 214.7271 | 275.109 | 84.9678 | -462.9765 | -420.6223 | -474.0013 | -993.6552 | -211.4899 | -144.7764 | 6.4438 | 8.2289 | 0 | 1.3741
2027 | 6753 | MW | 154.134 | 196.8331 | 252.1833 | 77.8872 | -548.2617 | -485.3334 | -546.9245 | -1176.6969 | -237.2813 | -167.0497 | 6.4438 | 8.2289 | 33.6683 | 1.3741
2027 | 6754 | MW | 175.1523 | 223.674 | 286.5719 | 88.5081 | -633.5468 | -539.2593 | -607.6939 | -1359.7387 | -257.9145 | -185.6108 | 6.4438 | 8.2289 | 33.6683 | 1.3741
2027 | 6755 | MW | 217.1888 | 277.3558 | 355.3491 | 106.2098 | -706.6484 | -593.1853 | -668.4633 | -1516.6316 | -278.5476 | -204.1719 | 6.4438 | 8.2289 | 33.6683 | 1.3741
2027 | 6756 | MW | 273.2376 | 348.9315 | 447.0521 | 138.0727 | -755.3828 | -636.326 | -717.0788 | -1621.2269 | -288.8642 | -219.0208 | 6.4438 | 8.2289 | 33.6683 | 1.3741
2027 | 6757 | MW | 308.268 | 393.6663 | 504.3665 | 152.234 | -804.1171 | -679.4668 | -765.6943 | -1725.8222 | -299.1808 | -233.8696 | 6.4438 | 8.2289 | 33.6683 | 1.3741
2027 | 6758 | MW | 336.2924 | 429.4541 | 550.218 | 169.9356 | -828.4843 | -711.8223 | -802.156 | -1778.1198 | -304.3391 | -245.0063 | 6.4438 | 8.2289 | 33.6683 | 1.3741
2027 | 6759 | MW | 189.1645 | 241.568 | 320.9605 | 92.0485 | -852.8515 | -744.1779 | -838.6176 | -1830.4175 | -309.4974 | -256.1429 | 6.4438 | 8.2289 | 33.6683 | 1.3741
2027 | 6760 | MW | 217.1888 | 277.3558 | 355.3491 | 109.7501 | -852.8515 | -765.7483 | -862.9254 | -1830.4175 | -314.6557 | -263.5674 | 4.2959 | 5.486 | 0 | 0
2027 | 6761 | MW | 238.2071 | 304.1967 | 389.7378 | 116.8307 | -816.3007 | -765.7483 | -862.9254 | -1751.971 | -314.6557 | -263.5674 | -6.4438 | -8.2289 | -16.8341 | -4.1224
2027 | 6762 | MW | 245.2132 | 313.1436 | 401.2006 | 120.3711 | -743.1992 | -711.8223 | -802.156 | -1595.0781 | -299.1808 | -245.0063 | -6.4438 | -8.2289 | -16.8341 | -5.4965
2027 | 6763 | MW | 245.2132 | 313.1436 | 401.2006 | 123.9114 | -694.4648 | -668.6816 | -753.5405 | -1490.4828 | -283.7059 | -230.1574 | -6.4438 | -8.2289 | -33.6683 | -5.4965
2027 | 6764 | MW | 595.5178 | 760.4917 | 962.8815 | 300.9276 | -645.7304 | -625.5408 | -704.925 | -1385.8875 | -273.3893 | -215.3086 | -8.5918 | -10.9719 | -33.6683 | -6.8707
2027 | 6765 | MW | 588.5117 | 751.5448 | 951.4187 | 293.847 | -609.1796 | -582.4001 | -656.3094 | -1307.441 | -263.0728 | -200.4597 | -8.5918 | -10.9719 | -33.6683 | -6.8707
2027 | 6766 | MW | 567.4934 | 724.7039 | 928.4929 | 283.226 | -536.0781 | -517.689 | -583.3862 | -1150.5481 | -232.123 | -178.1864 | 6.4438 | 8.2289 | 16.8341 | 1.3741
2027 | 6767 | MW | 539.469 | 688.916 | 871.1785 | 265.5244 | -450.7929 | -452.9778 | -510.4629 | -967.5064 | -201.1733 | -155.9131 | 10.7397 | 13.7149 | 16.8341 | 2.7483
2027 | 6768 | MW | 476.4142 | 608.3934 | 768.0127 | 233.6615 | -377.6914 | -377.4815 | -425.3857 | -810.6135 | -165.0653 | -129.9276 | 8.5918 | 10.9719 | 0 | 2.7483
2027 | 6769 | MW | 420.3655 | 536.8177 | 676.3097 | 205.3389 | -328.957 | -334.3408 | -376.7702 | -706.0182 | -144.4321 | -115.0787 | 6.4438 | 8.2289 | 0 | 5.4965
2027 | 6770 | MW | 371.3228 | 474.189 | 607.5324 | 184.0969 | -304.5898 | -312.7704 | -352.4625 | -653.7205 | -134.1155 | -107.6543 | 6.4438 | 8.2289 | 0 | 4.1224
2027 | 6771 | MW | 322.2802 | 411.5602 | 527.2923 | 155.7743 | -280.2226 | -301.9852 | -340.3086 | -601.4229 | -128.9572 | -103.9421 | 6.4438 | 8.2289 | 0 | 4.1224
2027 | 6772 | MW | 287.2497 | 366.8254 | 469.9779 | 138.0727 | -280.2226 | -301.9852 | -340.3086 | -601.4229 | -128.9572 | -103.9421 | 4.2959 | 5.486 | 0 | 2.7483
2027 | 6773 | MW | 252.2193 | 322.0906 | 412.6635 | 123.9114 | -292.4062 | -301.9852 | -340.3086 | -627.5717 | -134.1155 | -103.9421 | 4.2959 | 5.486 | 0 | 2.7483
2027 | 6774 | MW | 224.1949 | 286.3028 | 366.812 | 113.2904 | -316.7734 | -334.3408 | -376.7702 | -679.8693 | -149.5904 | -115.0787 | 4.2959 | 5.486 | 0 | 2.7483
2027 | 6775 | MW | 203.1767 | 259.4619 | 332.4234 | 99.1291 | -353.3242 | -334.3408 | -376.7702 | -758.3158 | -170.2236 | -115.0787 | 4.2959 | 5.486 | 0 | 1.3741
2027 | 6776 | MW | 182.1584 | 232.621 | 298.0348 | 92.0485 | -402.0586 | -377.4815 | -425.3857 | -862.9111 | -190.8567 | -129.9276 | 6.4438 | 8.2289 | 0 | 1.3741
2027 | 6777 | MW | 175.1523 | 223.674 | 286.5719 | 88.5081 | -462.9765 | -420.6223 | -474.0013 | -993.6552 | -211.4899 | -144.7764 | 6.4438 | 8.2289 | 33.6683 | 1.3741
2027 | 6778 | MW | 189.1645 | 241.568 | 309.4976 | 95.5888 | -523.8945 | -463.763 | -522.6168 | -1124.3993 | -226.9647 | -159.6253 | 6.4438 | 8.2289 | 33.6683 | 1.3741
2027 | 6779 | MW | 231.201 | 295.2497 | 378.2749 | 116.8307 | -572.6289 | -506.9038 | -571.2323 | -1228.9946 | -237.2813 | -174.4742 | 6.4438 | 8.2289 | 33.6683 | 1.3741
2027 | 6780 | MW | 280.2437 | 357.8785 | 447.0521 | 141.613 | -621.3632 | -539.2593 | -607.6939 | -1333.5899 | -252.7562 | -185.6108 | 6.4438 | 8.2289 | 33.6683 | 1.3741
2027 | 6781 | MW | 294.2558 | 375.7724 | 481.4408 | 152.234 | -657.914 | -571.6149 | -644.1556 | -1412.0363 | -257.9145 | -196.7475 | 6.4438 | 8.2289 | 33.6683 | 1.3741
2027 | 6782 | MW | 336.2924 | 429.4541 | 550.218 | 166.3953 | -694.4648 | -593.1853 | -668.4633 | -1490.4828 | -268.2311 | -204.1719 | 6.4438 | 8.2289 | 33.6683 | 1.3741
2027 | 6783 | MW | 189.1645 | 241.568 | 309.4976 | 95.5888 | -731.0156 | -614.7556 | -692.7711 | -1568.9293 | -278.5476 | -211.5963 | 6.4438 | 8.2289 | 33.6683 | 1.3741
2027 | 6784 | MW | 210.1827 | 268.4088 | 343.8863 | 106.2098 | -743.1992 | -636.326 | -717.0788 | -1595.0781 | -283.7059 | -219.0208 | 4.2959 | 5.486 | 0 | 0
2027 | 6785 | MW | 238.2071 | 304.1967 | 389.7378 | 116.8307 | -731.0156 | -647.1112 | -729.2327 | -1568.9293 | -288.8642 | -222.733 | -6.4438 | -8.2289 | -16.8341 | -5.4965
2027 | 6786 | MW | 245.2132 | 313.1436 | 401.2006 | 123.9114 | -694.4648 | -625.5408 | -704.925 | -1490.4828 | -283.7059 | -215.3086 | -6.4438 | -8.2289 | -16.8341 | -5.4965
2027 | 6787 | MW | 259.2254 | 331.0376 | 424.1264 | 130.992 | -670.0976 | -614.7556 | -692.7711 | -1438.1852 | -278.5476 | -211.5963 | -6.4438 | -8.2289 | -33.6683 | -5.4965
2027 | 6788 | MW | 602.5239 | 769.4387 | 985.8073 | 300.9276 | -633.5468 | -593.1853 | -668.4633 | -1359.7387 | -273.3893 | -204.1719 | -8.5918 | -10.9719 | -33.6683 | -6.8707
2027 | 6789 | MW | 602.5239 | 769.4387 | 985.8073 | 304.468 | -596.9961 | -560.8297 | -632.0017 | -1281.2922 | -263.0728 | -193.0353 | -8.5918 | -10.9719 | -33.6683 | -6.8707
2027 | 6790 | MW | 595.5178 | 760.4917 | 962.8815 | 297.3873 | -523.8945 | -506.9038 | -571.2323 | -1124.3993 | -232.123 | -174.4742 | 6.4438 | 8.2289 | 16.8341 | 0
2027 | 6791 | MW | 546.4751 | 697.863 | 894.1043 | 279.6857 | -450.7929 | -442.1927 | -498.309 | -967.5064 | -196.015 | -152.2009 | 10.7397 | 13.7149 | 16.8341 | 2.7483
2027 | 6792 | MW | 483.4203 | 617.3403 | 790.9384 | 244.2824 | -365.5078 | -377.4815 | -425.3857 | -784.4646 | -165.0653 | -129.9276 | 8.5918 | 10.9719 | 16.8341 | 1.3741
2027 | 6793 | MW | 434.3777 | 554.7116 | 710.6983 | 215.9598 | -328.957 | -334.3408 | -376.7702 | -706.0182 | -149.5904 | -115.0787 | 8.5918 | 10.9719 | 16.8341 | 5.4965
2027 | 6794 | MW | 385.335 | 492.0829 | 630.4582 | 194.7179 | -304.5898 | -312.7704 | -352.4625 | -653.7205 | -139.2738 | -107.6543 | 6.4438 | 8.2289 | 0 | 5.4965
2027 | 6795 | MW | 336.2924 | 429.4541 | 538.7551 | 169.9356 | -292.4062 | -301.9852 | -340.3086 | -627.5717 | -134.1155 | -103.9421 | 6.4438 | 8.2289 | 0 | 4.1224
2027 | 6796 | MW | 294.2558 | 375.7724 | 481.4408 | 148.6937 | -292.4062 | -301.9852 | -340.3086 | -627.5717 | -134.1155 | -103.9421 | 4.2959 | 5.486 | 0 | 4.1224
2027 | 6797 | MW | 259.2254 | 331.0376 | 424.1264 | 127.4517 | -316.7734 | -312.7704 | -352.4625 | -679.8693 | -144.4321 | -107.6543 | 4.2959 | 5.486 | 0 | 4.1224
2027 | 6798 | MW | 217.1888 | 277.3558 | 355.3491 | 109.7501 | -353.3242 | -355.9112 | -401.078 | -758.3158 | -165.0653 | -122.5031 | 4.2959 | 5.486 | 0 | 4.1224
2027 | 6799 | MW | 189.1645 | 241.568 | 309.4976 | 95.5888 | -426.4258 | -399.0519 | -449.6935 | -915.2087 | -196.015 | -137.352 | 4.2959 | 5.486 | 0 | 1.3741
2027 | 6800 | MW | 175.1523 | 223.674 | 298.0348 | 88.5081 | -536.0781 | -485.3334 | -546.9245 | -1150.5481 | -237.2813 | -167.0497 | 6.4438 | 8.2289 | 0 | 1.3741
2027 | 6801 | MW | 161.1401 | 205.7801 | 275.109 | 81.4275 | -633.5468 | -571.6149 | -644.1556 | -1359.7387 | -263.0728 | -196.7475 | 6.4438 | 8.2289 | 33.6683 | 1.3741
2027 | 6802 | MW | 147.1279 | 187.8862 | 252.1833 | 77.8872 | -718.832 | -647.1112 | -729.2327 | -1542.7804 | -283.7059 | -222.733 | 6.4438 | 8.2289 | 33.6683 | 1.3741
2027 | 6803 | MW | 154.134 | 196.8331 | 252.1833 | 81.4275 | -791.9335 | -722.6075 | -814.3099 | -1699.6734 | -299.1808 | -248.7185 | 6.4438 | 8.2289 | 50.5024 | 1.3741
2027 | 6804 | MW | 189.1645 | 241.568 | 298.0348 | 99.1291 | -840.6679 | -765.7483 | -862.9254 | -1804.2686 | -309.4974 | -263.5674 | 6.4438 | 8.2289 | 50.5024 | 1.3741
2027 | 6805 | MW | 210.1827 | 268.4088 | 343.8863 | 113.2904 | -877.2187 | -808.889 | -911.5409 | -1882.7151 | -314.6557 | -278.4162 | 6.4438 | 8.2289 | 67.3366 | 1.3741
2027 | 6806 | MW | 238.2071 | 304.1967 | 389.7378 | 120.3711 | -901.5859 | -841.2446 | -948.0025 | -1935.0128 | -330.1305 | -289.5529 | 6.4438 | 8.2289 | 84.1707 | 1.3741
2027 | 6807 | MW | 287.2497 | 366.8254 | 469.9779 | 148.6937 | -913.7695 | -852.0298 | -960.1564 | -1961.1616 | -335.2888 | -293.2651 | 6.4438 | 8.2289 | 84.1707 | 1.3741
2027 | 6808 | MW | 203.1767 | 259.4619 | 320.9605 | 102.6694 | -901.5859 | -841.2446 | -948.0025 | -1935.0128 | -340.4471 | -289.5529 | 4.2959 | 5.486 | 0 | 0
2027 | 6809 | MW | 252.2193 | 322.0906 | 412.6635 | 127.4517 | -852.8515 | -808.889 | -911.5409 | -1830.4175 | -340.4471 | -278.4162 | -10.7397 | -13.7149 | -50.5024 | -8.2448
2027 | 6810 | MW | 294.2558 | 375.7724 | 469.9779 | 148.6937 | -779.7499 | -765.7483 | -862.9254 | -1673.5245 | -319.8139 | -263.5674 | -10.7397 | -13.7149 | -50.5024 | -9.6189
2027 | 6811 | MW | 315.2741 | 402.6133 | 515.8294 | 162.855 | -694.4648 | -690.252 | -777.8482 | -1490.4828 | -294.0225 | -237.5819 | -12.8877 | -16.4579 | -50.5024 | -10.9931
2027 | 6812 | MW | 329.2863 | 420.5072 | 527.2923 | 166.3953 | -633.5468 | -636.326 | -717.0788 | -1359.7387 | -278.5476 | -219.0208 | -12.8877 | -16.4579 | -50.5024 | -12.3672
2027 | 6813 | MW | 686.597 | 876.8022 | 1123.3618 | 350.4922 | -584.8125 | -593.1853 | -668.4633 | -1255.1434 | -263.0728 | -204.1719 | -12.8877 | -16.4579 | -50.5024 | -12.3672
2027 | 6814 | MW | 693.6031 | 885.7492 | 1123.3618 | 350.4922 | -523.8945 | -528.4742 | -595.54 | -1124.3993 | -232.123 | -181.8986 | 6.4438 | 8.2289 | 16.8341 | 0
2027 | 6815 | MW | 658.5726 | 841.0144 | 1077.5103 | 332.7906 | -438.6093 | -452.9778 | -510.4629 | -941.3576 | -196.015 | -155.9131 | 10.7397 | 13.7149 | 16.8341 | 2.7483
2027 | 6816 | MW | 581.5056 | 742.5978 | 951.4187 | 293.847 | -365.5078 | -388.2667 | -437.5396 | -784.4646 | -165.0653 | -133.6398 | 8.5918 | 10.9719 | 16.8341 | 1.3741
2027 | 6817 | MW | 504.4386 | 644.1812 | 813.8642 | 254.9034 | -341.1406 | -355.9112 | -401.078 | -732.167 | -154.7487 | -122.5031 | 8.5918 | 10.9719 | 0 | 5.4965
2027 | 6818 | MW | 448.3899 | 572.6055 | 722.1612 | 226.5808 | -316.7734 | -334.3408 | -376.7702 | -679.8693 | -144.4321 | -115.0787 | 6.4438 | 8.2289 | 0 | 2.7483
2027 | 6819 | MW | 392.3411 | 501.0298 | 630.4582 | 198.2582 | -304.5898 | -323.5556 | -364.6164 | -653.7205 | -139.2738 | -111.3665 | 6.4438 | 8.2289 | 0 | 2.7483
2027 | 6820 | MW | 322.2802 | 411.5602 | 527.2923 | 162.855 | -316.7734 | -323.5556 | -364.6164 | -679.8693 | -144.4321 | -111.3665 | 6.4438 | 8.2289 | 0 | 2.7483
2027 | 6821 | MW | 273.2376 | 348.9315 | 447.0521 | 138.0727 | -328.957 | -334.3408 | -376.7702 | -706.0182 | -149.5904 | -115.0787 | 4.2959 | 5.486 | 0 | 2.7483
2027 | 6822 | MW | 231.201 | 295.2497 | 378.2749 | 113.2904 | -389.875 | -388.2667 | -437.5396 | -836.7623 | -180.5401 | -133.6398 | 4.2959 | 5.486 | 0 | 2.7483
2027 | 6823 | MW | 175.1523 | 223.674 | 286.5719 | 88.5081 | -475.1601 | -442.1927 | -498.309 | -1019.804 | -226.9647 | -152.2009 | 6.4438 | 8.2289 | 0 | 0
2027 | 6824 | MW | 154.134 | 196.8331 | 263.6461 | 74.3468 | -596.9961 | -550.0445 | -619.8478 | -1281.2922 | -268.2311 | -189.323 | 6.4438 | 8.2289 | 0 | 0
2027 | 6825 | MW | 140.1218 | 178.9392 | 240.7204 | 67.2662 | -694.4648 | -625.5408 | -704.925 | -1490.4828 | -299.1808 | -215.3086 | 6.4438 | 8.2289 | 50.5024 | 0
2027 | 6826 | MW | 133.1157 | 169.9923 | 229.2575 | 67.2662 | -791.9335 | -701.0371 | -790.0021 | -1699.6734 | -324.9722 | -241.2941 | 6.4438 | 8.2289 | 50.5024 | 0
2027 | 6827 | MW | 147.1279 | 187.8862 | 240.7204 | 74.3468 | -865.0351 | -765.7483 | -862.9254 | -1856.5663 | -345.6054 | -263.5674 | 6.4438 | 8.2289 | 50.5024 | 0
2027 | 6828 | MW | 175.1523 | 223.674 | 286.5719 | 92.0485 | -925.9531 | -808.889 | -911.5409 | -1987.3104 | -355.922 | -278.4162 | 6.4438 | 8.2289 | 50.5024 | 0
2027 | 6829 | MW | 203.1767 | 259.4619 | 320.9605 | 106.2098 | -938.1367 | -830.4594 | -935.8486 | -2013.4592 | -361.0803 | -285.8407 | 6.4438 | 8.2289 | 67.3366 | 0
2027 | 6830 | MW | 231.201 | 295.2497 | 378.2749 | 116.8307 | -962.5038 | -862.8149 | -972.3103 | -2065.7569 | -366.2386 | -296.9773 | 6.4438 | 8.2289 | 67.3366 | 1.3741
2027 | 6831 | MW | 287.2497 | 366.8254 | 469.9779 | 141.613 | -974.6874 | -873.6001 | -984.4642 | -2091.9057 | -366.2386 | -300.6895 | 8.5918 | 10.9719 | 84.1707 | 1.3741
2027 | 6832 | MW | 196.1706 | 250.5149 | 320.9605 | 99.1291 | -950.3202 | -862.8149 | -972.3103 | -2039.608 | -366.2386 | -296.9773 | 4.2959 | 5.486 | 0 | -1.3741
2027 | 6833 | MW | 245.2132 | 313.1436 | 401.2006 | 123.9114 | -901.5859 | -852.0298 | -960.1564 | -1935.0128 | -361.0803 | -293.2651 | -10.7397 | -13.7149 | -50.5024 | -12.3672
2027 | 6834 | MW | 287.2497 | 366.8254 | 469.9779 | 141.613 | -816.3007 | -808.889 | -911.5409 | -1751.971 | -340.4471 | -278.4162 | -10.7397 | -13.7149 | -50.5024 | -12.3672
2027 | 6835 | MW | 308.268 | 393.6663 | 492.9036 | 155.7743 | -731.0156 | -722.6075 | -814.3099 | -1568.9293 | -314.6557 | -248.7185 | -10.7397 | -13.7149 | -50.5024 | -13.7413
2027 | 6836 | MW | 315.2741 | 402.6133 | 515.8294 | 159.3146 | -670.0976 | -657.8964 | -741.3866 | -1438.1852 | -294.0225 | -226.4452 | -12.8877 | -16.4579 | -50.5024 | -13.7413
2027 | 6837 | MW | 686.597 | 876.8022 | 1111.8989 | 346.9519 | -621.3632 | -614.7556 | -692.7711 | -1333.5899 | -273.3893 | -211.5963 | -12.8877 | -16.4579 | -50.5024 | -13.7413
2027 | 6838 | MW | 679.5909 | 867.8553 | 1111.8989 | 343.4115 | -548.2617 | -539.2593 | -607.6939 | -1176.6969 | -242.4396 | -185.6108 | 6.4438 | 8.2289 | 16.8341 | -1.3741
2027 | 6839 | MW | 644.5604 | 823.1204 | 1054.5845 | 322.1696 | -450.7929 | -463.763 | -522.6168 | -967.5064 | -206.3316 | -159.6253 | 10.7397 | 13.7149 | 16.8341 | 1.3741
2027 | 6840 | MW | 567.4934 | 724.7039 | 917.03 | 283.226 | -389.875 | -399.0519 | -449.6935 | -836.7623 | -175.3818 | -137.352 | 10.7397 | 13.7149 | 16.8341 | 1.3741
2027 | 6841 | MW | 483.4203 | 617.3403 | 790.9384 | 244.2824 | -328.957 | -355.9112 | -401.078 | -706.0182 | -154.7487 | -122.5031 | 6.4438 | 8.2289 | 16.8341 | 5.4965
2027 | 6842 | MW | 427.3716 | 545.7646 | 687.7725 | 215.9598 | -316.7734 | -334.3408 | -376.7702 | -679.8693 | -144.4321 | -115.0787 | 6.4438 | 8.2289 | 0 | 5.4965
2027 | 6843 | MW | 371.3228 | 474.189 | 596.0695 | 184.0969 | -304.5898 | -312.7704 | -352.4625 | -653.7205 | -139.2738 | -107.6543 | 4.2959 | 5.486 | 0 | 4.1224
2027 | 6844 | MW | 301.2619 | 384.7193 | 492.9036 | 148.6937 | -304.5898 | -323.5556 | -364.6164 | -653.7205 | -139.2738 | -111.3665 | 4.2959 | 5.486 | 0 | 4.1224
2027 | 6845 | MW | 252.2193 | 322.0906 | 412.6635 | 123.9114 | -328.957 | -334.3408 | -376.7702 | -706.0182 | -149.5904 | -115.0787 | 4.2959 | 5.486 | 0 | 4.1224
2027 | 6846 | MW | 203.1767 | 259.4619 | 332.4234 | 99.1291 | -389.875 | -388.2667 | -437.5396 | -836.7623 | -180.5401 | -133.6398 | 4.2959 | 5.486 | 0 | 2.7483
2027 | 6847 | MW | 161.1401 | 205.7801 | 263.6461 | 81.4275 | -475.1601 | -442.1927 | -498.309 | -1019.804 | -221.8064 | -152.2009 | 4.2959 | 5.486 | 0 | 0
2027 | 6848 | MW | 147.1279 | 187.8862 | 240.7204 | 74.3468 | -596.9961 | -550.0445 | -619.8478 | -1281.2922 | -268.2311 | -189.323 | 6.4438 | 8.2289 | 0 | 1.3741
2027 | 6849 | MW | 133.1157 | 169.9923 | 217.7946 | 67.2662 | -694.4648 | -636.326 | -717.0788 | -1490.4828 | -304.3391 | -219.0208 | 6.4438 | 8.2289 | 50.5024 | 1.3741
2027 | 6850 | MW | 133.1157 | 169.9923 | 217.7946 | 67.2662 | -779.7499 | -701.0371 | -790.0021 | -1673.5245 | -335.2888 | -241.2941 | 6.4438 | 8.2289 | 50.5024 | 1.3741
2027 | 6851 | MW | 140.1218 | 178.9392 | 229.2575 | 70.8065 | -852.8515 | -765.7483 | -862.9254 | -1830.4175 | -361.0803 | -263.5674 | 6.4438 | 8.2289 | 50.5024 | 1.3741
2027 | 6852 | MW | 168.1462 | 214.7271 | 275.109 | 88.5081 | -889.4023 | -808.889 | -911.5409 | -1908.8639 | -376.5551 | -278.4162 | 6.4438 | 8.2289 | 67.3366 | 1.3741
2027 | 6853 | MW | 196.1706 | 250.5149 | 309.4976 | 102.6694 | -925.9531 | -830.4594 | -935.8486 | -1987.3104 | -386.8717 | -285.8407 | 6.4438 | 8.2289 | 67.3366 | 1.3741
2027 | 6854 | MW | 224.1949 | 286.3028 | 366.812 | 116.8307 | -938.1367 | -852.0298 | -960.1564 | -2013.4592 | -397.1883 | -293.2651 | 6.4438 | 8.2289 | 84.1707 | 1.3741
2027 | 6855 | MW | 273.2376 | 348.9315 | 447.0521 | 141.613 | -938.1367 | -862.8149 | -972.3103 | -2013.4592 | -402.3466 | -296.9773 | 6.4438 | 8.2289 | 84.1707 | 1.3741
2027 | 6856 | MW | 196.1706 | 250.5149 | 309.4976 | 99.1291 | -925.9531 | -852.0298 | -960.1564 | -1987.3104 | -397.1883 | -293.2651 | 4.2959 | 5.486 | 0 | -1.3741
2027 | 6857 | MW | 245.2132 | 313.1436 | 401.2006 | 123.9114 | -889.4023 | -819.6742 | -923.6948 | -1908.8639 | -381.7134 | -282.1285 | -8.5918 | -10.9719 | -50.5024 | -13.7413
2027 | 6858 | MW | 280.2437 | 357.8785 | 458.515 | 141.613 | -816.3007 | -787.3186 | -887.2331 | -1751.971 | -355.922 | -270.9918 | -10.7397 | -13.7149 | -50.5024 | -13.7413
2027 | 6859 | MW | 301.2619 | 384.7193 | 492.9036 | 155.7743 | -731.0156 | -711.8223 | -802.156 | -1568.9293 | -319.8139 | -245.0063 | -10.7397 | -13.7149 | -50.5024 | -13.7413
2027 | 6860 | MW | 315.2741 | 402.6133 | 504.3665 | 159.3146 | -670.0976 | -657.8964 | -741.3866 | -1438.1852 | -299.1808 | -226.4452 | -10.7397 | -13.7149 | -50.5024 | -13.7413
2027 | 6861 | MW | 672.5848 | 858.9083 | 1100.436 | 339.8712 | -609.1796 | -614.7556 | -692.7711 | -1307.441 | -273.3893 | -211.5963 | -12.8877 | -16.4579 | -50.5024 | -13.7413
2027 | 6862 | MW | 672.5848 | 858.9083 | 1100.436 | 339.8712 | -536.0781 | -550.0445 | -619.8478 | -1150.5481 | -242.4396 | -189.323 | 4.2959 | 5.486 | 0 | -1.3741
2027 | 6863 | MW | 637.5543 | 814.1735 | 1043.1217 | 322.1696 | -450.7929 | -474.5482 | -534.7707 | -967.5064 | -206.3316 | -163.3375 | 8.5918 | 10.9719 | 16.8341 | 1.3741
2027 | 6864 | MW | 553.4812 | 706.8099 | 905.5672 | 276.1454 | -377.6914 | -399.0519 | -449.6935 | -810.6135 | -175.3818 | -137.352 | 8.5918 | 10.9719 | 16.8341 | 1.3741
2027 | 6865 | MW | 476.4142 | 608.3934 | 779.4755 | 240.7421 | -341.1406 | -355.9112 | -401.078 | -732.167 | -154.7487 | -122.5031 | 8.5918 | 10.9719 | 16.8341 | 5.4965
2027 | 6866 | MW | 420.3655 | 536.8177 | 676.3097 | 208.8792 | -316.7734 | -334.3408 | -376.7702 | -679.8693 | -144.4321 | -115.0787 | 6.4438 | 8.2289 | 16.8341 | 5.4965
2027 | 6867 | MW | 357.3107 | 456.295 | 584.6066 | 180.5566 | -304.5898 | -323.5556 | -364.6164 | -653.7205 | -139.2738 | -111.3665 | 6.4438 | 8.2289 | 16.8341 | 5.4965
2027 | 6868 | MW | 294.2558 | 375.7724 | 469.9779 | 145.1533 | -304.5898 | -323.5556 | -364.6164 | -653.7205 | -139.2738 | -111.3665 | 6.4438 | 8.2289 | 16.8341 | 5.4965
2027 | 6869 | MW | 245.2132 | 313.1436 | 401.2006 | 116.8307 | -328.957 | -334.3408 | -376.7702 | -706.0182 | -149.5904 | -115.0787 | 4.2959 | 5.486 | 16.8341 | 4.1224
2027 | 6870 | MW | 196.1706 | 250.5149 | 320.9605 | 95.5888 | -389.875 | -388.2667 | -437.5396 | -836.7623 | -180.5401 | -133.6398 | 4.2959 | 5.486 | 16.8341 | 4.1224
2027 | 6871 | MW | 154.134 | 196.8331 | 252.1833 | 77.8872 | -475.1601 | -452.9778 | -510.4629 | -1019.804 | -221.8064 | -155.9131 | 4.2959 | 5.486 | 16.8341 | 1.3741
2027 | 6872 | MW | 140.1218 | 178.9392 | 229.2575 | 70.8065 | -596.9961 | -560.8297 | -632.0017 | -1281.2922 | -263.0728 | -193.0353 | 6.4438 | 8.2289 | 16.8341 | 2.7483
2027 | 6873 | MW | 126.1096 | 161.0453 | 217.7946 | 63.7259 | -694.4648 | -636.326 | -717.0788 | -1490.4828 | -299.1808 | -219.0208 | 6.4438 | 8.2289 | 33.6683 | 2.7483
2027 | 6874 | MW | 126.1096 | 161.0453 | 206.3318 | 63.7259 | -779.7499 | -711.8223 | -802.156 | -1673.5245 | -340.4471 | -245.0063 | 6.4438 | 8.2289 | 33.6683 | 2.7483
2027 | 6875 | MW | 133.1157 | 169.9923 | 217.7946 | 70.8065 | -852.8515 | -776.5335 | -875.0793 | -1830.4175 | -366.2386 | -267.2796 | 6.4438 | 8.2289 | 33.6683 | 2.7483
2027 | 6876 | MW | 168.1462 | 214.7271 | 275.109 | 88.5081 | -901.5859 | -808.889 | -911.5409 | -1935.0128 | -381.7134 | -278.4162 | 6.4438 | 8.2289 | 33.6683 | 2.7483
2027 | 6877 | MW | 189.1645 | 241.568 | 309.4976 | 99.1291 | -938.1367 | -841.2446 | -948.0025 | -2013.4592 | -392.03 | -289.5529 | 6.4438 | 8.2289 | 33.6683 | 2.7483
2027 | 6878 | MW | 224.1949 | 286.3028 | 366.812 | 109.7501 | -962.5038 | -873.6001 | -984.4642 | -2065.7569 | -402.3466 | -300.6895 | 6.4438 | 8.2289 | 33.6683 | 2.7483
2027 | 6879 | MW | 273.2376 | 348.9315 | 447.0521 | 138.0727 | -962.5038 | -884.3853 | -996.618 | -2065.7569 | -407.5049 | -304.4018 | 8.5918 | 10.9719 | 33.6683 | 2.7483
2027 | 6880 | MW | 196.1706 | 250.5149 | 320.9605 | 95.5888 | -950.3202 | -862.8149 | -972.3103 | -2039.608 | -412.6632 | -296.9773 | 4.2959 | 5.486 | 16.8341 | 1.3741
2027 | 6881 | MW | 245.2132 | 313.1436 | 401.2006 | 123.9114 | -913.7695 | -841.2446 | -948.0025 | -1961.1616 | -407.5049 | -289.5529 | -10.7397 | -13.7149 | -33.6683 | -6.8707
2027 | 6882 | MW | 280.2437 | 357.8785 | 458.515 | 141.613 | -828.4843 | -798.1038 | -899.387 | -1778.1198 | -376.5551 | -274.704 | -10.7397 | -13.7149 | -33.6683 | -6.8707
2027 | 6883 | MW | 308.268 | 393.6663 | 492.9036 | 155.7743 | -743.1992 | -722.6075 | -814.3099 | -1595.0781 | -335.2888 | -248.7185 | -10.7397 | -13.7149 | -33.6683 | -6.8707
2027 | 6884 | MW | 315.2741 | 402.6133 | 504.3665 | 159.3146 | -682.2812 | -668.6816 | -753.5405 | -1464.334 | -304.3391 | -230.1574 | -10.7397 | -13.7149 | -33.6683 | -6.8707
2027 | 6885 | MW | 679.5909 | 867.8553 | 1111.8989 | 343.4115 | -621.3632 | -614.7556 | -692.7711 | -1333.5899 | -278.5476 | -211.5963 | -10.7397 | -13.7149 | -33.6683 | -8.2448
2027 | 6886 | MW | 679.5909 | 867.8553 | 1100.436 | 339.8712 | -548.2617 | -550.0445 | -619.8478 | -1176.6969 | -247.5979 | -189.323 | 6.4438 | 8.2289 | 16.8341 | 1.3741
2027 | 6887 | MW | 637.5543 | 814.1735 | 1043.1217 | 322.1696 | -462.9765 | -474.5482 | -534.7707 | -993.6552 | -206.3316 | -163.3375 | 10.7397 | 13.7149 | 16.8341 | 2.7483
2027 | 6888 | MW | 560.4873 | 715.7569 | 917.03 | 279.6857 | -389.875 | -399.0519 | -449.6935 | -836.7623 | -175.3818 | -137.352 | 8.5918 | 10.9719 | 16.8341 | 2.7483
2027 | 6889 | MW | 483.4203 | 617.3403 | 779.4755 | 244.2824 | -341.1406 | -355.9112 | -401.078 | -732.167 | -154.7487 | -122.5031 | 8.5918 | 10.9719 | 16.8341 | 4.1224
2027 | 6890 | MW | 413.3594 | 527.8707 | 676.3097 | 208.8792 | -316.7734 | -334.3408 | -376.7702 | -679.8693 | -144.4321 | -115.0787 | 6.4438 | 8.2289 | 16.8341 | 4.1224
2027 | 6891 | MW | 357.3107 | 456.295 | 584.6066 | 180.5566 | -304.5898 | -323.5556 | -364.6164 | -653.7205 | -139.2738 | -111.3665 | 6.4438 | 8.2289 | 0 | 4.1224
2027 | 6892 | MW | 287.2497 | 366.8254 | 469.9779 | 145.1533 | -304.5898 | -323.5556 | -364.6164 | -653.7205 | -139.2738 | -111.3665 | 4.2959 | 5.486 | 0 | 2.7483
2027 | 6893 | MW | 238.2071 | 304.1967 | 389.7378 | 116.8307 | -328.957 | -334.3408 | -376.7702 | -706.0182 | -149.5904 | -115.0787 | 4.2959 | 5.486 | 0 | 2.7483
2027 | 6894 | MW | 196.1706 | 250.5149 | 320.9605 | 92.0485 | -389.875 | -388.2667 | -437.5396 | -836.7623 | -180.5401 | -133.6398 | 4.2959 | 5.486 | 0 | 2.7483
2027 | 6895 | MW | 154.134 | 196.8331 | 252.1833 | 77.8872 | -475.1601 | -452.9778 | -510.4629 | -1019.804 | -221.8064 | -155.9131 | 4.2959 | 5.486 | 0 | 1.3741
2027 | 6896 | MW | 133.1157 | 169.9923 | 229.2575 | 70.8065 | -596.9961 | -560.8297 | -632.0017 | -1281.2922 | -263.0728 | -193.0353 | 6.4438 | 8.2289 | 16.8341 | 1.3741
2027 | 6897 | MW | 126.1096 | 161.0453 | 206.3318 | 67.2662 | -694.4648 | -647.1112 | -729.2327 | -1490.4828 | -304.3391 | -222.733 | 6.4438 | 8.2289 | 33.6683 | 1.3741
2027 | 6898 | MW | 126.1096 | 161.0453 | 206.3318 | 67.2662 | -767.5664 | -722.6075 | -814.3099 | -1647.3757 | -340.4471 | -248.7185 | 6.4438 | 8.2289 | 33.6683 | 1.3741
2027 | 6899 | MW | 133.1157 | 169.9923 | 217.7946 | 70.8065 | -828.4843 | -776.5335 | -875.0793 | -1778.1198 | -371.3968 | -267.2796 | 6.4438 | 8.2289 | 33.6683 | 1.3741
2027 | 6900 | MW | 168.1462 | 214.7271 | 275.109 | 88.5081 | -877.2187 | -808.889 | -911.5409 | -1882.7151 | -386.8717 | -278.4162 | 6.4438 | 8.2289 | 33.6683 | 1.3741
2027 | 6901 | MW | 196.1706 | 250.5149 | 309.4976 | 99.1291 | -925.9531 | -830.4594 | -935.8486 | -1987.3104 | -392.03 | -285.8407 | 6.4438 | 8.2289 | 33.6683 | 1.3741
2027 | 6902 | MW | 224.1949 | 286.3028 | 366.812 | 109.7501 | -950.3202 | -852.0298 | -960.1564 | -2039.608 | -402.3466 | -293.2651 | 6.4438 | 8.2289 | 33.6683 | 1.3741
2027 | 6903 | MW | 280.2437 | 357.8785 | 458.515 | 138.0727 | -950.3202 | -852.0298 | -960.1564 | -2039.608 | -407.5049 | -293.2651 | 6.4438 | 8.2289 | 33.6683 | 1.3741
2027 | 6904 | MW | 196.1706 | 250.5149 | 309.4976 | 99.1291 | -938.1367 | -852.0298 | -960.1564 | -2013.4592 | -412.6632 | -293.2651 | 4.2959 | 5.486 | 0 | 0
2027 | 6905 | MW | 245.2132 | 313.1436 | 401.2006 | 123.9114 | -889.4023 | -830.4594 | -935.8486 | -1908.8639 | -407.5049 | -285.8407 | -8.5918 | -10.9719 | -33.6683 | -6.8707
2027 | 6906 | MW | 280.2437 | 357.8785 | 458.515 | 141.613 | -816.3007 | -787.3186 | -887.2331 | -1751.971 | -376.5551 | -270.9918 | -8.5918 | -10.9719 | -33.6683 | -6.8707
2027 | 6907 | MW | 308.268 | 393.6663 | 492.9036 | 155.7743 | -731.0156 | -701.0371 | -790.0021 | -1568.9293 | -335.2888 | -241.2941 | -8.5918 | -10.9719 | -33.6683 | -6.8707
2027 | 6908 | MW | 315.2741 | 402.6133 | 504.3665 | 159.3146 | -670.0976 | -647.1112 | -729.2327 | -1438.1852 | -304.3391 | -222.733 | -10.7397 | -13.7149 | -33.6683 | -6.8707
2027 | 6909 | MW | 679.5909 | 867.8553 | 1111.8989 | 343.4115 | -621.3632 | -593.1853 | -668.4633 | -1333.5899 | -283.7059 | -204.1719 | -10.7397 | -13.7149 | -33.6683 | -8.2448
2027 | 6910 | MW | 679.5909 | 867.8553 | 1111.8989 | 339.8712 | -548.2617 | -528.4742 | -595.54 | -1176.6969 | -247.5979 | -181.8986 | 6.4438 | 8.2289 | 0 | 0
2027 | 6911 | MW | 637.5543 | 814.1735 | 1043.1217 | 318.6293 | -462.9765 | -463.763 | -522.6168 | -993.6552 | -211.4899 | -159.6253 | 10.7397 | 13.7149 | 16.8341 | 1.3741
2027 | 6912 | MW | 560.4873 | 715.7569 | 917.03 | 276.1454 | -389.875 | -399.0519 | -449.6935 | -836.7623 | -175.3818 | -137.352 | 8.5918 | 10.9719 | 16.8341 | 1.3741
2027 | 6913 | MW | 483.4203 | 617.3403 | 779.4755 | 240.7421 | -316.7734 | -345.126 | -388.9241 | -679.8693 | -144.4321 | -118.7909 | 8.5918 | 10.9719 | 0 | 5.4965
2027 | 6914 | MW | 413.3594 | 527.8707 | 676.3097 | 205.3389 | -304.5898 | -323.5556 | -364.6164 | -653.7205 | -139.2738 | -111.3665 | 6.4438 | 8.2289 | 0 | 4.1224
2027 | 6915 | MW | 357.3107 | 456.295 | 584.6066 | 177.0163 | -292.4062 | -312.7704 | -352.4625 | -627.5717 | -134.1155 | -107.6543 | 6.4438 | 8.2289 | 0 | 4.1224
2027 | 6916 | MW | 294.2558 | 375.7724 | 469.9779 | 145.1533 | -292.4062 | -312.7704 | -352.4625 | -627.5717 | -134.1155 | -107.6543 | 4.2959 | 5.486 | 0 | 2.7483
2027 | 6917 | MW | 252.2193 | 322.0906 | 412.6635 | 123.9114 | -304.5898 | -323.5556 | -364.6164 | -653.7205 | -139.2738 | -111.3665 | 4.2959 | 5.486 | 0 | 2.7483
2027 | 6918 | MW | 217.1888 | 277.3558 | 355.3491 | 106.2098 | -341.1406 | -355.9112 | -401.078 | -732.167 | -159.907 | -122.5031 | 4.2959 | 5.486 | 0 | 2.7483
2027 | 6919 | MW | 189.1645 | 241.568 | 298.0348 | 92.0485 | -377.6914 | -366.6964 | -413.2319 | -810.6135 | -185.6984 | -126.2154 | 4.2959 | 5.486 | 0 | 1.3741
2027 | 6920 | MW | 175.1523 | 223.674 | 286.5719 | 84.9678 | -450.7929 | -420.6223 | -474.0013 | -967.5064 | -216.6482 | -144.7764 | 6.4438 | 8.2289 | 0 | 1.3741
2027 | 6921 | MW | 168.1462 | 214.7271 | 275.109 | 84.9678 | -523.8945 | -474.5482 | -534.7707 | -1124.3993 | -242.4396 | -163.3375 | 6.4438 | 8.2289 | 33.6683 | 1.3741
2027 | 6922 | MW | 189.1645 | 241.568 | 309.4976 | 95.5888 | -584.8125 | -528.4742 | -595.54 | -1255.1434 | -263.0728 | -181.8986 | 6.4438 | 8.2289 | 33.6683 | 1.3741
2027 | 6923 | MW | 224.1949 | 286.3028 | 366.812 | 113.2904 | -633.5468 | -560.8297 | -632.0017 | -1359.7387 | -283.7059 | -193.0353 | 6.4438 | 8.2289 | 33.6683 | 1.3741
2027 | 6924 | MW | 273.2376 | 348.9315 | 458.515 | 138.0727 | -670.0976 | -593.1853 | -668.4633 | -1438.1852 | -299.1808 | -204.1719 | 6.4438 | 8.2289 | 33.6683 | 1.3741
2027 | 6925 | MW | 315.2741 | 402.6133 | 515.8294 | 155.7743 | -694.4648 | -614.7556 | -692.7711 | -1490.4828 | -309.4974 | -211.5963 | 6.4438 | 8.2289 | 33.6683 | 1.3741
2027 | 6926 | MW | 336.2924 | 429.4541 | 550.218 | 166.3953 | -706.6484 | -636.326 | -717.0788 | -1516.6316 | -319.8139 | -219.0208 | 6.4438 | 8.2289 | 33.6683 | 1.3741
2027 | 6927 | MW | 196.1706 | 250.5149 | 320.9605 | 95.5888 | -718.832 | -636.326 | -717.0788 | -1542.7804 | -330.1305 | -219.0208 | 6.4438 | 8.2289 | 33.6683 | 1.3741
2027 | 6928 | MW | 224.1949 | 286.3028 | 366.812 | 109.7501 | -718.832 | -647.1112 | -729.2327 | -1542.7804 | -335.2888 | -222.733 | 4.2959 | 5.486 | 0 | 1.3741
2027 | 6929 | MW | 252.2193 | 322.0906 | 412.6635 | 127.4517 | -694.4648 | -636.326 | -717.0788 | -1490.4828 | -335.2888 | -219.0208 | -6.4438 | -8.2289 | -16.8341 | -4.1224
2027 | 6930 | MW | 259.2254 | 331.0376 | 412.6635 | 127.4517 | -657.914 | -625.5408 | -704.925 | -1412.0363 | -319.8139 | -215.3086 | -6.4438 | -8.2289 | -16.8341 | -4.1224
2027 | 6931 | MW | 259.2254 | 331.0376 | 424.1264 | 130.992 | -621.3632 | -582.4001 | -656.3094 | -1333.5899 | -294.0225 | -200.4597 | -6.4438 | -8.2289 | -16.8341 | -5.4965
2027 | 6932 | MW | 609.53 | 778.3856 | 997.2702 | 304.468 | -584.8125 | -571.6149 | -644.1556 | -1255.1434 | -278.5476 | -196.7475 | -6.4438 | -8.2289 | -33.6683 | -5.4965
2027 | 6933 | MW | 609.53 | 778.3856 | 997.2702 | 304.468 | -560.4453 | -539.2593 | -607.6939 | -1202.8458 | -263.0728 | -185.6108 | -8.5918 | -10.9719 | -33.6683 | -5.4965
2027 | 6934 | MW | 581.5056 | 742.5978 | 951.4187 | 293.847 | -499.5273 | -496.1186 | -559.0784 | -1072.1017 | -237.2813 | -170.762 | 6.4438 | 8.2289 | 16.8341 | 1.3741
2027 | 6935 | MW | 546.4751 | 697.863 | 882.6414 | 272.605 | -426.4258 | -431.4075 | -486.1551 | -915.2087 | -201.1733 | -148.4887 | 10.7397 | 13.7149 | 16.8341 | 2.7483
2027 | 6936 | MW | 483.4203 | 617.3403 | 779.4755 | 240.7421 | -365.5078 | -377.4815 | -425.3857 | -784.4646 | -170.2236 | -129.9276 | 8.5918 | 10.9719 | 0 | 2.7483
2027 | 6937 | MW | 427.3716 | 545.7646 | 699.2354 | 212.4195 | -316.7734 | -334.3408 | -376.7702 | -679.8693 | -144.4321 | -115.0787 | 8.5918 | 10.9719 | 0 | 4.1224
2027 | 6938 | MW | 378.3289 | 483.1359 | 618.9953 | 191.1776 | -292.4062 | -312.7704 | -352.4625 | -627.5717 | -139.2738 | -107.6543 | 6.4438 | 8.2289 | 0 | 4.1224
2027 | 6939 | MW | 329.2863 | 420.5072 | 538.7551 | 166.3953 | -292.4062 | -301.9852 | -340.3086 | -627.5717 | -134.1155 | -103.9421 | 6.4438 | 8.2289 | 0 | 4.1224
2027 | 6940 | MW | 294.2558 | 375.7724 | 481.4408 | 145.1533 | -292.4062 | -301.9852 | -340.3086 | -627.5717 | -134.1155 | -103.9421 | 4.2959 | 5.486 | 0 | 2.7483
2027 | 6941 | MW | 266.2315 | 339.9845 | 435.5893 | 127.4517 | -292.4062 | -312.7704 | -352.4625 | -627.5717 | -139.2738 | -107.6543 | 4.2959 | 5.486 | 0 | 2.7483
2027 | 6942 | MW | 231.201 | 295.2497 | 378.2749 | 113.2904 | -328.957 | -334.3408 | -376.7702 | -706.0182 | -154.7487 | -115.0787 | 4.2959 | 5.486 | 0 | 2.7483
2027 | 6943 | MW | 203.1767 | 259.4619 | 343.8863 | 99.1291 | -353.3242 | -334.3408 | -376.7702 | -758.3158 | -175.3818 | -115.0787 | 6.4438 | 8.2289 | 0 | 1.3741
2027 | 6944 | MW | 189.1645 | 241.568 | 309.4976 | 92.0485 | -402.0586 | -377.4815 | -425.3857 | -862.9111 | -196.015 | -129.9276 | 6.4438 | 8.2289 | 0 | 1.3741
2027 | 6945 | MW | 182.1584 | 232.621 | 298.0348 | 92.0485 | -450.7929 | -409.8371 | -461.8474 | -967.5064 | -216.6482 | -141.0642 | 6.4438 | 8.2289 | 33.6683 | 1.3741
2027 | 6946 | MW | 196.1706 | 250.5149 | 320.9605 | 99.1291 | -511.7109 | -442.1927 | -498.309 | -1098.2505 | -237.2813 | -152.2009 | 6.4438 | 8.2289 | 33.6683 | 1.3741
2027 | 6947 | MW | 231.201 | 295.2497 | 366.812 | 116.8307 | -560.4453 | -474.5482 | -534.7707 | -1202.8458 | -257.9145 | -163.3375 | 6.4438 | 8.2289 | 33.6683 | 1.3741
2027 | 6948 | MW | 287.2497 | 366.8254 | 469.9779 | 148.6937 | -596.9961 | -496.1186 | -559.0784 | -1281.2922 | -278.5476 | -170.762 | 6.4438 | 8.2289 | 33.6683 | 1.3741
2027 | 6949 | MW | 308.268 | 393.6663 | 504.3665 | 159.3146 | -633.5468 | -506.9038 | -571.2323 | -1359.7387 | -294.0225 | -174.4742 | 6.4438 | 8.2289 | 33.6683 | 1.3741
2027 | 6950 | MW | 336.2924 | 429.4541 | 550.218 | 169.9356 | -657.914 | -517.689 | -583.3862 | -1412.0363 | -309.4974 | -178.1864 | 6.4438 | 8.2289 | 33.6683 | 1.3741
2027 | 6951 | MW | 182.1584 | 232.621 | 298.0348 | 88.5081 | -670.0976 | -528.4742 | -595.54 | -1438.1852 | -319.8139 | -181.8986 | 6.4438 | 8.2289 | 33.6683 | 1.3741
2027 | 6952 | MW | 203.1767 | 259.4619 | 332.4234 | 99.1291 | -670.0976 | -539.2593 | -607.6939 | -1438.1852 | -324.9722 | -185.6108 | 4.2959 | 5.486 | 0 | 0
2027 | 6953 | MW | 231.201 | 295.2497 | 378.2749 | 113.2904 | -657.914 | -550.0445 | -619.8478 | -1412.0363 | -330.1305 | -189.323 | -6.4438 | -8.2289 | -16.8341 | -5.4965
2027 | 6954 | MW | 245.2132 | 313.1436 | 401.2006 | 120.3711 | -633.5468 | -560.8297 | -632.0017 | -1359.7387 | -319.8139 | -193.0353 | -6.4438 | -8.2289 | -16.8341 | -5.4965
2027 | 6955 | MW | 252.2193 | 322.0906 | 412.6635 | 123.9114 | -621.3632 | -571.6149 | -644.1556 | -1333.5899 | -299.1808 | -196.7475 | -6.4438 | -8.2289 | -33.6683 | -5.4965
2027 | 6956 | MW | 609.53 | 778.3856 | 985.8073 | 304.468 | -596.9961 | -560.8297 | -632.0017 | -1281.2922 | -288.8642 | -193.0353 | -8.5918 | -10.9719 | -33.6683 | -6.8707
2027 | 6957 | MW | 602.5239 | 769.4387 | 974.3444 | 300.9276 | -560.4453 | -539.2593 | -607.6939 | -1202.8458 | -268.2311 | -185.6108 | -8.5918 | -10.9719 | -33.6683 | -6.8707
2027 | 6958 | MW | 581.5056 | 742.5978 | 951.4187 | 290.3067 | -499.5273 | -496.1186 | -559.0784 | -1072.1017 | -237.2813 | -170.762 | 6.4438 | 8.2289 | 16.8341 | 1.3741
2027 | 6959 | MW | 553.4812 | 706.8099 | 894.1043 | 276.1454 | -426.4258 | -431.4075 | -486.1551 | -915.2087 | -201.1733 | -148.4887 | 10.7397 | 13.7149 | 16.8341 | 2.7483
2027 | 6960 | MW | 497.4325 | 635.2343 | 802.4013 | 247.8228 | -353.3242 | -366.6964 | -413.2319 | -758.3158 | -165.0653 | -126.2154 | 8.5918 | 10.9719 | 0 | 2.7483
2027 | 6961 | MW | 441.3838 | 563.6586 | 722.1612 | 223.0405 | -328.957 | -334.3408 | -376.7702 | -706.0182 | -149.5904 | -115.0787 | 6.4438 | 8.2289 | 16.8341 | 4.1224
2027 | 6962 | MW | 399.3472 | 509.9768 | 653.3839 | 198.2582 | -304.5898 | -312.7704 | -352.4625 | -653.7205 | -139.2738 | -107.6543 | 6.4438 | 8.2289 | 0 | 4.1224
2027 | 6963 | MW | 343.2985 | 438.4011 | 550.218 | 169.9356 | -292.4062 | -301.9852 | -340.3086 | -627.5717 | -139.2738 | -103.9421 | 4.2959 | 5.486 | 0 | 2.7483
2027 | 6964 | MW | 294.2558 | 375.7724 | 481.4408 | 148.6937 | -292.4062 | -301.9852 | -340.3086 | -627.5717 | -139.2738 | -103.9421 | 4.2959 | 5.486 | 0 | 2.7483
2027 | 6965 | MW | 259.2254 | 331.0376 | 424.1264 | 127.4517 | -316.7734 | -312.7704 | -352.4625 | -679.8693 | -149.5904 | -107.6543 | 4.2959 | 5.486 | 0 | 2.7483
2027 | 6966 | MW | 224.1949 | 286.3028 | 366.812 | 113.2904 | -365.5078 | -366.6964 | -413.2319 | -784.4646 | -175.3818 | -126.2154 | 4.2959 | 5.486 | 0 | 2.7483
2027 | 6967 | MW | 189.1645 | 241.568 | 309.4976 | 99.1291 | -426.4258 | -399.0519 | -449.6935 | -915.2087 | -211.4899 | -137.352 | 4.2959 | 5.486 | 16.8341 | 1.3741
2027 | 6968 | MW | 175.1523 | 223.674 | 298.0348 | 84.9678 | -499.5273 | -463.763 | -522.6168 | -1072.1017 | -242.4396 | -159.6253 | 4.2959 | 5.486 | 16.8341 | 1.3741
2027 | 6969 | MW | 154.134 | 196.8331 | 263.6461 | 74.3468 | -572.6289 | -517.689 | -583.3862 | -1228.9946 | -268.2311 | -178.1864 | 4.2959 | 5.486 | 16.8341 | 1.3741
2027 | 6970 | MW | 154.134 | 196.8331 | 252.1833 | 77.8872 | -633.5468 | -550.0445 | -619.8478 | -1359.7387 | -294.0225 | -189.323 | 6.4438 | 8.2289 | 16.8341 | 1.3741
2027 | 6971 | MW | 161.1401 | 205.7801 | 263.6461 | 81.4275 | -694.4648 | -593.1853 | -668.4633 | -1490.4828 | -319.8139 | -204.1719 | 6.4438 | 8.2289 | 16.8341 | 1.3741
2027 | 6972 | MW | 182.1584 | 232.621 | 298.0348 | 95.5888 | -743.1992 | -614.7556 | -692.7711 | -1595.0781 | -335.2888 | -211.5963 | 6.4438 | 8.2289 | 16.8341 | 1.3741
2027 | 6973 | MW | 210.1827 | 268.4088 | 332.4234 | 109.7501 | -779.7499 | -636.326 | -717.0788 | -1673.5245 | -350.7637 | -219.0208 | 6.4438 | 8.2289 | 33.6683 | 1.3741
2027 | 6974 | MW | 238.2071 | 304.1967 | 389.7378 | 120.3711 | -804.1171 | -647.1112 | -729.2327 | -1725.8222 | -355.922 | -222.733 | 6.4438 | 8.2289 | 33.6683 | 1.3741
2027 | 6975 | MW | 287.2497 | 366.8254 | 481.4408 | 145.1533 | -804.1171 | -657.8964 | -741.3866 | -1725.8222 | -361.0803 | -226.4452 | 8.5918 | 10.9719 | 33.6683 | 1.3741
2027 | 6976 | MW | 203.1767 | 259.4619 | 332.4234 | 102.6694 | -804.1171 | -647.1112 | -729.2327 | -1725.8222 | -361.0803 | -222.733 | 4.2959 | 5.486 | 0 | 0
2027 | 6977 | MW | 252.2193 | 322.0906 | 412.6635 | 127.4517 | -767.5664 | -647.1112 | -729.2327 | -1647.3757 | -355.922 | -222.733 | -10.7397 | -13.7149 | -33.6683 | -5.4965
2027 | 6978 | MW | 294.2558 | 375.7724 | 469.9779 | 148.6937 | -731.0156 | -636.326 | -717.0788 | -1568.9293 | -335.2888 | -219.0208 | -10.7397 | -13.7149 | -33.6683 | -5.4965
2027 | 6979 | MW | 315.2741 | 402.6133 | 515.8294 | 162.855 | -694.4648 | -614.7556 | -692.7711 | -1490.4828 | -314.6557 | -211.5963 | -10.7397 | -13.7149 | -33.6683 | -6.8707
2027 | 6980 | MW | 329.2863 | 420.5072 | 527.2923 | 166.3953 | -657.914 | -603.9705 | -680.6172 | -1412.0363 | -299.1808 | -207.8841 | -10.7397 | -13.7149 | -33.6683 | -6.8707
2027 | 6981 | MW | 686.597 | 876.8022 | 1123.3618 | 343.4115 | -609.1796 | -571.6149 | -644.1556 | -1307.441 | -278.5476 | -196.7475 | -10.7397 | -13.7149 | -33.6683 | -8.2448
2027 | 6982 | MW | 686.597 | 876.8022 | 1123.3618 | 343.4115 | -536.0781 | -517.689 | -583.3862 | -1150.5481 | -247.5979 | -178.1864 | 4.2959 | 5.486 | 16.8341 | 0
2027 | 6983 | MW | 658.5726 | 841.0144 | 1077.5103 | 329.2502 | -450.7929 | -442.1927 | -498.309 | -967.5064 | -206.3316 | -152.2009 | 8.5918 | 10.9719 | 16.8341 | 2.7483
2027 | 6984 | MW | 581.5056 | 742.5978 | 951.4187 | 290.3067 | -377.6914 | -377.4815 | -425.3857 | -810.6135 | -175.3818 | -129.9276 | 8.5918 | 10.9719 | 16.8341 | 1.3741
2027 | 6985 | MW | 504.4386 | 644.1812 | 825.327 | 251.3631 | -328.957 | -345.126 | -388.9241 | -706.0182 | -154.7487 | -118.7909 | 6.4438 | 8.2289 | 16.8341 | 5.4965
2027 | 6986 | MW | 448.3899 | 572.6055 | 733.624 | 226.5808 | -304.5898 | -323.5556 | -364.6164 | -653.7205 | -144.4321 | -111.3665 | 6.4438 | 8.2289 | 0 | 4.1224
2027 | 6987 | MW | 392.3411 | 501.0298 | 641.921 | 194.7179 | -304.5898 | -312.7704 | -352.4625 | -653.7205 | -139.2738 | -107.6543 | 6.4438 | 8.2289 | 0 | 4.1224
2027 | 6988 | MW | 329.2863 | 420.5072 | 527.2923 | 162.855 | -304.5898 | -312.7704 | -352.4625 | -653.7205 | -139.2738 | -107.6543 | 6.4438 | 8.2289 | 0 | 4.1224
2027 | 6989 | MW | 273.2376 | 348.9315 | 447.0521 | 134.5324 | -328.957 | -323.5556 | -364.6164 | -706.0182 | -144.4321 | -111.3665 | 4.2959 | 5.486 | 0 | 4.1224
2027 | 6990 | MW | 224.1949 | 286.3028 | 366.812 | 113.2904 | -389.875 | -377.4815 | -425.3857 | -836.7623 | -175.3818 | -129.9276 | 4.2959 | 5.486 | 0 | 2.7483
2027 | 6991 | MW | 175.1523 | 223.674 | 286.5719 | 92.0485 | -475.1601 | -431.4075 | -486.1551 | -1019.804 | -221.8064 | -148.4887 | 4.2959 | 5.486 | 0 | 1.3741
2027 | 6992 | MW | 154.134 | 196.8331 | 263.6461 | 77.8872 | -609.1796 | -539.2593 | -607.6939 | -1307.441 | -278.5476 | -185.6108 | 4.2959 | 5.486 | 0 | 1.3741
2027 | 6993 | MW | 140.1218 | 178.9392 | 229.2575 | 67.2662 | -706.6484 | -614.7556 | -692.7711 | -1516.6316 | -314.6557 | -211.5963 | 6.4438 | 8.2289 | 33.6683 | 1.3741
2027 | 6994 | MW | 133.1157 | 169.9923 | 217.7946 | 67.2662 | -791.9335 | -668.6816 | -753.5405 | -1699.6734 | -350.7637 | -230.1574 | 6.4438 | 8.2289 | 33.6683 | 1.3741
2027 | 6995 | MW | 140.1218 | 178.9392 | 229.2575 | 70.8065 | -865.0351 | -711.8223 | -802.156 | -1856.5663 | -381.7134 | -245.0063 | 6.4438 | 8.2289 | 50.5024 | 1.3741
2027 | 6996 | MW | 175.1523 | 223.674 | 286.5719 | 92.0485 | -913.7695 | -744.1779 | -838.6176 | -1961.1616 | -402.3466 | -256.1429 | 8.5918 | 10.9719 | 50.5024 | 1.3741
2027 | 6997 | MW | 196.1706 | 250.5149 | 320.9605 | 102.6694 | -950.3202 | -754.9631 | -850.7715 | -2039.608 | -407.5049 | -259.8552 | 8.5918 | 10.9719 | 50.5024 | 1.3741
2027 | 6998 | MW | 224.1949 | 286.3028 | 378.2749 | 113.2904 | -974.6874 | -765.7483 | -862.9254 | -2091.9057 | -417.8214 | -263.5674 | 8.5918 | 10.9719 | 50.5024 | 1.3741
2027 | 6999 | MW | 280.2437 | 357.8785 | 458.515 | 145.1533 | -974.6874 | -776.5335 | -875.0793 | -2091.9057 | -422.9797 | -267.2796 | 8.5918 | 10.9719 | 67.3366 | 1.3741
2027 | 7000 | MW | 196.1706 | 250.5149 | 309.4976 | 99.1291 | -962.5038 | -776.5335 | -875.0793 | -2065.7569 | -422.9797 | -267.2796 | 4.2959 | 5.486 | 0 | 0
2027 | 7001 | MW | 245.2132 | 313.1436 | 401.2006 | 123.9114 | -925.9531 | -765.7483 | -862.9254 | -1987.3104 | -422.9797 | -263.5674 | -8.5918 | -10.9719 | -33.6683 | -6.8707
2027 | 7002 | MW | 280.2437 | 357.8785 | 458.515 | 145.1533 | -840.6679 | -722.6075 | -814.3099 | -1804.2686 | -392.03 | -248.7185 | -8.5918 | -10.9719 | -33.6683 | -6.8707
2027 | 7003 | MW | 308.268 | 393.6663 | 492.9036 | 155.7743 | -755.3828 | -668.6816 | -753.5405 | -1621.2269 | -345.6054 | -230.1574 | -10.7397 | -13.7149 | -33.6683 | -6.8707
2027 | 7004 | MW | 315.2741 | 402.6133 | 515.8294 | 159.3146 | -694.4648 | -636.326 | -717.0788 | -1490.4828 | -314.6557 | -219.0208 | -10.7397 | -13.7149 | -33.6683 | -6.8707
2027 | 7005 | MW | 679.5909 | 867.8553 | 1111.8989 | 343.4115 | -621.3632 | -593.1853 | -668.4633 | -1333.5899 | -288.8642 | -204.1719 | -10.7397 | -13.7149 | -33.6683 | -8.2448
2027 | 7006 | MW | 679.5909 | 867.8553 | 1111.8989 | 343.4115 | -548.2617 | -528.4742 | -595.54 | -1176.6969 | -247.5979 | -181.8986 | 6.4438 | 8.2289 | 0 | 0
2027 | 7007 | MW | 644.5604 | 823.1204 | 1054.5845 | 322.1696 | -462.9765 | -452.9778 | -510.4629 | -993.6552 | -206.3316 | -155.9131 | 8.5918 | 10.9719 | 16.8341 | 2.7483
2027 | 7008 | MW | 567.4934 | 724.7039 | 917.03 | 283.226 | -377.6914 | -388.2667 | -437.5396 | -810.6135 | -175.3818 | -133.6398 | 8.5918 | 10.9719 | 16.8341 | 1.3741
2027 | 7009 | MW | 483.4203 | 617.3403 | 790.9384 | 244.2824 | -328.957 | -345.126 | -388.9241 | -706.0182 | -149.5904 | -118.7909 | 6.4438 | 8.2289 | 16.8341 | 4.1224
2027 | 7010 | MW | 420.3655 | 536.8177 | 687.7725 | 212.4195 | -304.5898 | -323.5556 | -364.6164 | -653.7205 | -139.2738 | -111.3665 | 6.4438 | 8.2289 | 16.8341 | 4.1224
2027 | 7011 | MW | 364.3168 | 465.242 | 596.0695 | 184.0969 | -304.5898 | -312.7704 | -352.4625 | -653.7205 | -134.1155 | -107.6543 | 6.4438 | 8.2289 | 16.8341 | 4.1224
2027 | 7012 | MW | 301.2619 | 384.7193 | 481.4408 | 148.6937 | -304.5898 | -312.7704 | -352.4625 | -653.7205 | -134.1155 | -107.6543 | 4.2959 | 5.486 | 16.8341 | 2.7483
2027 | 7013 | MW | 252.2193 | 322.0906 | 412.6635 | 123.9114 | -328.957 | -323.5556 | -364.6164 | -706.0182 | -144.4321 | -111.3665 | 4.2959 | 5.486 | 16.8341 | 2.7483
2027 | 7014 | MW | 203.1767 | 259.4619 | 332.4234 | 102.6694 | -389.875 | -377.4815 | -425.3857 | -836.7623 | -175.3818 | -129.9276 | 4.2959 | 5.486 | 16.8341 | 2.7483
2027 | 7015 | MW | 161.1401 | 205.7801 | 263.6461 | 81.4275 | -475.1601 | -431.4075 | -486.1551 | -1019.804 | -216.6482 | -148.4887 | 4.2959 | 5.486 | 16.8341 | 1.3741
2027 | 7016 | MW | 140.1218 | 178.9392 | 240.7204 | 70.8065 | -596.9961 | -539.2593 | -607.6939 | -1281.2922 | -263.0728 | -185.6108 | 4.2959 | 5.486 | 16.8341 | 1.3741
2027 | 7017 | MW | 126.1096 | 161.0453 | 217.7946 | 63.7259 | -694.4648 | -614.7556 | -692.7711 | -1490.4828 | -304.3391 | -211.5963 | 4.2959 | 5.486 | 33.6683 | 1.3741
2027 | 7018 | MW | 126.1096 | 161.0453 | 206.3318 | 67.2662 | -779.7499 | -679.4668 | -765.6943 | -1673.5245 | -340.4471 | -233.8696 | 6.4438 | 8.2289 | 33.6683 | 1.3741
2027 | 7019 | MW | 140.1218 | 178.9392 | 229.2575 | 70.8065 | -865.0351 | -744.1779 | -838.6176 | -1856.5663 | -376.5551 | -256.1429 | 6.4438 | 8.2289 | 33.6683 | 1.3741
2027 | 7020 | MW | 168.1462 | 214.7271 | 275.109 | 92.0485 | -925.9531 | -776.5335 | -875.0793 | -1987.3104 | -397.1883 | -267.2796 | 6.4438 | 8.2289 | 33.6683 | 1.3741
2027 | 7021 | MW | 189.1645 | 241.568 | 309.4976 | 99.1291 | -962.5038 | -798.1038 | -899.387 | -2065.7569 | -412.6632 | -274.704 | 8.5918 | 10.9719 | 33.6683 | 1.3741
2027 | 7022 | MW | 217.1888 | 277.3558 | 355.3491 | 109.7501 | -986.871 | -819.6742 | -923.6948 | -2118.0545 | -428.138 | -282.1285 | 8.5918 | 10.9719 | 50.5024 | 1.3741
2027 | 7023 | MW | 273.2376 | 348.9315 | 447.0521 | 138.0727 | -986.871 | -830.4594 | -935.8486 | -2118.0545 | -433.2963 | -285.8407 | 8.5918 | 10.9719 | 50.5024 | 1.3741
2027 | 7024 | MW | 196.1706 | 250.5149 | 309.4976 | 99.1291 | -974.6874 | -830.4594 | -935.8486 | -2091.9057 | -438.4546 | -285.8407 | 4.2959 | 5.486 | 16.8341 | 0
2027 | 7025 | MW | 245.2132 | 313.1436 | 401.2006 | 123.9114 | -925.9531 | -808.889 | -911.5409 | -1987.3104 | -428.138 | -278.4162 | -8.5918 | -10.9719 | -50.5024 | -5.4965
2027 | 7026 | MW | 287.2497 | 366.8254 | 458.515 | 145.1533 | -852.8515 | -765.7483 | -862.9254 | -1830.4175 | -392.03 | -263.5674 | -8.5918 | -10.9719 | -50.5024 | -5.4965
2027 | 7027 | MW | 308.268 | 393.6663 | 492.9036 | 159.3146 | -767.5664 | -690.252 | -777.8482 | -1647.3757 | -340.4471 | -237.5819 | -8.5918 | -10.9719 | -33.6683 | -6.8707
2027 | 7028 | MW | 315.2741 | 402.6133 | 504.3665 | 162.855 | -694.4648 | -636.326 | -717.0788 | -1490.4828 | -309.4974 | -219.0208 | -10.7397 | -13.7149 | -33.6683 | -6.8707
2027 | 7029 | MW | 679.5909 | 867.8553 | 1100.436 | 339.8712 | -633.5468 | -593.1853 | -668.4633 | -1359.7387 | -283.7059 | -204.1719 | -10.7397 | -13.7149 | -33.6683 | -8.2448
2027 | 7030 | MW | 679.5909 | 867.8553 | 1111.8989 | 339.8712 | -548.2617 | -528.4742 | -595.54 | -1176.6969 | -247.5979 | -181.8986 | 6.4438 | 8.2289 | 16.8341 | 0
2027 | 7031 | MW | 644.5604 | 823.1204 | 1054.5845 | 322.1696 | -462.9765 | -452.9778 | -510.4629 | -993.6552 | -206.3316 | -155.9131 | 8.5918 | 10.9719 | 16.8341 | 2.7483
2027 | 7032 | MW | 560.4873 | 715.7569 | 917.03 | 283.226 | -389.875 | -388.2667 | -437.5396 | -836.7623 | -175.3818 | -133.6398 | 8.5918 | 10.9719 | 16.8341 | 1.3741
2027 | 7033 | MW | 483.4203 | 617.3403 | 779.4755 | 244.2824 | -341.1406 | -345.126 | -388.9241 | -732.167 | -149.5904 | -118.7909 | 8.5918 | 10.9719 | 16.8341 | 5.4965
2027 | 7034 | MW | 420.3655 | 536.8177 | 676.3097 | 212.4195 | -316.7734 | -323.5556 | -364.6164 | -679.8693 | -139.2738 | -111.3665 | 6.4438 | 8.2289 | 16.8341 | 5.4965
2027 | 7035 | MW | 364.3168 | 465.242 | 584.6066 | 180.5566 | -304.5898 | -312.7704 | -352.4625 | -653.7205 | -134.1155 | -107.6543 | 6.4438 | 8.2289 | 16.8341 | 4.1224
2027 | 7036 | MW | 294.2558 | 375.7724 | 469.9779 | 145.1533 | -304.5898 | -312.7704 | -352.4625 | -653.7205 | -134.1155 | -107.6543 | 6.4438 | 8.2289 | 16.8341 | 4.1224
2027 | 7037 | MW | 238.2071 | 304.1967 | 389.7378 | 116.8307 | -328.957 | -323.5556 | -364.6164 | -706.0182 | -144.4321 | -111.3665 | 4.2959 | 5.486 | 16.8341 | 4.1224
2027 | 7038 | MW | 196.1706 | 250.5149 | 320.9605 | 95.5888 | -389.875 | -377.4815 | -425.3857 | -836.7623 | -175.3818 | -129.9276 | 4.2959 | 5.486 | 16.8341 | 4.1224
2027 | 7039 | MW | 154.134 | 196.8331 | 252.1833 | 77.8872 | -475.1601 | -431.4075 | -486.1551 | -1019.804 | -216.6482 | -148.4887 | 6.4438 | 8.2289 | 16.8341 | 1.3741
2027 | 7040 | MW | 140.1218 | 178.9392 | 229.2575 | 70.8065 | -584.8125 | -528.4742 | -595.54 | -1255.1434 | -263.0728 | -181.8986 | 6.4438 | 8.2289 | 16.8341 | 1.3741
2027 | 7041 | MW | 126.1096 | 161.0453 | 217.7946 | 63.7259 | -694.4648 | -614.7556 | -692.7711 | -1490.4828 | -304.3391 | -211.5963 | 6.4438 | 8.2289 | 33.6683 | 1.3741
2027 | 7042 | MW | 126.1096 | 161.0453 | 206.3318 | 63.7259 | -779.7499 | -679.4668 | -765.6943 | -1673.5245 | -350.7637 | -233.8696 | 6.4438 | 8.2289 | 33.6683 | 1.3741
2027 | 7043 | MW | 140.1218 | 178.9392 | 229.2575 | 74.3468 | -852.8515 | -754.9631 | -850.7715 | -1830.4175 | -392.03 | -259.8552 | 6.4438 | 8.2289 | 33.6683 | 1.3741
2027 | 7044 | MW | 168.1462 | 214.7271 | 275.109 | 88.5081 | -913.7695 | -787.3186 | -887.2331 | -1961.1616 | -412.6632 | -270.9918 | 6.4438 | 8.2289 | 33.6683 | 2.7483
2027 | 7045 | MW | 189.1645 | 241.568 | 309.4976 | 102.6694 | -962.5038 | -808.889 | -911.5409 | -2065.7569 | -433.2963 | -278.4162 | 6.4438 | 8.2289 | 50.5024 | 2.7483
2027 | 7046 | MW | 224.1949 | 286.3028 | 366.812 | 113.2904 | -999.0546 | -830.4594 | -935.8486 | -2144.2033 | -453.9295 | -285.8407 | 6.4438 | 8.2289 | 50.5024 | 2.7483
2027 | 7047 | MW | 273.2376 | 348.9315 | 447.0521 | 141.613 | -999.0546 | -841.2446 | -948.0025 | -2144.2033 | -464.2461 | -289.5529 | 6.4438 | 8.2289 | 50.5024 | 2.7483
2027 | 7048 | MW | 196.1706 | 250.5149 | 309.4976 | 99.1291 | -986.871 | -830.4594 | -935.8486 | -2118.0545 | -464.2461 | -285.8407 | 4.2959 | 5.486 | 16.8341 | 0
2027 | 7049 | MW | 245.2132 | 313.1436 | 401.2006 | 123.9114 | -938.1367 | -798.1038 | -899.387 | -2013.4592 | -459.0878 | -274.704 | -8.5918 | -10.9719 | -33.6683 | -6.8707
2027 | 7050 | MW | 280.2437 | 357.8785 | 458.515 | 145.1533 | -865.0351 | -765.7483 | -862.9254 | -1856.5663 | -422.9797 | -263.5674 | -10.7397 | -13.7149 | -33.6683 | -6.8707
2027 | 7051 | MW | 308.268 | 393.6663 | 492.9036 | 155.7743 | -767.5664 | -679.4668 | -765.6943 | -1647.3757 | -371.3968 | -233.8696 | -10.7397 | -13.7149 | -33.6683 | -6.8707
2027 | 7052 | MW | 315.2741 | 402.6133 | 504.3665 | 159.3146 | -694.4648 | -636.326 | -717.0788 | -1490.4828 | -335.2888 | -219.0208 | -10.7397 | -13.7149 | -33.6683 | -8.2448
2027 | 7053 | MW | 679.5909 | 867.8553 | 1111.8989 | 346.9519 | -633.5468 | -593.1853 | -668.4633 | -1359.7387 | -304.3391 | -204.1719 | -12.8877 | -16.4579 | -33.6683 | -8.2448
2027 | 7054 | MW | 679.5909 | 867.8553 | 1100.436 | 339.8712 | -548.2617 | -528.4742 | -595.54 | -1176.6969 | -263.0728 | -181.8986 | 6.4438 | 8.2289 | 16.8341 | 0
2027 | 7055 | MW | 637.5543 | 814.1735 | 1043.1217 | 322.1696 | -462.9765 | -463.763 | -522.6168 | -993.6552 | -216.6482 | -159.6253 | 10.7397 | 13.7149 | 16.8341 | 2.7483
2027 | 7056 | MW | 560.4873 | 715.7569 | 917.03 | 279.6857 | -389.875 | -399.0519 | -449.6935 | -836.7623 | -180.5401 | -137.352 | 8.5918 | 10.9719 | 16.8341 | 2.7483
2027 | 7057 | MW | 476.4142 | 608.3934 | 779.4755 | 240.7421 | -328.957 | -345.126 | -388.9241 | -706.0182 | -154.7487 | -118.7909 | 8.5918 | 10.9719 | 0 | 2.7483
2027 | 7058 | MW | 413.3594 | 527.8707 | 676.3097 | 208.8792 | -316.7734 | -323.5556 | -364.6164 | -679.8693 | -144.4321 | -111.3665 | 6.4438 | 8.2289 | 0 | 4.1224
2027 | 7059 | MW | 357.3107 | 456.295 | 584.6066 | 180.5566 | -304.5898 | -312.7704 | -352.4625 | -653.7205 | -139.2738 | -107.6543 | 6.4438 | 8.2289 | 0 | 2.7483
2027 | 7060 | MW | 287.2497 | 366.8254 | 469.9779 | 141.613 | -304.5898 | -312.7704 | -352.4625 | -653.7205 | -139.2738 | -107.6543 | 6.4438 | 8.2289 | 0 | 2.7483
2027 | 7061 | MW | 238.2071 | 304.1967 | 389.7378 | 116.8307 | -328.957 | -323.5556 | -364.6164 | -706.0182 | -144.4321 | -111.3665 | 4.2959 | 5.486 | 0 | 2.7483
2027 | 7062 | MW | 196.1706 | 250.5149 | 320.9605 | 95.5888 | -389.875 | -377.4815 | -425.3857 | -836.7623 | -175.3818 | -129.9276 | 4.2959 | 5.486 | 0 | 2.7483
2027 | 7063 | MW | 154.134 | 196.8331 | 252.1833 | 77.8872 | -462.9765 | -431.4075 | -486.1551 | -993.6552 | -221.8064 | -148.4887 | 4.2959 | 5.486 | 0 | 1.3741
2027 | 7064 | MW | 140.1218 | 178.9392 | 229.2575 | 70.8065 | -584.8125 | -528.4742 | -595.54 | -1255.1434 | -268.2311 | -181.8986 | 4.2959 | 5.486 | 0 | 1.3741
2027 | 7065 | MW | 126.1096 | 161.0453 | 217.7946 | 63.7259 | -670.0976 | -603.9705 | -680.6172 | -1438.1852 | -314.6557 | -207.8841 | 6.4438 | 8.2289 | 33.6683 | 1.3741
2027 | 7066 | MW | 126.1096 | 161.0453 | 206.3318 | 63.7259 | -755.3828 | -668.6816 | -753.5405 | -1621.2269 | -355.922 | -230.1574 | 6.4438 | 8.2289 | 33.6683 | 1.3741
2027 | 7067 | MW | 140.1218 | 178.9392 | 229.2575 | 70.8065 | -828.4843 | -733.3927 | -826.4637 | -1778.1198 | -392.03 | -252.4307 | 8.5918 | 10.9719 | 33.6683 | 1.3741
2027 | 7068 | MW | 168.1462 | 214.7271 | 275.109 | 88.5081 | -877.2187 | -776.5335 | -875.0793 | -1882.7151 | -417.8214 | -267.2796 | 8.5918 | 10.9719 | 33.6683 | 1.3741
2027 | 7069 | MW | 196.1706 | 250.5149 | 309.4976 | 102.6694 | -925.9531 | -798.1038 | -899.387 | -1987.3104 | -438.4546 | -274.704 | 8.5918 | 10.9719 | 33.6683 | 1.3741
2027 | 7070 | MW | 224.1949 | 286.3028 | 366.812 | 113.2904 | -950.3202 | -819.6742 | -923.6948 | -2039.608 | -459.0878 | -282.1285 | 8.5918 | 10.9719 | 33.6683 | 1.3741
2027 | 7071 | MW | 280.2437 | 357.8785 | 458.515 | 141.613 | -962.5038 | -841.2446 | -948.0025 | -2065.7569 | -469.4043 | -289.5529 | 8.5918 | 10.9719 | 33.6683 | 1.3741
2027 | 7072 | MW | 196.1706 | 250.5149 | 309.4976 | 99.1291 | -938.1367 | -830.4594 | -935.8486 | -2013.4592 | -469.4043 | -285.8407 | 6.4438 | 8.2289 | 0 | 0
2027 | 7073 | MW | 245.2132 | 313.1436 | 401.2006 | 123.9114 | -889.4023 | -808.889 | -911.5409 | -1908.8639 | -459.0878 | -278.4162 | -6.4438 | -8.2289 | -16.8341 | -6.8707
2027 | 7074 | MW | 280.2437 | 357.8785 | 458.515 | 145.1533 | -816.3007 | -787.3186 | -887.2331 | -1751.971 | -417.8214 | -270.9918 | -6.4438 | -8.2289 | -33.6683 | -6.8707
2027 | 7075 | MW | 308.268 | 393.6663 | 492.9036 | 159.3146 | -743.1992 | -690.252 | -777.8482 | -1595.0781 | -366.2386 | -237.5819 | -8.5918 | -10.9719 | -33.6683 | -6.8707
2027 | 7076 | MW | 315.2741 | 402.6133 | 504.3665 | 162.855 | -670.0976 | -636.326 | -717.0788 | -1438.1852 | -330.1305 | -219.0208 | -8.5918 | -10.9719 | -33.6683 | -6.8707
2027 | 7077 | MW | 672.5848 | 858.9083 | 1100.436 | 339.8712 | -621.3632 | -593.1853 | -668.4633 | -1333.5899 | -299.1808 | -204.1719 | -8.5918 | -10.9719 | -33.6683 | -6.8707
2027 | 7078 | MW | 672.5848 | 858.9083 | 1100.436 | 336.3309 | -548.2617 | -528.4742 | -595.54 | -1176.6969 | -257.9145 | -181.8986 | 6.4438 | 8.2289 | 16.8341 | 0
2027 | 7079 | MW | 637.5543 | 814.1735 | 1031.6588 | 318.6293 | -462.9765 | -452.9778 | -510.4629 | -993.6552 | -216.6482 | -155.9131 | 10.7397 | 13.7149 | 0 | 1.3741
2027 | 7080 | MW | 553.4812 | 706.8099 | 905.5672 | 276.1454 | -389.875 | -388.2667 | -437.5396 | -836.7623 | -180.5401 | -133.6398 | 8.5918 | 10.9719 | 0 | 1.3741
2027 | 7081 | MW | 476.4142 | 608.3934 | 768.0127 | 240.7421 | -316.7734 | -334.3408 | -376.7702 | -679.8693 | -149.5904 | -115.0787 | 8.5918 | 10.9719 | 0 | 5.4965
2027 | 7082 | MW | 413.3594 | 527.8707 | 664.8468 | 208.8792 | -292.4062 | -312.7704 | -352.4625 | -627.5717 | -139.2738 | -107.6543 | 6.4438 | 8.2289 | 0 | 5.4965
2027 | 7083 | MW | 357.3107 | 456.295 | 573.1438 | 177.0163 | -292.4062 | -301.9852 | -340.3086 | -627.5717 | -134.1155 | -103.9421 | 6.4438 | 8.2289 | 0 | 4.1224
2027 | 7084 | MW | 287.2497 | 366.8254 | 469.9779 | 145.1533 | -292.4062 | -301.9852 | -340.3086 | -627.5717 | -134.1155 | -103.9421 | 6.4438 | 8.2289 | 0 | 4.1224
2027 | 7085 | MW | 245.2132 | 313.1436 | 401.2006 | 120.3711 | -292.4062 | -301.9852 | -340.3086 | -627.5717 | -134.1155 | -103.9421 | 6.4438 | 8.2289 | 0 | 4.1224
2027 | 7086 | MW | 210.1827 | 268.4088 | 343.8863 | 102.6694 | -328.957 | -334.3408 | -376.7702 | -706.0182 | -154.7487 | -115.0787 | 4.2959 | 5.486 | 0 | 4.1224
2027 | 7087 | MW | 182.1584 | 232.621 | 298.0348 | 88.5081 | -377.6914 | -355.9112 | -401.078 | -810.6135 | -185.6984 | -122.5031 | 6.4438 | 8.2289 | 0 | 1.3741
2027 | 7088 | MW | 168.1462 | 214.7271 | 275.109 | 84.9678 | -438.6093 | -409.8371 | -461.8474 | -941.3576 | -216.6482 | -141.0642 | 6.4438 | 8.2289 | 0 | 1.3741
2027 | 7089 | MW | 161.1401 | 205.7801 | 263.6461 | 81.4275 | -499.5273 | -452.9778 | -510.4629 | -1072.1017 | -247.5979 | -155.9131 | 6.4438 | 8.2289 | 33.6683 | 2.7483
2027 | 7090 | MW | 175.1523 | 223.674 | 286.5719 | 88.5081 | -548.2617 | -506.9038 | -571.2323 | -1176.6969 | -273.3893 | -174.4742 | 6.4438 | 8.2289 | 33.6683 | 2.7483
2027 | 7091 | MW | 224.1949 | 286.3028 | 355.3491 | 113.2904 | -596.9961 | -539.2593 | -607.6939 | -1281.2922 | -304.3391 | -185.6108 | 8.5918 | 10.9719 | 33.6683 | 2.7483
2027 | 7092 | MW | 273.2376 | 348.9315 | 435.5893 | 141.613 | -633.5468 | -571.6149 | -644.1556 | -1359.7387 | -319.8139 | -196.7475 | 8.5918 | 10.9719 | 33.6683 | 2.7483
2027 | 7093 | MW | 301.2619 | 384.7193 | 481.4408 | 155.7743 | -670.0976 | -593.1853 | -668.4633 | -1438.1852 | -335.2888 | -204.1719 | 8.5918 | 10.9719 | 33.6683 | 2.7483
2027 | 7094 | MW | 336.2924 | 429.4541 | 538.7551 | 166.3953 | -718.832 | -603.9705 | -680.6172 | -1542.7804 | -350.7637 | -207.8841 | 8.5918 | 10.9719 | 33.6683 | 2.7483
2027 | 7095 | MW | 196.1706 | 250.5149 | 320.9605 | 99.1291 | -731.0156 | -625.5408 | -704.925 | -1568.9293 | -361.0803 | -215.3086 | 8.5918 | 10.9719 | 50.5024 | 2.7483
2027 | 7096 | MW | 217.1888 | 277.3558 | 343.8863 | 109.7501 | -731.0156 | -636.326 | -717.0788 | -1568.9293 | -366.2386 | -219.0208 | 6.4438 | 8.2289 | 0 | 1.3741
2027 | 7097 | MW | 238.2071 | 304.1967 | 389.7378 | 120.3711 | -706.6484 | -625.5408 | -704.925 | -1516.6316 | -366.2386 | -215.3086 | -6.4438 | -8.2289 | -16.8341 | -5.4965
2027 | 7098 | MW | 245.2132 | 313.1436 | 401.2006 | 123.9114 | -657.914 | -625.5408 | -704.925 | -1412.0363 | -340.4471 | -215.3086 | -6.4438 | -8.2289 | -16.8341 | -5.4965
2027 | 7099 | MW | 252.2193 | 322.0906 | 412.6635 | 127.4517 | -621.3632 | -582.4001 | -656.3094 | -1333.5899 | -304.3391 | -200.4597 | -6.4438 | -8.2289 | -33.6683 | -5.4965
2027 | 7100 | MW | 595.5178 | 760.4917 | 962.8815 | 300.9276 | -584.8125 | -571.6149 | -644.1556 | -1255.1434 | -283.7059 | -196.7475 | -6.4438 | -8.2289 | -33.6683 | -6.8707
2027 | 7101 | MW | 595.5178 | 760.4917 | 974.3444 | 300.9276 | -560.4453 | -539.2593 | -607.6939 | -1202.8458 | -263.0728 | -185.6108 | -6.4438 | -8.2289 | -33.6683 | -6.8707
2027 | 7102 | MW | 574.4995 | 733.6508 | 939.9558 | 290.3067 | -499.5273 | -496.1186 | -559.0784 | -1072.1017 | -237.2813 | -170.762 | 6.4438 | 8.2289 | 16.8341 | 1.3741
2027 | 7103 | MW | 546.4751 | 697.863 | 882.6414 | 276.1454 | -426.4258 | -431.4075 | -486.1551 | -915.2087 | -201.1733 | -148.4887 | 10.7397 | 13.7149 | 16.8341 | 2.7483
2027 | 7104 | MW | 483.4203 | 617.3403 | 790.9384 | 244.2824 | -365.5078 | -366.6964 | -413.2319 | -784.4646 | -165.0653 | -126.2154 | 8.5918 | 10.9719 | 0 | 2.7483
2027 | 7105 | MW | 427.3716 | 545.7646 | 699.2354 | 215.9598 | -316.7734 | -323.5556 | -364.6164 | -679.8693 | -144.4321 | -111.3665 | 8.5918 | 10.9719 | 0 | 4.1224
2027 | 7106 | MW | 385.335 | 492.0829 | 618.9953 | 194.7179 | -292.4062 | -301.9852 | -340.3086 | -627.5717 | -139.2738 | -103.9421 | 6.4438 | 8.2289 | 0 | 4.1224
2027 | 7107 | MW | 336.2924 | 429.4541 | 538.7551 | 166.3953 | -292.4062 | -291.2 | -328.1547 | -627.5717 | -134.1155 | -100.2298 | 6.4438 | 8.2289 | 0 | 4.1224
2027 | 7108 | MW | 294.2558 | 375.7724 | 481.4408 | 148.6937 | -292.4062 | -291.2 | -328.1547 | -627.5717 | -134.1155 | -100.2298 | 6.4438 | 8.2289 | 0 | 4.1224
2027 | 7109 | MW | 266.2315 | 339.9845 | 424.1264 | 130.992 | -292.4062 | -301.9852 | -340.3086 | -627.5717 | -134.1155 | -103.9421 | 4.2959 | 5.486 | 0 | 4.1224
2027 | 7110 | MW | 231.201 | 295.2497 | 378.2749 | 116.8307 | -328.957 | -334.3408 | -376.7702 | -706.0182 | -149.5904 | -115.0787 | 4.2959 | 5.486 | 0 | 4.1224
2027 | 7111 | MW | 203.1767 | 259.4619 | 332.4234 | 99.1291 | -353.3242 | -334.3408 | -376.7702 | -758.3158 | -175.3818 | -115.0787 | 6.4438 | 8.2289 | 0 | 1.3741
2027 | 7112 | MW | 189.1645 | 241.568 | 298.0348 | 92.0485 | -402.0586 | -377.4815 | -425.3857 | -862.9111 | -196.015 | -129.9276 | 6.4438 | 8.2289 | 0 | 1.3741
2027 | 7113 | MW | 175.1523 | 223.674 | 286.5719 | 84.9678 | -450.7929 | -409.8371 | -461.8474 | -967.5064 | -216.6482 | -141.0642 | 8.5918 | 10.9719 | 33.6683 | 1.3741
2027 | 7114 | MW | 196.1706 | 250.5149 | 320.9605 | 95.5888 | -511.7109 | -442.1927 | -498.309 | -1098.2505 | -237.2813 | -152.2009 | 8.5918 | 10.9719 | 33.6683 | 1.3741
2027 | 7115 | MW | 231.201 | 295.2497 | 366.812 | 116.8307 | -572.6289 | -474.5482 | -534.7707 | -1228.9946 | -252.7562 | -163.3375 | 6.4438 | 8.2289 | 33.6683 | 1.3741
2027 | 7116 | MW | 287.2497 | 366.8254 | 469.9779 | 148.6937 | -609.1796 | -496.1186 | -559.0784 | -1307.441 | -263.0728 | -170.762 | 6.4438 | 8.2289 | 33.6683 | 1.3741
2027 | 7117 | MW | 308.268 | 393.6663 | 504.3665 | 159.3146 | -645.7304 | -517.689 | -583.3862 | -1385.8875 | -273.3893 | -178.1864 | 6.4438 | 8.2289 | 33.6683 | 1.3741
2027 | 7118 | MW | 336.2924 | 429.4541 | 550.218 | 169.9356 | -682.2812 | -528.4742 | -595.54 | -1464.334 | -278.5476 | -181.8986 | 6.4438 | 8.2289 | 33.6683 | 1.3741
2027 | 7119 | MW | 175.1523 | 223.674 | 286.5719 | 88.5081 | -694.4648 | -539.2593 | -607.6939 | -1490.4828 | -283.7059 | -185.6108 | 6.4438 | 8.2289 | 50.5024 | 1.3741
2027 | 7120 | MW | 196.1706 | 250.5149 | 320.9605 | 102.6694 | -694.4648 | -560.8297 | -632.0017 | -1490.4828 | -294.0225 | -193.0353 | 4.2959 | 5.486 | 0 | 0
2027 | 7121 | MW | 217.1888 | 277.3558 | 355.3491 | 109.7501 | -682.2812 | -571.6149 | -644.1556 | -1464.334 | -299.1808 | -196.7475 | -6.4438 | -8.2289 | -16.8341 | -4.1224
2027 | 7122 | MW | 224.1949 | 286.3028 | 366.812 | 113.2904 | -657.914 | -593.1853 | -668.4633 | -1412.0363 | -288.8642 | -204.1719 | -6.4438 | -8.2289 | -16.8341 | -5.4965
2027 | 7123 | MW | 231.201 | 295.2497 | 389.7378 | 113.2904 | -621.3632 | -571.6149 | -644.1556 | -1333.5899 | -278.5476 | -196.7475 | -6.4438 | -8.2289 | -33.6683 | -5.4965
2027 | 7124 | MW | 595.5178 | 760.4917 | 962.8815 | 297.3873 | -584.8125 | -560.8297 | -632.0017 | -1255.1434 | -268.2311 | -193.0353 | -6.4438 | -8.2289 | -33.6683 | -6.8707
2027 | 7125 | MW | 588.5117 | 751.5448 | 962.8815 | 297.3873 | -560.4453 | -539.2593 | -607.6939 | -1202.8458 | -252.7562 | -185.6108 | -8.5918 | -10.9719 | -33.6683 | -6.8707
2027 | 7126 | MW | 567.4934 | 724.7039 | 917.03 | 283.226 | -499.5273 | -496.1186 | -559.0784 | -1072.1017 | -226.9647 | -170.762 | 8.5918 | 10.9719 | 16.8341 | 1.3741
2027 | 7127 | MW | 532.4629 | 679.9691 | 859.7157 | 265.5244 | -426.4258 | -431.4075 | -486.1551 | -915.2087 | -196.015 | -148.4887 | 10.7397 | 13.7149 | 16.8341 | 2.7483
2027 | 7128 | MW | 469.4081 | 599.4464 | 768.0127 | 233.6615 | -353.3242 | -366.6964 | -413.2319 | -758.3158 | -165.0653 | -126.2154 | 10.7397 | 13.7149 | 16.8341 | 2.7483
2027 | 7129 | MW | 420.3655 | 536.8177 | 676.3097 | 208.8792 | -341.1406 | -345.126 | -388.9241 | -732.167 | -154.7487 | -118.7909 | 6.4438 | 8.2289 | 16.8341 | 4.1224
2027 | 7130 | MW | 371.3228 | 474.189 | 607.5324 | 187.6372 | -304.5898 | -323.5556 | -364.6164 | -653.7205 | -144.4321 | -111.3665 | 6.4438 | 8.2289 | 0 | 4.1224
2027 | 7131 | MW | 322.2802 | 411.5602 | 527.2923 | 162.855 | -304.5898 | -312.7704 | -352.4625 | -653.7205 | -139.2738 | -107.6543 | 4.2959 | 5.486 | 0 | 2.7483
2027 | 7132 | MW | 280.2437 | 357.8785 | 458.515 | 141.613 | -304.5898 | -312.7704 | -352.4625 | -653.7205 | -139.2738 | -107.6543 | 4.2959 | 5.486 | 0 | 2.7483
2027 | 7133 | MW | 245.2132 | 313.1436 | 401.2006 | 120.3711 | -328.957 | -323.5556 | -364.6164 | -706.0182 | -149.5904 | -111.3665 | 4.2959 | 5.486 | 0 | 2.7483
2027 | 7134 | MW | 210.1827 | 268.4088 | 343.8863 | 102.6694 | -389.875 | -377.4815 | -425.3857 | -836.7623 | -180.5401 | -129.9276 | 4.2959 | 5.486 | 0 | 2.7483
2027 | 7135 | MW | 182.1584 | 232.621 | 298.0348 | 88.5081 | -475.1601 | -431.4075 | -486.1551 | -1019.804 | -226.9647 | -148.4887 | 4.2959 | 5.486 | 0 | 1.3741
2027 | 7136 | MW | 168.1462 | 214.7271 | 275.109 | 81.4275 | -609.1796 | -539.2593 | -607.6939 | -1307.441 | -278.5476 | -185.6108 | 6.4438 | 8.2289 | 0 | 1.3741
2027 | 7137 | MW | 154.134 | 196.8331 | 263.6461 | 74.3468 | -706.6484 | -614.7556 | -692.7711 | -1516.6316 | -319.8139 | -211.5963 | 6.4438 | 8.2289 | 33.6683 | 1.3741
2027 | 7138 | MW | 147.1279 | 187.8862 | 240.7204 | 74.3468 | -804.1171 | -679.4668 | -765.6943 | -1725.8222 | -350.7637 | -233.8696 | 6.4438 | 8.2289 | 33.6683 | 1.3741
2027 | 7139 | MW | 154.134 | 196.8331 | 252.1833 | 81.4275 | -889.4023 | -733.3927 | -826.4637 | -1908.8639 | -376.5551 | -252.4307 | 6.4438 | 8.2289 | 33.6683 | 1.3741
2027 | 7140 | MW | 182.1584 | 232.621 | 298.0348 | 99.1291 | -950.3202 | -765.7483 | -862.9254 | -2039.608 | -386.8717 | -263.5674 | 6.4438 | 8.2289 | 33.6683 | 1.3741
2027 | 7141 | MW | 203.1767 | 259.4619 | 332.4234 | 109.7501 | -974.6874 | -787.3186 | -887.2331 | -2091.9057 | -392.03 | -270.9918 | 6.4438 | 8.2289 | 50.5024 | 1.3741
2027 | 7142 | MW | 231.201 | 295.2497 | 378.2749 | 120.3711 | -999.0546 | -808.889 | -911.5409 | -2144.2033 | -397.1883 | -278.4162 | 6.4438 | 8.2289 | 50.5024 | 1.3741
2027 | 7143 | MW | 287.2497 | 366.8254 | 469.9779 | 148.6937 | -999.0546 | -819.6742 | -923.6948 | -2144.2033 | -392.03 | -282.1285 | 6.4438 | 8.2289 | 50.5024 | 1.3741
2027 | 7144 | MW | 196.1706 | 250.5149 | 320.9605 | 99.1291 | -974.6874 | -808.889 | -911.5409 | -2091.9057 | -386.8717 | -278.4162 | 4.2959 | 5.486 | 0 | 0
2027 | 7145 | MW | 252.2193 | 322.0906 | 412.6635 | 123.9114 | -938.1367 | -787.3186 | -887.2331 | -2013.4592 | -381.7134 | -270.9918 | -6.4438 | -8.2289 | -33.6683 | -5.4965
2027 | 7146 | MW | 287.2497 | 366.8254 | 469.9779 | 145.1533 | -865.0351 | -754.9631 | -850.7715 | -1856.5663 | -355.922 | -259.8552 | -8.5918 | -10.9719 | -33.6683 | -5.4965
2027 | 7147 | MW | 315.2741 | 402.6133 | 504.3665 | 159.3146 | -767.5664 | -668.6816 | -753.5405 | -1647.3757 | -324.9722 | -230.1574 | -8.5918 | -10.9719 | -33.6683 | -5.4965
2027 | 7148 | MW | 322.2802 | 411.5602 | 527.2923 | 162.855 | -694.4648 | -625.5408 | -704.925 | -1490.4828 | -299.1808 | -215.3086 | -8.5918 | -10.9719 | -33.6683 | -6.8707
2027 | 7149 | MW | 686.597 | 876.8022 | 1111.8989 | 346.9519 | -633.5468 | -593.1853 | -668.4633 | -1359.7387 | -278.5476 | -204.1719 | -10.7397 | -13.7149 | -33.6683 | -6.8707
2027 | 7150 | MW | 686.597 | 876.8022 | 1111.8989 | 346.9519 | -560.4453 | -528.4742 | -595.54 | -1202.8458 | -247.5979 | -181.8986 | 6.4438 | 8.2289 | 0 | 0
2027 | 7151 | MW | 651.5665 | 832.0674 | 1066.0474 | 329.2502 | -462.9765 | -452.9778 | -510.4629 | -993.6552 | -206.3316 | -155.9131 | 10.7397 | 13.7149 | 16.8341 | 2.7483
2027 | 7152 | MW | 581.5056 | 742.5978 | 939.9558 | 290.3067 | -389.875 | -388.2667 | -437.5396 | -836.7623 | -175.3818 | -133.6398 | 8.5918 | 10.9719 | 16.8341 | 1.3741
2027 | 7153 | MW | 504.4386 | 644.1812 | 813.8642 | 254.9034 | -341.1406 | -345.126 | -388.9241 | -732.167 | -154.7487 | -118.7909 | 6.4438 | 8.2289 | 0 | 4.1224
2027 | 7154 | MW | 441.3838 | 563.6586 | 722.1612 | 223.0405 | -316.7734 | -323.5556 | -364.6164 | -679.8693 | -144.4321 | -111.3665 | 6.4438 | 8.2289 | 0 | 4.1224
2027 | 7155 | MW | 385.335 | 492.0829 | 630.4582 | 194.7179 | -304.5898 | -312.7704 | -352.4625 | -653.7205 | -139.2738 | -107.6543 | 4.2959 | 5.486 | 0 | 2.7483
2027 | 7156 | MW | 322.2802 | 411.5602 | 515.8294 | 159.3146 | -304.5898 | -312.7704 | -352.4625 | -653.7205 | -139.2738 | -107.6543 | 4.2959 | 5.486 | 0 | 2.7483
2027 | 7157 | MW | 266.2315 | 339.9845 | 435.5893 | 134.5324 | -328.957 | -323.5556 | -364.6164 | -706.0182 | -149.5904 | -111.3665 | 4.2959 | 5.486 | 0 | 2.7483
2027 | 7158 | MW | 224.1949 | 286.3028 | 366.812 | 109.7501 | -389.875 | -377.4815 | -425.3857 | -836.7623 | -180.5401 | -129.9276 | 4.2959 | 5.486 | 0 | 2.7483
2027 | 7159 | MW | 175.1523 | 223.674 | 286.5719 | 88.5081 | -475.1601 | -431.4075 | -486.1551 | -1019.804 | -221.8064 | -148.4887 | 4.2959 | 5.486 | 0 | 1.3741
2027 | 7160 | MW | 154.134 | 196.8331 | 263.6461 | 77.8872 | -609.1796 | -539.2593 | -607.6939 | -1307.441 | -273.3893 | -185.6108 | 6.4438 | 8.2289 | 0 | 1.3741
2027 | 7161 | MW | 140.1218 | 178.9392 | 240.7204 | 67.2662 | -706.6484 | -614.7556 | -692.7711 | -1516.6316 | -314.6557 | -211.5963 | 6.4438 | 8.2289 | 33.6683 | 1.3741
2027 | 7162 | MW | 133.1157 | 169.9923 | 217.7946 | 70.8065 | -791.9335 | -668.6816 | -753.5405 | -1699.6734 | -340.4471 | -230.1574 | 6.4438 | 8.2289 | 33.6683 | 1.3741
2027 | 7163 | MW | 147.1279 | 187.8862 | 240.7204 | 74.3468 | -865.0351 | -711.8223 | -802.156 | -1856.5663 | -361.0803 | -245.0063 | 6.4438 | 8.2289 | 33.6683 | 1.3741
2027 | 7164 | MW | 175.1523 | 223.674 | 275.109 | 92.0485 | -913.7695 | -744.1779 | -838.6176 | -1961.1616 | -376.5551 | -256.1429 | 6.4438 | 8.2289 | 33.6683 | 1.3741
2027 | 7165 | MW | 196.1706 | 250.5149 | 309.4976 | 99.1291 | -938.1367 | -754.9631 | -850.7715 | -2013.4592 | -386.8717 | -259.8552 | 6.4438 | 8.2289 | 33.6683 | 1.3741
2027 | 7166 | MW | 224.1949 | 286.3028 | 366.812 | 113.2904 | -962.5038 | -776.5335 | -875.0793 | -2065.7569 | -397.1883 | -267.2796 | 6.4438 | 8.2289 | 33.6683 | 1.3741
2027 | 7167 | MW | 280.2437 | 357.8785 | 447.0521 | 141.613 | -950.3202 | -787.3186 | -887.2331 | -2039.608 | -402.3466 | -270.9918 | 6.4438 | 8.2289 | 33.6683 | 1.3741
2027 | 7168 | MW | 196.1706 | 250.5149 | 309.4976 | 99.1291 | -925.9531 | -776.5335 | -875.0793 | -1987.3104 | -402.3466 | -267.2796 | 4.2959 | 5.486 | 0 | 0
2027 | 7169 | MW | 245.2132 | 313.1436 | 401.2006 | 123.9114 | -889.4023 | -765.7483 | -862.9254 | -1908.8639 | -397.1883 | -263.5674 | -6.4438 | -8.2289 | -16.8341 | -5.4965
2027 | 7170 | MW | 280.2437 | 357.8785 | 458.515 | 141.613 | -816.3007 | -744.1779 | -838.6176 | -1751.971 | -366.2386 | -256.1429 | -6.4438 | -8.2289 | -16.8341 | -5.4965
2027 | 7171 | MW | 301.2619 | 384.7193 | 492.9036 | 155.7743 | -731.0156 | -668.6816 | -753.5405 | -1568.9293 | -330.1305 | -230.1574 | -8.5918 | -10.9719 | -33.6683 | -5.4965
2027 | 7172 | MW | 315.2741 | 402.6133 | 515.8294 | 159.3146 | -682.2812 | -625.5408 | -704.925 | -1464.334 | -304.3391 | -215.3086 | -8.5918 | -10.9719 | -33.6683 | -6.8707
2027 | 7173 | MW | 679.5909 | 867.8553 | 1100.436 | 343.4115 | -621.3632 | -593.1853 | -668.4633 | -1333.5899 | -278.5476 | -204.1719 | -10.7397 | -13.7149 | -33.6683 | -6.8707
2027 | 7174 | MW | 679.5909 | 867.8553 | 1100.436 | 339.8712 | -548.2617 | -528.4742 | -595.54 | -1176.6969 | -247.5979 | -181.8986 | 6.4438 | 8.2289 | 16.8341 | 0
2027 | 7175 | MW | 644.5604 | 823.1204 | 1043.1217 | 322.1696 | -462.9765 | -452.9778 | -510.4629 | -993.6552 | -206.3316 | -155.9131 | 8.5918 | 10.9719 | 0 | 2.7483
2027 | 7176 | MW | 560.4873 | 715.7569 | 917.03 | 283.226 | -389.875 | -399.0519 | -449.6935 | -836.7623 | -175.3818 | -137.352 | 8.5918 | 10.9719 | 0 | 1.3741
2027 | 7177 | MW | 483.4203 | 617.3403 | 779.4755 | 244.2824 | -341.1406 | -345.126 | -388.9241 | -732.167 | -154.7487 | -118.7909 | 6.4438 | 8.2289 | 0 | 5.4965
2027 | 7178 | MW | 420.3655 | 536.8177 | 676.3097 | 212.4195 | -316.7734 | -334.3408 | -376.7702 | -679.8693 | -144.4321 | -115.0787 | 6.4438 | 8.2289 | 16.8341 | 4.1224
2027 | 7179 | MW | 364.3168 | 465.242 | 596.0695 | 184.0969 | -304.5898 | -323.5556 | -364.6164 | -653.7205 | -139.2738 | -111.3665 | 6.4438 | 8.2289 | 0 | 4.1224
2027 | 7180 | MW | 294.2558 | 375.7724 | 481.4408 | 148.6937 | -316.7734 | -323.5556 | -364.6164 | -679.8693 | -139.2738 | -111.3665 | 4.2959 | 5.486 | 0 | 4.1224
2027 | 7181 | MW | 245.2132 | 313.1436 | 401.2006 | 120.3711 | -328.957 | -334.3408 | -376.7702 | -706.0182 | -149.5904 | -115.0787 | 4.2959 | 5.486 | 0 | 2.7483
2027 | 7182 | MW | 203.1767 | 259.4619 | 332.4234 | 99.1291 | -402.0586 | -388.2667 | -437.5396 | -862.9111 | -180.5401 | -133.6398 | 4.2959 | 5.486 | 0 | 2.7483
2027 | 7183 | MW | 161.1401 | 205.7801 | 263.6461 | 81.4275 | -475.1601 | -431.4075 | -486.1551 | -1019.804 | -221.8064 | -148.4887 | 4.2959 | 5.486 | 0 | 1.3741
2027 | 7184 | MW | 147.1279 | 187.8862 | 240.7204 | 70.8065 | -596.9961 | -539.2593 | -607.6939 | -1281.2922 | -273.3893 | -185.6108 | 4.2959 | 5.486 | 16.8341 | 1.3741
2027 | 7185 | MW | 133.1157 | 169.9923 | 229.2575 | 63.7259 | -694.4648 | -614.7556 | -692.7711 | -1490.4828 | -314.6557 | -211.5963 | 4.2959 | 5.486 | 33.6683 | 1.3741
2027 | 7186 | MW | 126.1096 | 161.0453 | 217.7946 | 67.2662 | -767.5664 | -668.6816 | -753.5405 | -1647.3757 | -345.6054 | -230.1574 | 6.4438 | 8.2289 | 33.6683 | 1.3741
2027 | 7187 | MW | 140.1218 | 178.9392 | 229.2575 | 70.8065 | -816.3007 | -711.8223 | -802.156 | -1751.971 | -376.5551 | -245.0063 | 6.4438 | 8.2289 | 50.5024 | 1.3741
2027 | 7188 | MW | 168.1462 | 214.7271 | 275.109 | 88.5081 | -852.8515 | -733.3927 | -826.4637 | -1830.4175 | -386.8717 | -252.4307 | 6.4438 | 8.2289 | 50.5024 | 1.3741
2027 | 7189 | MW | 196.1706 | 250.5149 | 309.4976 | 99.1291 | -877.2187 | -754.9631 | -850.7715 | -1882.7151 | -392.03 | -259.8552 | 8.5918 | 10.9719 | 50.5024 | 1.3741
2027 | 7190 | MW | 224.1949 | 286.3028 | 366.812 | 113.2904 | -889.4023 | -765.7483 | -862.9254 | -1908.8639 | -402.3466 | -263.5674 | 8.5918 | 10.9719 | 50.5024 | 1.3741
2027 | 7191 | MW | 280.2437 | 357.8785 | 458.515 | 138.0727 | -889.4023 | -776.5335 | -875.0793 | -1908.8639 | -407.5049 | -267.2796 | 8.5918 | 10.9719 | 50.5024 | 2.7483
2027 | 7192 | MW | 189.1645 | 241.568 | 309.4976 | 99.1291 | -865.0351 | -765.7483 | -862.9254 | -1856.5663 | -407.5049 | -263.5674 | 4.2959 | 5.486 | 0 | 0
2027 | 7193 | MW | 245.2132 | 313.1436 | 401.2006 | 123.9114 | -828.4843 | -744.1779 | -838.6176 | -1778.1198 | -402.3466 | -256.1429 | -8.5918 | -10.9719 | -33.6683 | -6.8707
2027 | 7194 | MW | 280.2437 | 357.8785 | 458.515 | 141.613 | -779.7499 | -722.6075 | -814.3099 | -1673.5245 | -371.3968 | -248.7185 | -8.5918 | -10.9719 | -33.6683 | -6.8707
2027 | 7195 | MW | 308.268 | 393.6663 | 492.9036 | 155.7743 | -706.6484 | -657.8964 | -741.3866 | -1516.6316 | -330.1305 | -226.4452 | -8.5918 | -10.9719 | -33.6683 | -6.8707
2027 | 7196 | MW | 315.2741 | 402.6133 | 504.3665 | 159.3146 | -657.914 | -625.5408 | -704.925 | -1412.0363 | -304.3391 | -215.3086 | -10.7397 | -13.7149 | -33.6683 | -6.8707
2027 | 7197 | MW | 679.5909 | 867.8553 | 1111.8989 | 339.8712 | -596.9961 | -582.4001 | -656.3094 | -1281.2922 | -278.5476 | -200.4597 | -10.7397 | -13.7149 | -33.6683 | -6.8707
2027 | 7198 | MW | 679.5909 | 867.8553 | 1100.436 | 339.8712 | -536.0781 | -528.4742 | -595.54 | -1150.5481 | -247.5979 | -181.8986 | 6.4438 | 8.2289 | 0 | 0
2027 | 7199 | MW | 637.5543 | 814.1735 | 1043.1217 | 318.6293 | -450.7929 | -452.9778 | -510.4629 | -967.5064 | -211.4899 | -155.9131 | 10.7397 | 13.7149 | 16.8341 | 2.7483
2027 | 7200 | MW | 560.4873 | 715.7569 | 905.5672 | 279.6857 | -377.6914 | -399.0519 | -449.6935 | -810.6135 | -175.3818 | -137.352 | 8.5918 | 10.9719 | 16.8341 | 1.3741
2027 | 7201 | MW | 476.4142 | 608.3934 | 779.4755 | 240.7421 | -341.1406 | -345.126 | -388.9241 | -732.167 | -154.7487 | -118.7909 | 6.4438 | 8.2289 | 0 | 4.1224
2027 | 7202 | MW | 413.3594 | 527.8707 | 676.3097 | 208.8792 | -316.7734 | -323.5556 | -364.6164 | -679.8693 | -144.4321 | -111.3665 | 6.4438 | 8.2289 | 0 | 4.1224
2027 | 7203 | MW | 357.3107 | 456.295 | 584.6066 | 177.0163 | -304.5898 | -323.5556 | -364.6164 | -653.7205 | -139.2738 | -111.3665 | 6.4438 | 8.2289 | 0 | 2.7483
2027 | 7204 | MW | 287.2497 | 366.8254 | 469.9779 | 145.1533 | -316.7734 | -323.5556 | -364.6164 | -679.8693 | -144.4321 | -111.3665 | 4.2959 | 5.486 | 0 | 2.7483
2027 | 7205 | MW | 238.2071 | 304.1967 | 389.7378 | 116.8307 | -328.957 | -334.3408 | -376.7702 | -706.0182 | -149.5904 | -115.0787 | 4.2959 | 5.486 | 0 | 2.7483
2027 | 7206 | MW | 196.1706 | 250.5149 | 320.9605 | 95.5888 | -389.875 | -388.2667 | -437.5396 | -836.7623 | -180.5401 | -133.6398 | 4.2959 | 5.486 | 0 | 2.7483
2027 | 7207 | MW | 154.134 | 196.8331 | 252.1833 | 77.8872 | -475.1601 | -442.1927 | -498.309 | -1019.804 | -221.8064 | -152.2009 | 4.2959 | 5.486 | 0 | 1.3741
2027 | 7208 | MW | 140.1218 | 178.9392 | 240.7204 | 70.8065 | -584.8125 | -539.2593 | -607.6939 | -1255.1434 | -268.2311 | -185.6108 | 6.4438 | 8.2289 | 0 | 1.3741
2027 | 7209 | MW | 133.1157 | 169.9923 | 229.2575 | 63.7259 | -670.0976 | -614.7556 | -692.7711 | -1438.1852 | -309.4974 | -211.5963 | 6.4438 | 8.2289 | 33.6683 | 1.3741
2027 | 7210 | MW | 126.1096 | 161.0453 | 206.3318 | 63.7259 | -731.0156 | -668.6816 | -753.5405 | -1568.9293 | -340.4471 | -230.1574 | 6.4438 | 8.2289 | 33.6683 | 1.3741
2027 | 7211 | MW | 133.1157 | 169.9923 | 229.2575 | 67.2662 | -791.9335 | -711.8223 | -802.156 | -1699.6734 | -371.3968 | -245.0063 | 6.4438 | 8.2289 | 33.6683 | 1.3741
2027 | 7212 | MW | 168.1462 | 214.7271 | 275.109 | 88.5081 | -816.3007 | -744.1779 | -838.6176 | -1751.971 | -386.8717 | -256.1429 | 6.4438 | 8.2289 | 33.6683 | 1.3741
2027 | 7213 | MW | 196.1706 | 250.5149 | 309.4976 | 99.1291 | -852.8515 | -754.9631 | -850.7715 | -1830.4175 | -392.03 | -259.8552 | 6.4438 | 8.2289 | 33.6683 | 1.3741
2027 | 7214 | MW | 224.1949 | 286.3028 | 366.812 | 113.2904 | -877.2187 | -765.7483 | -862.9254 | -1882.7151 | -402.3466 | -263.5674 | 6.4438 | 8.2289 | 33.6683 | 1.3741
2027 | 7215 | MW | 280.2437 | 357.8785 | 447.0521 | 141.613 | -877.2187 | -776.5335 | -875.0793 | -1882.7151 | -407.5049 | -267.2796 | 6.4438 | 8.2289 | 33.6683 | 1.3741
2027 | 7216 | MW | 196.1706 | 250.5149 | 309.4976 | 99.1291 | -852.8515 | -776.5335 | -875.0793 | -1830.4175 | -407.5049 | -267.2796 | 4.2959 | 5.486 | 0 | 0
2027 | 7217 | MW | 245.2132 | 313.1436 | 401.2006 | 123.9114 | -816.3007 | -765.7483 | -862.9254 | -1751.971 | -402.3466 | -263.5674 | -6.4438 | -8.2289 | -16.8341 | -5.4965
2027 | 7218 | MW | 287.2497 | 366.8254 | 458.515 | 141.613 | -767.5664 | -744.1779 | -838.6176 | -1647.3757 | -376.5551 | -256.1429 | -8.5918 | -10.9719 | -33.6683 | -5.4965
2027 | 7219 | MW | 308.268 | 393.6663 | 492.9036 | 155.7743 | -694.4648 | -668.6816 | -753.5405 | -1490.4828 | -335.2888 | -230.1574 | -8.5918 | -10.9719 | -33.6683 | -5.4965
2027 | 7220 | MW | 315.2741 | 402.6133 | 504.3665 | 159.3146 | -645.7304 | -625.5408 | -704.925 | -1385.8875 | -304.3391 | -215.3086 | -8.5918 | -10.9719 | -33.6683 | -6.8707
2027 | 7221 | MW | 679.5909 | 867.8553 | 1100.436 | 346.9519 | -596.9961 | -582.4001 | -656.3094 | -1281.2922 | -283.7059 | -200.4597 | -10.7397 | -13.7149 | -33.6683 | -6.8707
2027 | 7222 | MW | 679.5909 | 867.8553 | 1100.436 | 343.4115 | -536.0781 | -528.4742 | -595.54 | -1150.5481 | -247.5979 | -181.8986 | 6.4438 | 8.2289 | 16.8341 | 0
2027 | 7223 | MW | 637.5543 | 814.1735 | 1043.1217 | 322.1696 | -450.7929 | -452.9778 | -510.4629 | -967.5064 | -211.4899 | -155.9131 | 10.7397 | 13.7149 | 0 | 2.7483
2027 | 7224 | MW | 560.4873 | 715.7569 | 917.03 | 279.6857 | -389.875 | -388.2667 | -437.5396 | -836.7623 | -175.3818 | -133.6398 | 8.5918 | 10.9719 | 0 | 1.3741
2027 | 7225 | MW | 483.4203 | 617.3403 | 779.4755 | 244.2824 | -341.1406 | -345.126 | -388.9241 | -732.167 | -154.7487 | -118.7909 | 6.4438 | 8.2289 | 0 | 4.1224
2027 | 7226 | MW | 413.3594 | 527.8707 | 664.8468 | 212.4195 | -316.7734 | -323.5556 | -364.6164 | -679.8693 | -144.4321 | -111.3665 | 6.4438 | 8.2289 | 0 | 4.1224
2027 | 7227 | MW | 357.3107 | 456.295 | 584.6066 | 180.5566 | -304.5898 | -312.7704 | -352.4625 | -653.7205 | -139.2738 | -107.6543 | 6.4438 | 8.2289 | 0 | 2.7483
2027 | 7228 | MW | 287.2497 | 366.8254 | 469.9779 | 145.1533 | -316.7734 | -323.5556 | -364.6164 | -679.8693 | -144.4321 | -111.3665 | 4.2959 | 5.486 | 0 | 2.7483
2027 | 7229 | MW | 238.2071 | 304.1967 | 389.7378 | 116.8307 | -328.957 | -334.3408 | -376.7702 | -706.0182 | -149.5904 | -115.0787 | 4.2959 | 5.486 | 0 | 2.7483
2027 | 7230 | MW | 196.1706 | 250.5149 | 320.9605 | 95.5888 | -389.875 | -377.4815 | -425.3857 | -836.7623 | -180.5401 | -129.9276 | 4.2959 | 5.486 | 0 | 2.7483
2027 | 7231 | MW | 154.134 | 196.8331 | 252.1833 | 81.4275 | -475.1601 | -431.4075 | -486.1551 | -1019.804 | -221.8064 | -148.4887 | 4.2959 | 5.486 | 0 | 1.3741
2027 | 7232 | MW | 133.1157 | 169.9923 | 229.2575 | 70.8065 | -572.6289 | -528.4742 | -595.54 | -1228.9946 | -268.2311 | -181.8986 | 6.4438 | 8.2289 | 0 | 1.3741
2027 | 7233 | MW | 126.1096 | 161.0453 | 217.7946 | 63.7259 | -670.0976 | -603.9705 | -680.6172 | -1438.1852 | -309.4974 | -207.8841 | 6.4438 | 8.2289 | 33.6683 | 1.3741
2027 | 7234 | MW | 126.1096 | 161.0453 | 206.3318 | 67.2662 | -755.3828 | -668.6816 | -753.5405 | -1621.2269 | -345.6054 | -230.1574 | 6.4438 | 8.2289 | 33.6683 | 1.3741
2027 | 7235 | MW | 133.1157 | 169.9923 | 217.7946 | 70.8065 | -828.4843 | -722.6075 | -814.3099 | -1778.1198 | -376.5551 | -248.7185 | 6.4438 | 8.2289 | 33.6683 | 1.3741
2027 | 7236 | MW | 168.1462 | 214.7271 | 275.109 | 92.0485 | -877.2187 | -744.1779 | -838.6176 | -1882.7151 | -397.1883 | -256.1429 | 6.4438 | 8.2289 | 33.6683 | 1.3741
2027 | 7237 | MW | 189.1645 | 241.568 | 309.4976 | 99.1291 | -913.7695 | -765.7483 | -862.9254 | -1961.1616 | -412.6632 | -263.5674 | 6.4438 | 8.2289 | 33.6683 | 1.3741
2027 | 7238 | MW | 224.1949 | 286.3028 | 355.3491 | 113.2904 | -950.3202 | -787.3186 | -887.2331 | -2039.608 | -422.9797 | -270.9918 | 6.4438 | 8.2289 | 33.6683 | 1.3741
2027 | 7239 | MW | 273.2376 | 348.9315 | 447.0521 | 141.613 | -962.5038 | -787.3186 | -887.2331 | -2065.7569 | -428.138 | -270.9918 | 6.4438 | 8.2289 | 33.6683 | 1.3741
2027 | 7240 | MW | 196.1706 | 250.5149 | 309.4976 | 99.1291 | -938.1367 | -787.3186 | -887.2331 | -2013.4592 | -428.138 | -270.9918 | 4.2959 | 5.486 | 0 | 0
2027 | 7241 | MW | 245.2132 | 313.1436 | 401.2006 | 123.9114 | -889.4023 | -765.7483 | -862.9254 | -1908.8639 | -417.8214 | -263.5674 | -6.4438 | -8.2289 | -16.8341 | -5.4965
2027 | 7242 | MW | 280.2437 | 357.8785 | 458.515 | 141.613 | -816.3007 | -744.1779 | -838.6176 | -1751.971 | -381.7134 | -256.1429 | -6.4438 | -8.2289 | -33.6683 | -5.4965
2027 | 7243 | MW | 308.268 | 393.6663 | 492.9036 | 155.7743 | -718.832 | -668.6816 | -753.5405 | -1542.7804 | -340.4471 | -230.1574 | -6.4438 | -8.2289 | -33.6683 | -5.4965
2027 | 7244 | MW | 315.2741 | 402.6133 | 504.3665 | 159.3146 | -657.914 | -625.5408 | -704.925 | -1412.0363 | -309.4974 | -215.3086 | -8.5918 | -10.9719 | -33.6683 | -6.8707
2027 | 7245 | MW | 672.5848 | 858.9083 | 1100.436 | 339.8712 | -609.1796 | -582.4001 | -656.3094 | -1307.441 | -283.7059 | -200.4597 | -8.5918 | -10.9719 | -33.6683 | -6.8707
2027 | 7246 | MW | 672.5848 | 858.9083 | 1100.436 | 339.8712 | -548.2617 | -528.4742 | -595.54 | -1176.6969 | -252.7562 | -181.8986 | 6.4438 | 8.2289 | 16.8341 | 0
2027 | 7247 | MW | 637.5543 | 814.1735 | 1043.1217 | 318.6293 | -462.9765 | -452.9778 | -510.4629 | -993.6552 | -211.4899 | -155.9131 | 10.7397 | 13.7149 | 16.8341 | 2.7483
2027 | 7248 | MW | 560.4873 | 715.7569 | 917.03 | 276.1454 | -389.875 | -388.2667 | -437.5396 | -836.7623 | -180.5401 | -133.6398 | 8.5918 | 10.9719 | 16.8341 | 1.3741
2027 | 7249 | MW | 476.4142 | 608.3934 | 779.4755 | 237.2018 | -316.7734 | -334.3408 | -376.7702 | -679.8693 | -149.5904 | -115.0787 | 8.5918 | 10.9719 | 16.8341 | 4.1224
2027 | 7250 | MW | 413.3594 | 527.8707 | 676.3097 | 205.3389 | -304.5898 | -312.7704 | -352.4625 | -653.7205 | -139.2738 | -107.6543 | 6.4438 | 8.2289 | 16.8341 | 4.1224
2027 | 7251 | MW | 357.3107 | 456.295 | 584.6066 | 173.4759 | -292.4062 | -301.9852 | -340.3086 | -627.5717 | -134.1155 | -103.9421 | 6.4438 | 8.2289 | 0 | 4.1224
2027 | 7252 | MW | 287.2497 | 366.8254 | 469.9779 | 141.613 | -292.4062 | -301.9852 | -340.3086 | -627.5717 | -134.1155 | -103.9421 | 6.4438 | 8.2289 | 0 | 4.1224
2027 | 7253 | MW | 245.2132 | 313.1436 | 401.2006 | 120.3711 | -304.5898 | -312.7704 | -352.4625 | -653.7205 | -139.2738 | -107.6543 | 6.4438 | 8.2289 | 0 | 4.1224
2027 | 7254 | MW | 217.1888 | 277.3558 | 355.3491 | 102.6694 | -341.1406 | -345.126 | -388.9241 | -732.167 | -159.907 | -118.7909 | 6.4438 | 8.2289 | 0 | 4.1224
2027 | 7255 | MW | 189.1645 | 241.568 | 309.4976 | 88.5081 | -377.6914 | -355.9112 | -401.078 | -810.6135 | -185.6984 | -122.5031 | 6.4438 | 8.2289 | 16.8341 | 1.3741
2027 | 7256 | MW | 175.1523 | 223.674 | 298.0348 | 84.9678 | -450.7929 | -409.8371 | -461.8474 | -967.5064 | -216.6482 | -141.0642 | 6.4438 | 8.2289 | 16.8341 | 1.3741
2027 | 7257 | MW | 168.1462 | 214.7271 | 275.109 | 81.4275 | -511.7109 | -463.763 | -522.6168 | -1098.2505 | -247.5979 | -159.6253 | 8.5918 | 10.9719 | 33.6683 | 1.3741
2027 | 7258 | MW | 189.1645 | 241.568 | 309.4976 | 95.5888 | -572.6289 | -496.1186 | -559.0784 | -1228.9946 | -268.2311 | -170.762 | 8.5918 | 10.9719 | 33.6683 | 1.3741
2027 | 7259 | MW | 224.1949 | 286.3028 | 378.2749 | 113.2904 | -621.3632 | -517.689 | -583.3862 | -1333.5899 | -288.8642 | -178.1864 | 8.5918 | 10.9719 | 33.6683 | 2.7483
2027 | 7260 | MW | 280.2437 | 357.8785 | 458.515 | 145.1533 | -657.914 | -539.2593 | -607.6939 | -1412.0363 | -299.1808 | -185.6108 | 8.5918 | 10.9719 | 33.6683 | 2.7483
2027 | 7261 | MW | 315.2741 | 402.6133 | 515.8294 | 159.3146 | -670.0976 | -550.0445 | -619.8478 | -1438.1852 | -309.4974 | -189.323 | 8.5918 | 10.9719 | 33.6683 | 2.7483
2027 | 7262 | MW | 357.3107 | 456.295 | 584.6066 | 177.0163 | -694.4648 | -560.8297 | -632.0017 | -1490.4828 | -309.4974 | -193.0353 | 8.5918 | 10.9719 | 50.5024 | 2.7483
2027 | 7263 | MW | 196.1706 | 250.5149 | 320.9605 | 99.1291 | -706.6484 | -571.6149 | -644.1556 | -1516.6316 | -314.6557 | -196.7475 | 8.5918 | 10.9719 | 50.5024 | 2.7483
2027 | 7264 | MW | 217.1888 | 277.3558 | 343.8863 | 109.7501 | -706.6484 | -582.4001 | -656.3094 | -1516.6316 | -319.8139 | -200.4597 | 4.2959 | 5.486 | 16.8341 | 1.3741
2027 | 7265 | MW | 238.2071 | 304.1967 | 389.7378 | 123.9114 | -670.0976 | -582.4001 | -656.3094 | -1438.1852 | -314.6557 | -200.4597 | -4.2959 | -5.486 | -33.6683 | -5.4965
2027 | 7266 | MW | 259.2254 | 331.0376 | 424.1264 | 130.992 | -633.5468 | -582.4001 | -656.3094 | -1359.7387 | -299.1808 | -200.4597 | -6.4438 | -8.2289 | -33.6683 | -5.4965
2027 | 7267 | MW | 266.2315 | 339.9845 | 435.5893 | 134.5324 | -584.8125 | -560.8297 | -632.0017 | -1255.1434 | -283.7059 | -193.0353 | -6.4438 | -8.2289 | -33.6683 | -5.4965
2027 | 7268 | MW | 595.5178 | 760.4917 | 974.3444 | 304.468 | -572.6289 | -550.0445 | -619.8478 | -1228.9946 | -273.3893 | -189.323 | -6.4438 | -8.2289 | -16.8341 | -6.8707
2027 | 7269 | MW | 602.5239 | 769.4387 | 974.3444 | 300.9276 | -548.2617 | -528.4742 | -595.54 | -1176.6969 | -257.9145 | -181.8986 | -6.4438 | -8.2289 | -16.8341 | -6.8707
2027 | 7270 | MW | 588.5117 | 751.5448 | 962.8815 | 290.3067 | -487.3437 | -485.3334 | -546.9245 | -1045.9528 | -232.123 | -167.0497 | 8.5918 | 10.9719 | 0 | 1.3741
2027 | 7271 | MW | 546.4751 | 697.863 | 894.1043 | 272.605 | -426.4258 | -431.4075 | -486.1551 | -915.2087 | -201.1733 | -148.4887 | 10.7397 | 13.7149 | 16.8341 | 2.7483
2027 | 7272 | MW | 483.4203 | 617.3403 | 790.9384 | 240.7421 | -365.5078 | -366.6964 | -413.2319 | -784.4646 | -170.2236 | -126.2154 | 10.7397 | 13.7149 | 16.8341 | 2.7483
2027 | 7273 | MW | 434.3777 | 554.7116 | 710.6983 | 212.4195 | -316.7734 | -323.5556 | -364.6164 | -679.8693 | -149.5904 | -111.3665 | 8.5918 | 10.9719 | 0 | 4.1224
2027 | 7274 | MW | 385.335 | 492.0829 | 630.4582 | 191.1776 | -304.5898 | -301.9852 | -340.3086 | -653.7205 | -139.2738 | -103.9421 | 6.4438 | 8.2289 | 16.8341 | 4.1224
2027 | 7275 | MW | 336.2924 | 429.4541 | 550.218 | 169.9356 | -292.4062 | -291.2 | -328.1547 | -627.5717 | -134.1155 | -100.2298 | 6.4438 | 8.2289 | 0 | 4.1224
2027 | 7276 | MW | 301.2619 | 384.7193 | 481.4408 | 152.234 | -292.4062 | -291.2 | -328.1547 | -627.5717 | -134.1155 | -100.2298 | 4.2959 | 5.486 | 0 | 2.7483
2027 | 7277 | MW | 266.2315 | 339.9845 | 424.1264 | 134.5324 | -292.4062 | -291.2 | -328.1547 | -627.5717 | -139.2738 | -100.2298 | 4.2959 | 5.486 | 0 | 2.7483
2027 | 7278 | MW | 231.201 | 295.2497 | 378.2749 | 120.3711 | -316.7734 | -312.7704 | -352.4625 | -679.8693 | -149.5904 | -107.6543 | 4.2959 | 5.486 | 0 | 2.7483
2027 | 7279 | MW | 203.1767 | 259.4619 | 332.4234 | 106.2098 | -341.1406 | -312.7704 | -352.4625 | -732.167 | -170.2236 | -107.6543 | 4.2959 | 5.486 | 0 | 1.3741
2027 | 7280 | MW | 182.1584 | 232.621 | 286.5719 | 95.5888 | -402.0586 | -366.6964 | -413.2319 | -862.9111 | -196.015 | -126.2154 | 6.4438 | 8.2289 | 0 | 1.3741
2027 | 7281 | MW | 168.1462 | 214.7271 | 275.109 | 88.5081 | -450.7929 | -409.8371 | -461.8474 | -967.5064 | -216.6482 | -141.0642 | 6.4438 | 8.2289 | 33.6683 | 1.3741
2027 | 7282 | MW | 182.1584 | 232.621 | 298.0348 | 92.0485 | -487.3437 | -442.1927 | -498.309 | -1045.9528 | -237.2813 | -152.2009 | 6.4438 | 8.2289 | 50.5024 | 1.3741
2027 | 7283 | MW | 224.1949 | 286.3028 | 355.3491 | 113.2904 | -523.8945 | -463.763 | -522.6168 | -1124.3993 | -252.7562 | -159.6253 | 6.4438 | 8.2289 | 50.5024 | 1.3741
2027 | 7284 | MW | 280.2437 | 357.8785 | 447.0521 | 141.613 | -548.2617 | -485.3334 | -546.9245 | -1176.6969 | -268.2311 | -167.0497 | 6.4438 | 8.2289 | 50.5024 | 1.3741
2027 | 7285 | MW | 308.268 | 393.6663 | 504.3665 | 159.3146 | -572.6289 | -506.9038 | -571.2323 | -1228.9946 | -283.7059 | -174.4742 | 6.4438 | 8.2289 | 50.5024 | 1.3741
2027 | 7286 | MW | 329.2863 | 420.5072 | 538.7551 | 169.9356 | -572.6289 | -517.689 | -583.3862 | -1228.9946 | -294.0225 | -178.1864 | 6.4438 | 8.2289 | 50.5024 | 1.3741
2027 | 7287 | MW | 189.1645 | 241.568 | 309.4976 | 92.0485 | -572.6289 | -528.4742 | -595.54 | -1228.9946 | -304.3391 | -181.8986 | 6.4438 | 8.2289 | 50.5024 | 1.3741
2027 | 7288 | MW | 210.1827 | 268.4088 | 343.8863 | 106.2098 | -548.2617 | -517.689 | -583.3862 | -1176.6969 | -304.3391 | -178.1864 | 4.2959 | 5.486 | 0 | 0
2027 | 7289 | MW | 224.1949 | 286.3028 | 366.812 | 113.2904 | -536.0781 | -506.9038 | -571.2323 | -1150.5481 | -294.0225 | -174.4742 | -6.4438 | -8.2289 | -16.8341 | -4.1224
2027 | 7290 | MW | 238.2071 | 304.1967 | 389.7378 | 120.3711 | -536.0781 | -550.0445 | -619.8478 | -1150.5481 | -288.8642 | -189.323 | -6.4438 | -8.2289 | -16.8341 | -4.1224
2027 | 7291 | MW | 245.2132 | 313.1436 | 401.2006 | 123.9114 | -536.0781 | -539.2593 | -607.6939 | -1150.5481 | -278.5476 | -185.6108 | -6.4438 | -8.2289 | -16.8341 | -5.4965
2027 | 7292 | MW | 602.5239 | 769.4387 | 974.3444 | 304.468 | -536.0781 | -539.2593 | -607.6939 | -1150.5481 | -273.3893 | -185.6108 | -6.4438 | -8.2289 | -16.8341 | -5.4965
2027 | 7293 | MW | 595.5178 | 760.4917 | 974.3444 | 300.9276 | -523.8945 | -528.4742 | -595.54 | -1124.3993 | -257.9145 | -181.8986 | -8.5918 | -10.9719 | -16.8341 | -6.8707
2027 | 7294 | MW | 581.5056 | 742.5978 | 951.4187 | 293.847 | -475.1601 | -485.3334 | -546.9245 | -1019.804 | -232.123 | -167.0497 | 6.4438 | 8.2289 | 0 | 1.3741
2027 | 7295 | MW | 539.469 | 688.916 | 882.6414 | 272.605 | -414.2422 | -420.6223 | -474.0013 | -889.0599 | -201.1733 | -144.7764 | 10.7397 | 13.7149 | 16.8341 | 2.7483
2027 | 7296 | MW | 490.4264 | 626.2873 | 790.9384 | 247.8228 | -353.3242 | -366.6964 | -413.2319 | -758.3158 | -165.0653 | -126.2154 | 8.5918 | 10.9719 | 16.8341 | 2.7483
2027 | 7297 | MW | 434.3777 | 554.7116 | 699.2354 | 219.5002 | -328.957 | -334.3408 | -376.7702 | -706.0182 | -154.7487 | -115.0787 | 6.4438 | 8.2289 | 0 | 2.7483
2027 | 7298 | MW | 371.3228 | 474.189 | 596.0695 | 187.6372 | -304.5898 | -312.7704 | -352.4625 | -653.7205 | -144.4321 | -107.6543 | 6.4438 | 8.2289 | 0 | 1.3741
2027 | 7299 | MW | 322.2802 | 411.5602 | 515.8294 | 162.855 | -292.4062 | -301.9852 | -340.3086 | -627.5717 | -139.2738 | -103.9421 | 6.4438 | 8.2289 | 0 | 1.3741
2027 | 7300 | MW | 273.2376 | 348.9315 | 447.0521 | 138.0727 | -304.5898 | -301.9852 | -340.3086 | -653.7205 | -139.2738 | -103.9421 | 6.4438 | 8.2289 | 0 | 1.3741
2027 | 7301 | MW | 238.2071 | 304.1967 | 389.7378 | 116.8307 | -316.7734 | -323.5556 | -364.6164 | -679.8693 | -144.4321 | -111.3665 | 6.4438 | 8.2289 | 0 | 1.3741
2027 | 7302 | MW | 203.1767 | 259.4619 | 332.4234 | 102.6694 | -377.6914 | -366.6964 | -413.2319 | -810.6135 | -170.2236 | -126.2154 | 6.4438 | 8.2289 | 0 | 2.7483
2027 | 7303 | MW | 175.1523 | 223.674 | 286.5719 | 88.5081 | -450.7929 | -420.6223 | -474.0013 | -967.5064 | -216.6482 | -144.7764 | 8.5918 | 10.9719 | 0 | 2.7483
2027 | 7304 | MW | 168.1462 | 214.7271 | 275.109 | 84.9678 | -560.4453 | -517.689 | -583.3862 | -1202.8458 | -273.3893 | -178.1864 | 8.5918 | 10.9719 | 0 | 2.7483
2027 | 7305 | MW | 147.1279 | 187.8862 | 252.1833 | 77.8872 | -645.7304 | -603.9705 | -680.6172 | -1385.8875 | -319.8139 | -207.8841 | 8.5918 | 10.9719 | 33.6683 | 2.7483
2027 | 7306 | MW | 147.1279 | 187.8862 | 240.7204 | 74.3468 | -718.832 | -679.4668 | -765.6943 | -1542.7804 | -355.922 | -233.8696 | 8.5918 | 10.9719 | 33.6683 | 2.7483
2027 | 7307 | MW | 147.1279 | 187.8862 | 252.1833 | 74.3468 | -767.5664 | -722.6075 | -814.3099 | -1647.3757 | -381.7134 | -248.7185 | 8.5918 | 10.9719 | 33.6683 | 2.7483
2027 | 7308 | MW | 182.1584 | 232.621 | 298.0348 | 92.0485 | -791.9335 | -754.9631 | -850.7715 | -1699.6734 | -397.1883 | -259.8552 | 8.5918 | 10.9719 | 33.6683 | 2.7483
2027 | 7309 | MW | 203.1767 | 259.4619 | 332.4234 | 106.2098 | -816.3007 | -776.5335 | -875.0793 | -1751.971 | -407.5049 | -267.2796 | 8.5918 | 10.9719 | 33.6683 | 2.7483
2027 | 7310 | MW | 238.2071 | 304.1967 | 378.2749 | 123.9114 | -816.3007 | -798.1038 | -899.387 | -1751.971 | -407.5049 | -274.704 | 8.5918 | 10.9719 | 33.6683 | 2.7483
2027 | 7311 | MW | 294.2558 | 375.7724 | 469.9779 | 152.234 | -804.1171 | -798.1038 | -899.387 | -1725.8222 | -407.5049 | -274.704 | 6.4438 | 8.2289 | 33.6683 | 0
2027 | 7312 | MW | 154.134 | 196.8331 | 252.1833 | 81.4275 | -767.5664 | -776.5335 | -875.0793 | -1647.3757 | -397.1883 | -267.2796 | 4.2959 | 5.486 | 0 | 0
2027 | 7313 | MW | 189.1645 | 241.568 | 309.4976 | 99.1291 | -718.832 | -733.3927 | -826.4637 | -1542.7804 | -386.8717 | -252.4307 | -8.5918 | -10.9719 | -16.8341 | -5.4965
2027 | 7314 | MW | 217.1888 | 277.3558 | 355.3491 | 113.2904 | -682.2812 | -711.8223 | -802.156 | -1464.334 | -361.0803 | -245.0063 | -8.5918 | -10.9719 | -33.6683 | -6.8707
2027 | 7315 | MW | 231.201 | 295.2497 | 378.2749 | 120.3711 | -633.5468 | -647.1112 | -729.2327 | -1359.7387 | -319.8139 | -222.733 | -10.7397 | -13.7149 | -33.6683 | -8.2448
2027 | 7316 | MW | 231.201 | 295.2497 | 366.812 | 120.3711 | -609.1796 | -603.9705 | -680.6172 | -1307.441 | -299.1808 | -207.8841 | -10.7397 | -13.7149 | -33.6683 | -8.2448
2027 | 7317 | MW | 693.6031 | 885.7492 | 1123.3618 | 354.0325 | -572.6289 | -571.6149 | -644.1556 | -1228.9946 | -278.5476 | -196.7475 | -10.7397 | -13.7149 | -33.6683 | -8.2448
2027 | 7318 | MW | 693.6031 | 885.7492 | 1123.3618 | 354.0325 | -511.7109 | -517.689 | -583.3862 | -1098.2505 | -247.5979 | -178.1864 | 6.4438 | 8.2289 | 16.8341 | -1.3741
2027 | 7319 | MW | 658.5726 | 841.0144 | 1066.0474 | 336.3309 | -450.7929 | -452.9778 | -510.4629 | -967.5064 | -211.4899 | -155.9131 | 10.7397 | 13.7149 | 16.8341 | 0
2027 | 7320 | MW | 609.53 | 778.3856 | 997.2702 | 308.0083 | -377.6914 | -388.2667 | -437.5396 | -810.6135 | -180.5401 | -133.6398 | 8.5918 | 10.9719 | 0 | 0
2027 | 7321 | MW | 560.4873 | 715.7569 | 905.5672 | 279.6857 | -328.957 | -345.126 | -388.9241 | -706.0182 | -154.7487 | -118.7909 | 6.4438 | 8.2289 | 0 | 1.3741
2027 | 7322 | MW | 483.4203 | 617.3403 | 790.9384 | 244.2824 | -304.5898 | -323.5556 | -364.6164 | -653.7205 | -139.2738 | -111.3665 | 6.4438 | 8.2289 | 0 | 1.3741
2027 | 7323 | MW | 413.3594 | 527.8707 | 664.8468 | 205.3389 | -304.5898 | -312.7704 | -352.4625 | -653.7205 | -134.1155 | -107.6543 | 4.2959 | 5.486 | 0 | 1.3741
2027 | 7324 | MW | 343.2985 | 438.4011 | 561.6809 | 173.4759 | -304.5898 | -312.7704 | -352.4625 | -653.7205 | -139.2738 | -107.6543 | 4.2959 | 5.486 | 0 | 1.3741
2027 | 7325 | MW | 287.2497 | 366.8254 | 469.9779 | 145.1533 | -316.7734 | -323.5556 | -364.6164 | -679.8693 | -144.4321 | -111.3665 | 4.2959 | 5.486 | 0 | 1.3741
2027 | 7326 | MW | 238.2071 | 304.1967 | 389.7378 | 116.8307 | -377.6914 | -366.6964 | -413.2319 | -810.6135 | -170.2236 | -126.2154 | 6.4438 | 8.2289 | 0 | 1.3741
2027 | 7327 | MW | 189.1645 | 241.568 | 309.4976 | 95.5888 | -450.7929 | -420.6223 | -474.0013 | -967.5064 | -216.6482 | -144.7764 | 6.4438 | 8.2289 | 16.8341 | 2.7483
2027 | 7328 | MW | 168.1462 | 214.7271 | 275.109 | 84.9678 | -560.4453 | -517.689 | -583.3862 | -1202.8458 | -273.3893 | -178.1864 | 8.5918 | 10.9719 | 16.8341 | 2.7483
2027 | 7329 | MW | 147.1279 | 187.8862 | 240.7204 | 74.3468 | -645.7304 | -603.9705 | -680.6172 | -1385.8875 | -319.8139 | -207.8841 | 8.5918 | 10.9719 | 50.5024 | 2.7483
2027 | 7330 | MW | 140.1218 | 178.9392 | 229.2575 | 70.8065 | -706.6484 | -668.6816 | -753.5405 | -1516.6316 | -355.922 | -230.1574 | 6.4438 | 8.2289 | 33.6683 | 2.7483
2027 | 7331 | MW | 147.1279 | 187.8862 | 240.7204 | 70.8065 | -767.5664 | -733.3927 | -826.4637 | -1647.3757 | -376.5551 | -252.4307 | 6.4438 | 8.2289 | 33.6683 | 2.7483
2027 | 7332 | MW | 175.1523 | 223.674 | 286.5719 | 88.5081 | -791.9335 | -765.7483 | -862.9254 | -1699.6734 | -392.03 | -263.5674 | 6.4438 | 8.2289 | 33.6683 | 2.7483
2027 | 7333 | MW | 196.1706 | 250.5149 | 320.9605 | 99.1291 | -816.3007 | -798.1038 | -899.387 | -1751.971 | -407.5049 | -274.704 | 6.4438 | 8.2289 | 33.6683 | 2.7483
2027 | 7334 | MW | 224.1949 | 286.3028 | 366.812 | 113.2904 | -816.3007 | -808.889 | -911.5409 | -1751.971 | -407.5049 | -278.4162 | 6.4438 | 8.2289 | 33.6683 | 2.7483
2027 | 7335 | MW | 273.2376 | 348.9315 | 447.0521 | 145.1533 | -804.1171 | -808.889 | -911.5409 | -1725.8222 | -407.5049 | -278.4162 | 6.4438 | 8.2289 | 33.6683 | 0
2027 | 7336 | MW | 154.134 | 196.8331 | 252.1833 | 77.8872 | -779.7499 | -787.3186 | -887.2331 | -1673.5245 | -397.1883 | -270.9918 | 4.2959 | 5.486 | 0 | 0
2027 | 7337 | MW | 189.1645 | 241.568 | 309.4976 | 95.5888 | -731.0156 | -744.1779 | -838.6176 | -1568.9293 | -381.7134 | -256.1429 | -6.4438 | -8.2289 | -16.8341 | -5.4965
2027 | 7338 | MW | 217.1888 | 277.3558 | 366.812 | 109.7501 | -694.4648 | -733.3927 | -826.4637 | -1490.4828 | -355.922 | -252.4307 | -8.5918 | -10.9719 | -33.6683 | -6.8707
2027 | 7339 | MW | 238.2071 | 304.1967 | 378.2749 | 120.3711 | -645.7304 | -657.8964 | -741.3866 | -1385.8875 | -319.8139 | -226.4452 | -10.7397 | -13.7149 | -33.6683 | -8.2448
2027 | 7340 | MW | 231.201 | 295.2497 | 378.2749 | 120.3711 | -609.1796 | -614.7556 | -692.7711 | -1307.441 | -294.0225 | -211.5963 | -10.7397 | -13.7149 | -33.6683 | -6.8707
2027 | 7341 | MW | 679.5909 | 867.8553 | 1100.436 | 339.8712 | -572.6289 | -582.4001 | -656.3094 | -1228.9946 | -273.3893 | -200.4597 | -10.7397 | -13.7149 | -33.6683 | -6.8707
2027 | 7342 | MW | 679.5909 | 867.8553 | 1111.8989 | 339.8712 | -511.7109 | -517.689 | -583.3862 | -1098.2505 | -242.4396 | -178.1864 | 6.4438 | 8.2289 | 16.8341 | -1.3741
2027 | 7343 | MW | 644.5604 | 823.1204 | 1054.5845 | 322.1696 | -438.6093 | -452.9778 | -510.4629 | -941.3576 | -206.3316 | -155.9131 | 8.5918 | 10.9719 | 16.8341 | 0
2027 | 7344 | MW | 595.5178 | 760.4917 | 962.8815 | 293.847 | -377.6914 | -388.2667 | -437.5396 | -810.6135 | -175.3818 | -133.6398 | 6.4438 | 8.2289 | 0 | 0
2027 | 7345 | MW | 532.4629 | 679.9691 | 871.1785 | 261.9841 | -328.957 | -345.126 | -388.9241 | -706.0182 | -149.5904 | -118.7909 | 6.4438 | 8.2289 | 0 | 2.7483
2027 | 7346 | MW | 462.402 | 590.4994 | 756.5498 | 226.5808 | -304.5898 | -323.5556 | -364.6164 | -653.7205 | -139.2738 | -111.3665 | 6.4438 | 8.2289 | 0 | 1.3741
2027 | 7347 | MW | 385.335 | 492.0829 | 630.4582 | 191.1776 | -292.4062 | -312.7704 | -352.4625 | -627.5717 | -134.1155 | -107.6543 | 6.4438 | 8.2289 | 0 | 1.3741
2027 | 7348 | MW | 315.2741 | 402.6133 | 515.8294 | 159.3146 | -304.5898 | -312.7704 | -352.4625 | -653.7205 | -134.1155 | -107.6543 | 6.4438 | 8.2289 | 0 | 1.3741
2027 | 7349 | MW | 266.2315 | 339.9845 | 435.5893 | 130.992 | -316.7734 | -323.5556 | -364.6164 | -679.8693 | -144.4321 | -111.3665 | 6.4438 | 8.2289 | 0 | 1.3741
2027 | 7350 | MW | 217.1888 | 277.3558 | 355.3491 | 106.2098 | -377.6914 | -377.4815 | -425.3857 | -810.6135 | -170.2236 | -129.9276 | 6.4438 | 8.2289 | 0 | 2.7483
2027 | 7351 | MW | 175.1523 | 223.674 | 298.0348 | 84.9678 | -450.7929 | -420.6223 | -474.0013 | -967.5064 | -211.4899 | -144.7764 | 6.4438 | 8.2289 | 0 | 2.7483
2027 | 7352 | MW | 161.1401 | 205.7801 | 263.6461 | 81.4275 | -560.4453 | -528.4742 | -595.54 | -1202.8458 | -257.9145 | -181.8986 | 8.5918 | 10.9719 | 0 | 2.7483
2027 | 7353 | MW | 140.1218 | 178.9392 | 229.2575 | 70.8065 | -645.7304 | -614.7556 | -692.7711 | -1385.8875 | -309.4974 | -211.5963 | 8.5918 | 10.9719 | 33.6683 | 2.7483
2027 | 7354 | MW | 133.1157 | 169.9923 | 217.7946 | 67.2662 | -731.0156 | -679.4668 | -765.6943 | -1568.9293 | -345.6054 | -233.8696 | 10.7397 | 13.7149 | 33.6683 | 2.7483
2027 | 7355 | MW | 140.1218 | 178.9392 | 229.2575 | 70.8065 | -791.9335 | -754.9631 | -850.7715 | -1699.6734 | -376.5551 | -259.8552 | 10.7397 | 13.7149 | 33.6683 | 2.7483
2027 | 7356 | MW | 168.1462 | 214.7271 | 275.109 | 84.9678 | -828.4843 | -798.1038 | -899.387 | -1778.1198 | -392.03 | -274.704 | 10.7397 | 13.7149 | 33.6683 | 2.7483
2027 | 7357 | MW | 196.1706 | 250.5149 | 320.9605 | 99.1291 | -852.8515 | -841.2446 | -948.0025 | -1830.4175 | -402.3466 | -289.5529 | 10.7397 | 13.7149 | 33.6683 | 2.7483
2027 | 7358 | MW | 224.1949 | 286.3028 | 366.812 | 116.8307 | -865.0351 | -862.8149 | -972.3103 | -1856.5663 | -402.3466 | -296.9773 | 10.7397 | 13.7149 | 33.6683 | 2.7483
2027 | 7359 | MW | 280.2437 | 357.8785 | 447.0521 | 145.1533 | -852.8515 | -862.8149 | -972.3103 | -1830.4175 | -402.3466 | -296.9773 | 10.7397 | 13.7149 | 33.6683 | 0
2027 | 7360 | MW | 154.134 | 196.8331 | 252.1833 | 77.8872 | -816.3007 | -841.2446 | -948.0025 | -1751.971 | -397.1883 | -289.5529 | 6.4438 | 8.2289 | 0 | 0
2027 | 7361 | MW | 196.1706 | 250.5149 | 320.9605 | 95.5888 | -767.5664 | -787.3186 | -887.2331 | -1647.3757 | -381.7134 | -270.9918 | -8.5918 | -10.9719 | -16.8341 | -5.4965
2027 | 7362 | MW | 224.1949 | 286.3028 | 366.812 | 113.2904 | -731.0156 | -765.7483 | -862.9254 | -1568.9293 | -361.0803 | -263.5674 | -10.7397 | -13.7149 | -33.6683 | -6.8707
2027 | 7363 | MW | 238.2071 | 304.1967 | 389.7378 | 123.9114 | -682.2812 | -679.4668 | -765.6943 | -1464.334 | -330.1305 | -233.8696 | -10.7397 | -13.7149 | -33.6683 | -8.2448
2027 | 7364 | MW | 238.2071 | 304.1967 | 389.7378 | 120.3711 | -633.5468 | -625.5408 | -704.925 | -1359.7387 | -304.3391 | -215.3086 | -10.7397 | -13.7149 | -33.6683 | -6.8707
2027 | 7365 | MW | 679.5909 | 867.8553 | 1100.436 | 343.4115 | -584.8125 | -582.4001 | -656.3094 | -1255.1434 | -278.5476 | -200.4597 | -10.7397 | -13.7149 | -33.6683 | -6.8707
2027 | 7366 | MW | 679.5909 | 867.8553 | 1100.436 | 343.4115 | -523.8945 | -528.4742 | -595.54 | -1124.3993 | -247.5979 | -181.8986 | 6.4438 | 8.2289 | 16.8341 | -1.3741
2027 | 7367 | MW | 637.5543 | 814.1735 | 1043.1217 | 325.7099 | -450.7929 | -452.9778 | -510.4629 | -967.5064 | -211.4899 | -155.9131 | 10.7397 | 13.7149 | 16.8341 | 0
2027 | 7368 | MW | 588.5117 | 751.5448 | 951.4187 | 297.3873 | -377.6914 | -388.2667 | -437.5396 | -810.6135 | -175.3818 | -133.6398 | 8.5918 | 10.9719 | 0 | 0
2027 | 7369 | MW | 525.4569 | 671.0221 | 859.7157 | 265.5244 | -328.957 | -345.126 | -388.9241 | -706.0182 | -149.5904 | -118.7909 | 8.5918 | 10.9719 | 0 | 2.7483
2027 | 7370 | MW | 455.3959 | 581.5525 | 745.0869 | 226.5808 | -304.5898 | -323.5556 | -364.6164 | -653.7205 | -139.2738 | -111.3665 | 6.4438 | 8.2289 | 0 | 2.7483
2027 | 7371 | MW | 378.3289 | 483.1359 | 618.9953 | 191.1776 | -292.4062 | -312.7704 | -352.4625 | -627.5717 | -134.1155 | -107.6543 | 6.4438 | 8.2289 | 0 | 2.7483
2027 | 7372 | MW | 315.2741 | 402.6133 | 504.3665 | 155.7743 | -304.5898 | -312.7704 | -352.4625 | -653.7205 | -134.1155 | -107.6543 | 6.4438 | 8.2289 | 0 | 2.7483
2027 | 7373 | MW | 259.2254 | 331.0376 | 424.1264 | 127.4517 | -316.7734 | -323.5556 | -364.6164 | -679.8693 | -144.4321 | -111.3665 | 6.4438 | 8.2289 | 0 | 2.7483
2027 | 7374 | MW | 210.1827 | 268.4088 | 343.8863 | 102.6694 | -377.6914 | -366.6964 | -413.2319 | -810.6135 | -170.2236 | -126.2154 | 6.4438 | 8.2289 | 0 | 2.7483
2027 | 7375 | MW | 168.1462 | 214.7271 | 275.109 | 84.9678 | -450.7929 | -409.8371 | -461.8474 | -967.5064 | -211.4899 | -141.0642 | 8.5918 | 10.9719 | 0 | 4.1224
2027 | 7376 | MW | 154.134 | 196.8331 | 252.1833 | 81.4275 | -560.4453 | -517.689 | -583.3862 | -1202.8458 | -263.0728 | -178.1864 | 8.5918 | 10.9719 | 16.8341 | 4.1224
2027 | 7377 | MW | 140.1218 | 178.9392 | 217.7946 | 74.3468 | -657.914 | -614.7556 | -692.7711 | -1412.0363 | -304.3391 | -211.5963 | 8.5918 | 10.9719 | 33.6683 | 2.7483
2027 | 7378 | MW | 133.1157 | 169.9923 | 217.7946 | 67.2662 | -743.1992 | -690.252 | -777.8482 | -1595.0781 | -340.4471 | -237.5819 | 8.5918 | 10.9719 | 33.6683 | 2.7483
2027 | 7379 | MW | 140.1218 | 178.9392 | 229.2575 | 70.8065 | -804.1171 | -754.9631 | -850.7715 | -1725.8222 | -371.3968 | -259.8552 | 8.5918 | 10.9719 | 33.6683 | 2.7483
2027 | 7380 | MW | 168.1462 | 214.7271 | 275.109 | 84.9678 | -840.6679 | -798.1038 | -899.387 | -1804.2686 | -392.03 | -274.704 | 8.5918 | 10.9719 | 33.6683 | 2.7483
2027 | 7381 | MW | 189.1645 | 241.568 | 309.4976 | 99.1291 | -865.0351 | -841.2446 | -948.0025 | -1856.5663 | -407.5049 | -289.5529 | 8.5918 | 10.9719 | 33.6683 | 2.7483
2027 | 7382 | MW | 224.1949 | 286.3028 | 366.812 | 113.2904 | -865.0351 | -862.8149 | -972.3103 | -1856.5663 | -412.6632 | -296.9773 | 8.5918 | 10.9719 | 33.6683 | 2.7483
2027 | 7383 | MW | 280.2437 | 357.8785 | 447.0521 | 141.613 | -852.8515 | -862.8149 | -972.3103 | -1830.4175 | -412.6632 | -296.9773 | 8.5918 | 10.9719 | 33.6683 | 0
2027 | 7384 | MW | 161.1401 | 205.7801 | 263.6461 | 77.8872 | -816.3007 | -841.2446 | -948.0025 | -1751.971 | -402.3466 | -289.5529 | 4.2959 | 5.486 | 0 | 0
2027 | 7385 | MW | 196.1706 | 250.5149 | 320.9605 | 99.1291 | -767.5664 | -787.3186 | -887.2331 | -1647.3757 | -386.8717 | -270.9918 | -6.4438 | -8.2289 | -16.8341 | -5.4965
2027 | 7386 | MW | 224.1949 | 286.3028 | 366.812 | 113.2904 | -731.0156 | -765.7483 | -862.9254 | -1568.9293 | -366.2386 | -263.5674 | -8.5918 | -10.9719 | -33.6683 | -6.8707
2027 | 7387 | MW | 245.2132 | 313.1436 | 389.7378 | 123.9114 | -670.0976 | -690.252 | -777.8482 | -1438.1852 | -330.1305 | -237.5819 | -10.7397 | -13.7149 | -33.6683 | -6.8707
2027 | 7388 | MW | 245.2132 | 313.1436 | 389.7378 | 123.9114 | -633.5468 | -647.1112 | -729.2327 | -1359.7387 | -304.3391 | -222.733 | -10.7397 | -13.7149 | -33.6683 | -6.8707
2027 | 7389 | MW | 679.5909 | 867.8553 | 1100.436 | 339.8712 | -584.8125 | -603.9705 | -680.6172 | -1255.1434 | -278.5476 | -207.8841 | -10.7397 | -13.7149 | -33.6683 | -6.8707
2027 | 7390 | MW | 672.5848 | 858.9083 | 1100.436 | 339.8712 | -523.8945 | -539.2593 | -607.6939 | -1124.3993 | -247.5979 | -185.6108 | 8.5918 | 10.9719 | 16.8341 | 0
2027 | 7391 | MW | 637.5543 | 814.1735 | 1031.6588 | 322.1696 | -450.7929 | -463.763 | -522.6168 | -967.5064 | -211.4899 | -159.6253 | 10.7397 | 13.7149 | 16.8341 | 1.3741
2027 | 7392 | MW | 581.5056 | 742.5978 | 951.4187 | 293.847 | -389.875 | -399.0519 | -449.6935 | -836.7623 | -175.3818 | -137.352 | 8.5918 | 10.9719 | 16.8341 | 1.3741
2027 | 7393 | MW | 525.4569 | 671.0221 | 859.7157 | 261.9841 | -328.957 | -345.126 | -388.9241 | -706.0182 | -149.5904 | -118.7909 | 8.5918 | 10.9719 | 0 | 2.7483
2027 | 7394 | MW | 448.3899 | 572.6055 | 733.624 | 223.0405 | -304.5898 | -323.5556 | -364.6164 | -653.7205 | -139.2738 | -111.3665 | 6.4438 | 8.2289 | 0 | 2.7483
2027 | 7395 | MW | 371.3228 | 474.189 | 607.5324 | 187.6372 | -304.5898 | -312.7704 | -352.4625 | -653.7205 | -139.2738 | -107.6543 | 6.4438 | 8.2289 | 0 | 2.7483
2027 | 7396 | MW | 308.268 | 393.6663 | 504.3665 | 152.234 | -304.5898 | -312.7704 | -352.4625 | -653.7205 | -139.2738 | -107.6543 | 6.4438 | 8.2289 | 0 | 2.7483
2027 | 7397 | MW | 252.2193 | 322.0906 | 412.6635 | 123.9114 | -316.7734 | -323.5556 | -364.6164 | -679.8693 | -144.4321 | -111.3665 | 6.4438 | 8.2289 | 0 | 2.7483
2027 | 7398 | MW | 203.1767 | 259.4619 | 332.4234 | 102.6694 | -377.6914 | -366.6964 | -413.2319 | -810.6135 | -170.2236 | -126.2154 | 6.4438 | 8.2289 | 0 | 2.7483
2027 | 7399 | MW | 168.1462 | 214.7271 | 275.109 | 81.4275 | -450.7929 | -409.8371 | -461.8474 | -967.5064 | -206.3316 | -141.0642 | 8.5918 | 10.9719 | 0 | 2.7483
2027 | 7400 | MW | 154.134 | 196.8331 | 252.1833 | 77.8872 | -548.2617 | -506.9038 | -571.2323 | -1176.6969 | -252.7562 | -174.4742 | 8.5918 | 10.9719 | 0 | 4.1224
2027 | 7401 | MW | 133.1157 | 169.9923 | 217.7946 | 70.8065 | -645.7304 | -593.1853 | -668.4633 | -1385.8875 | -288.8642 | -204.1719 | 10.7397 | 13.7149 | 33.6683 | 4.1224
2027 | 7402 | MW | 126.1096 | 161.0453 | 217.7946 | 63.7259 | -731.0156 | -647.1112 | -729.2327 | -1568.9293 | -324.9722 | -222.733 | 10.7397 | 13.7149 | 33.6683 | 4.1224
2027 | 7403 | MW | 133.1157 | 169.9923 | 229.2575 | 70.8065 | -791.9335 | -690.252 | -777.8482 | -1699.6734 | -350.7637 | -237.5819 | 10.7397 | 13.7149 | 33.6683 | 4.1224
2027 | 7404 | MW | 168.1462 | 214.7271 | 275.109 | 81.4275 | -840.6679 | -711.8223 | -802.156 | -1804.2686 | -371.3968 | -245.0063 | 10.7397 | 13.7149 | 33.6683 | 4.1224
2027 | 7405 | MW | 189.1645 | 241.568 | 309.4976 | 95.5888 | -877.2187 | -722.6075 | -814.3099 | -1882.7151 | -386.8717 | -248.7185 | 10.7397 | 13.7149 | 33.6683 | 4.1224
2027 | 7406 | MW | 224.1949 | 286.3028 | 366.812 | 109.7501 | -889.4023 | -733.3927 | -826.4637 | -1908.8639 | -392.03 | -252.4307 | 8.5918 | 10.9719 | 33.6683 | 4.1224
2027 | 7407 | MW | 273.2376 | 348.9315 | 447.0521 | 141.613 | -865.0351 | -722.6075 | -814.3099 | -1856.5663 | -397.1883 | -248.7185 | 8.5918 | 10.9719 | 33.6683 | 1.3741
2027 | 7408 | MW | 154.134 | 196.8331 | 252.1833 | 81.4275 | -828.4843 | -701.0371 | -790.0021 | -1778.1198 | -386.8717 | -241.2941 | 6.4438 | 8.2289 | 0 | 1.3741
2027 | 7409 | MW | 196.1706 | 250.5149 | 320.9605 | 99.1291 | -779.7499 | -679.4668 | -765.6943 | -1673.5245 | -366.2386 | -233.8696 | -6.4438 | -8.2289 | -16.8341 | -5.4965
2027 | 7410 | MW | 231.201 | 295.2497 | 366.812 | 113.2904 | -743.1992 | -690.252 | -777.8482 | -1595.0781 | -345.6054 | -237.5819 | -8.5918 | -10.9719 | -33.6683 | -6.8707
2027 | 7411 | MW | 245.2132 | 313.1436 | 401.2006 | 123.9114 | -682.2812 | -636.326 | -717.0788 | -1464.334 | -314.6557 | -219.0208 | -10.7397 | -13.7149 | -33.6683 | -6.8707
2027 | 7412 | MW | 245.2132 | 313.1436 | 389.7378 | 123.9114 | -633.5468 | -603.9705 | -680.6172 | -1359.7387 | -294.0225 | -207.8841 | -10.7397 | -13.7149 | -33.6683 | -6.8707
2027 | 7413 | MW | 672.5848 | 858.9083 | 1100.436 | 339.8712 | -584.8125 | -560.8297 | -632.0017 | -1255.1434 | -273.3893 | -193.0353 | -10.7397 | -13.7149 | -33.6683 | -6.8707
2027 | 7414 | MW | 672.5848 | 858.9083 | 1100.436 | 339.8712 | -523.8945 | -517.689 | -583.3862 | -1124.3993 | -242.4396 | -178.1864 | 8.5918 | 10.9719 | 16.8341 | 0
2027 | 7415 | MW | 637.5543 | 814.1735 | 1043.1217 | 318.6293 | -450.7929 | -452.9778 | -510.4629 | -967.5064 | -206.3316 | -155.9131 | 10.7397 | 13.7149 | 0 | 1.3741
2027 | 7416 | MW | 588.5117 | 751.5448 | 951.4187 | 293.847 | -389.875 | -388.2667 | -437.5396 | -836.7623 | -175.3818 | -133.6398 | 8.5918 | 10.9719 | 0 | 1.3741
2027 | 7417 | MW | 525.4569 | 671.0221 | 859.7157 | 261.9841 | -316.7734 | -334.3408 | -376.7702 | -679.8693 | -144.4321 | -115.0787 | 8.5918 | 10.9719 | 16.8341 | 2.7483
2027 | 7418 | MW | 455.3959 | 581.5525 | 733.624 | 226.5808 | -292.4062 | -312.7704 | -352.4625 | -627.5717 | -134.1155 | -107.6543 | 6.4438 | 8.2289 | 0 | 2.7483
2027 | 7419 | MW | 371.3228 | 474.189 | 607.5324 | 187.6372 | -280.2226 | -301.9852 | -340.3086 | -601.4229 | -128.9572 | -103.9421 | 6.4438 | 8.2289 | 0 | 2.7483
2027 | 7420 | MW | 308.268 | 393.6663 | 504.3665 | 155.7743 | -280.2226 | -301.9852 | -340.3086 | -601.4229 | -128.9572 | -103.9421 | 6.4438 | 8.2289 | 0 | 2.7483
2027 | 7421 | MW | 259.2254 | 331.0376 | 424.1264 | 127.4517 | -292.4062 | -301.9852 | -340.3086 | -627.5717 | -134.1155 | -103.9421 | 6.4438 | 8.2289 | 0 | 2.7483
2027 | 7422 | MW | 224.1949 | 286.3028 | 355.3491 | 109.7501 | -316.7734 | -334.3408 | -376.7702 | -679.8693 | -144.4321 | -115.0787 | 6.4438 | 8.2289 | 0 | 2.7483
2027 | 7423 | MW | 196.1706 | 250.5149 | 320.9605 | 99.1291 | -365.5078 | -345.126 | -388.9241 | -784.4646 | -170.2236 | -118.7909 | 8.5918 | 10.9719 | 16.8341 | 2.7483
2027 | 7424 | MW | 182.1584 | 232.621 | 298.0348 | 92.0485 | -426.4258 | -409.8371 | -461.8474 | -915.2087 | -196.015 | -141.0642 | 10.7397 | 13.7149 | 16.8341 | 2.7483
2027 | 7425 | MW | 168.1462 | 214.7271 | 275.109 | 84.9678 | -499.5273 | -452.9778 | -510.4629 | -1072.1017 | -221.8064 | -155.9131 | 10.7397 | 13.7149 | 50.5024 | 4.1224
2027 | 7426 | MW | 182.1584 | 232.621 | 298.0348 | 92.0485 | -560.4453 | -485.3334 | -546.9245 | -1202.8458 | -237.2813 | -167.0497 | 8.5918 | 10.9719 | 50.5024 | 4.1224
2027 | 7427 | MW | 217.1888 | 277.3558 | 355.3491 | 113.2904 | -596.9961 | -517.689 | -583.3862 | -1281.2922 | -252.7562 | -178.1864 | 8.5918 | 10.9719 | 50.5024 | 4.1224
2027 | 7428 | MW | 273.2376 | 348.9315 | 435.5893 | 141.613 | -621.3632 | -539.2593 | -607.6939 | -1333.5899 | -273.3893 | -185.6108 | 8.5918 | 10.9719 | 50.5024 | 4.1224
2027 | 7429 | MW | 294.2558 | 375.7724 | 481.4408 | 152.234 | -645.7304 | -550.0445 | -619.8478 | -1385.8875 | -288.8642 | -189.323 | 8.5918 | 10.9719 | 50.5024 | 4.1224
2027 | 7430 | MW | 322.2802 | 411.5602 | 527.2923 | 162.855 | -657.914 | -550.0445 | -619.8478 | -1412.0363 | -294.0225 | -189.323 | 8.5918 | 10.9719 | 50.5024 | 2.7483
2027 | 7431 | MW | 133.1157 | 169.9923 | 217.7946 | 70.8065 | -657.914 | -539.2593 | -607.6939 | -1412.0363 | -294.0225 | -185.6108 | 8.5918 | 10.9719 | 50.5024 | 1.3741
2027 | 7432 | MW | 154.134 | 196.8331 | 252.1833 | 77.8872 | -633.5468 | -528.4742 | -595.54 | -1359.7387 | -294.0225 | -181.8986 | 6.4438 | 8.2289 | 0 | 1.3741
2027 | 7433 | MW | 175.1523 | 223.674 | 298.0348 | 88.5081 | -609.1796 | -517.689 | -583.3862 | -1307.441 | -283.7059 | -178.1864 | -6.4438 | -8.2289 | -16.8341 | -5.4965
2027 | 7434 | MW | 189.1645 | 241.568 | 309.4976 | 95.5888 | -609.1796 | -550.0445 | -619.8478 | -1307.441 | -278.5476 | -189.323 | -8.5918 | -10.9719 | -16.8341 | -5.4965
2027 | 7435 | MW | 189.1645 | 241.568 | 309.4976 | 95.5888 | -572.6289 | -539.2593 | -607.6939 | -1228.9946 | -263.0728 | -185.6108 | -8.5918 | -10.9719 | -16.8341 | -6.8707
2027 | 7436 | MW | 609.53 | 778.3856 | 985.8073 | 308.0083 | -560.4453 | -528.4742 | -595.54 | -1202.8458 | -257.9145 | -181.8986 | -8.5918 | -10.9719 | -16.8341 | -6.8707
2027 | 7437 | MW | 602.5239 | 769.4387 | 985.8073 | 304.468 | -536.0781 | -517.689 | -583.3862 | -1150.5481 | -247.5979 | -178.1864 | -8.5918 | -10.9719 | -16.8341 | -5.4965
2027 | 7438 | MW | 581.5056 | 742.5978 | 951.4187 | 293.847 | -487.3437 | -485.3334 | -546.9245 | -1045.9528 | -221.8064 | -167.0497 | 8.5918 | 10.9719 | 0 | 0
2027 | 7439 | MW | 560.4873 | 715.7569 | 917.03 | 283.226 | -426.4258 | -431.4075 | -486.1551 | -915.2087 | -196.015 | -148.4887 | 10.7397 | 13.7149 | 16.8341 | 1.3741
2027 | 7440 | MW | 525.4569 | 671.0221 | 859.7157 | 261.9841 | -353.3242 | -366.6964 | -413.2319 | -758.3158 | -165.0653 | -126.2154 | 8.5918 | 10.9719 | 16.8341 | 1.3741
2027 | 7441 | MW | 469.4081 | 599.4464 | 768.0127 | 237.2018 | -304.5898 | -323.5556 | -364.6164 | -653.7205 | -144.4321 | -111.3665 | 6.4438 | 8.2289 | 16.8341 | 2.7483
2027 | 7442 | MW | 406.3533 | 518.9238 | 664.8468 | 205.3389 | -292.4062 | -301.9852 | -340.3086 | -627.5717 | -134.1155 | -103.9421 | 6.4438 | 8.2289 | 16.8341 | 1.3741
2027 | 7443 | MW | 357.3107 | 456.295 | 584.6066 | 177.0163 | -280.2226 | -291.2 | -328.1547 | -601.4229 | -128.9572 | -100.2298 | 6.4438 | 8.2289 | 16.8341 | 1.3741
2027 | 7444 | MW | 357.3107 | 456.295 | 584.6066 | 177.0163 | -280.2226 | -291.2 | -328.1547 | -601.4229 | -128.9572 | -100.2298 | 6.4438 | 8.2289 | 16.8341 | 1.3741
2027 | 7445 | MW | 315.2741 | 402.6133 | 515.8294 | 159.3146 | -280.2226 | -291.2 | -328.1547 | -601.4229 | -128.9572 | -100.2298 | 6.4438 | 8.2289 | 16.8341 | 1.3741
2027 | 7446 | MW | 280.2437 | 357.8785 | 458.515 | 141.613 | -304.5898 | -312.7704 | -352.4625 | -653.7205 | -139.2738 | -107.6543 | 6.4438 | 8.2289 | 16.8341 | 2.7483
2027 | 7447 | MW | 252.2193 | 322.0906 | 401.2006 | 127.4517 | -328.957 | -312.7704 | -352.4625 | -706.0182 | -159.907 | -107.6543 | 6.4438 | 8.2289 | 16.8341 | 2.7483
2027 | 7448 | MW | 217.1888 | 277.3558 | 355.3491 | 109.7501 | -377.6914 | -366.6964 | -413.2319 | -810.6135 | -185.6984 | -126.2154 | 8.5918 | 10.9719 | 16.8341 | 2.7483
2027 | 7449 | MW | 189.1645 | 241.568 | 309.4976 | 95.5888 | -426.4258 | -409.8371 | -461.8474 | -915.2087 | -201.1733 | -141.0642 | 8.5918 | 10.9719 | 50.5024 | 2.7483
2027 | 7450 | MW | 182.1584 | 232.621 | 298.0348 | 88.5081 | -475.1601 | -431.4075 | -486.1551 | -1019.804 | -216.6482 | -148.4887 | 8.5918 | 10.9719 | 50.5024 | 2.7483
2027 | 7451 | MW | 189.1645 | 241.568 | 309.4976 | 95.5888 | -511.7109 | -452.9778 | -510.4629 | -1098.2505 | -232.123 | -155.9131 | 8.5918 | 10.9719 | 50.5024 | 2.7483
2027 | 7452 | MW | 238.2071 | 304.1967 | 389.7378 | 120.3711 | -548.2617 | -474.5482 | -534.7707 | -1176.6969 | -242.4396 | -163.3375 | 8.5918 | 10.9719 | 50.5024 | 2.7483
2027 | 7453 | MW | 287.2497 | 366.8254 | 469.9779 | 145.1533 | -584.8125 | -485.3334 | -546.9245 | -1255.1434 | -252.7562 | -167.0497 | 8.5918 | 10.9719 | 50.5024 | 2.7483
2027 | 7454 | MW | 322.2802 | 411.5602 | 527.2923 | 162.855 | -596.9961 | -485.3334 | -546.9245 | -1281.2922 | -257.9145 | -167.0497 | 8.5918 | 10.9719 | 50.5024 | 2.7483
2027 | 7455 | MW | 336.2924 | 429.4541 | 550.218 | 173.4759 | -584.8125 | -474.5482 | -534.7707 | -1255.1434 | -263.0728 | -163.3375 | 8.5918 | 10.9719 | 50.5024 | 0
2027 | 7456 | MW | 133.1157 | 169.9923 | 217.7946 | 67.2662 | -572.6289 | -474.5482 | -534.7707 | -1228.9946 | -257.9145 | -163.3375 | 6.4438 | 8.2289 | 0 | 0
2027 | 7457 | MW | 147.1279 | 187.8862 | 240.7204 | 74.3468 | -548.2617 | -474.5482 | -534.7707 | -1176.6969 | -257.9145 | -163.3375 | -8.5918 | -10.9719 | -16.8341 | -5.4965
2027 | 7458 | MW | 161.1401 | 205.7801 | 263.6461 | 84.9678 | -560.4453 | -539.2593 | -607.6939 | -1202.8458 | -263.0728 | -185.6108 | -8.5918 | -10.9719 | -33.6683 | -6.8707
2027 | 7459 | MW | 175.1523 | 223.674 | 286.5719 | 95.5888 | -548.2617 | -539.2593 | -607.6939 | -1176.6969 | -257.9145 | -185.6108 | -10.7397 | -13.7149 | -33.6683 | -6.8707
2027 | 7460 | MW | 175.1523 | 223.674 | 286.5719 | 95.5888 | -536.0781 | -528.4742 | -595.54 | -1150.5481 | -257.9145 | -181.8986 | -10.7397 | -13.7149 | -33.6683 | -6.8707
2027 | 7461 | MW | 609.53 | 778.3856 | 997.2702 | 308.0083 | -523.8945 | -517.689 | -583.3862 | -1124.3993 | -247.5979 | -178.1864 | -8.5918 | -10.9719 | -33.6683 | -6.8707
2027 | 7462 | MW | 616.536 | 787.3326 | 997.2702 | 311.5486 | -487.3437 | -485.3334 | -546.9245 | -1045.9528 | -226.9647 | -167.0497 | 6.4438 | 8.2289 | 0 | -1.3741
2027 | 7463 | MW | 595.5178 | 760.4917 | 962.8815 | 300.9276 | -426.4258 | -431.4075 | -486.1551 | -915.2087 | -196.015 | -148.4887 | 10.7397 | 13.7149 | 16.8341 | 0
2027 | 7464 | MW | 567.4934 | 724.7039 | 928.4929 | 286.7663 | -353.3242 | -366.6964 | -413.2319 | -758.3158 | -165.0653 | -126.2154 | 8.5918 | 10.9719 | 16.8341 | 0
2027 | 7465 | MW | 525.4569 | 671.0221 | 859.7157 | 265.5244 | -328.957 | -334.3408 | -376.7702 | -706.0182 | -149.5904 | -115.0787 | 6.4438 | 8.2289 | 0 | 2.7483
2027 | 7466 | MW | 476.4142 | 608.3934 | 768.0127 | 237.2018 | -304.5898 | -312.7704 | -352.4625 | -653.7205 | -139.2738 | -107.6543 | 6.4438 | 8.2289 | 0 | 1.3741
2027 | 7467 | MW | 413.3594 | 527.8707 | 664.8468 | 205.3389 | -292.4062 | -301.9852 | -340.3086 | -627.5717 | -134.1155 | -103.9421 | 4.2959 | 5.486 | 0 | 1.3741
2027 | 7468 | MW | 357.3107 | 456.295 | 584.6066 | 180.5566 | -292.4062 | -301.9852 | -340.3086 | -627.5717 | -134.1155 | -103.9421 | 4.2959 | 5.486 | 0 | 1.3741
2027 | 7469 | MW | 315.2741 | 402.6133 | 515.8294 | 159.3146 | -304.5898 | -312.7704 | -352.4625 | -653.7205 | -139.2738 | -107.6543 | 4.2959 | 5.486 | 0 | 1.3741
2027 | 7470 | MW | 273.2376 | 348.9315 | 447.0521 | 141.613 | -353.3242 | -355.9112 | -401.078 | -758.3158 | -159.907 | -122.5031 | 6.4438 | 8.2289 | 0 | 1.3741
2027 | 7471 | MW | 238.2071 | 304.1967 | 378.2749 | 120.3711 | -426.4258 | -420.6223 | -474.0013 | -915.2087 | -206.3316 | -144.7764 | 6.4438 | 8.2289 | 0 | 2.7483
2027 | 7472 | MW | 203.1767 | 259.4619 | 332.4234 | 102.6694 | -536.0781 | -506.9038 | -571.2323 | -1150.5481 | -252.7562 | -174.4742 | 8.5918 | 10.9719 | 0 | 2.7483
2027 | 7473 | MW | 182.1584 | 232.621 | 309.4976 | 95.5888 | -633.5468 | -582.4001 | -656.3094 | -1359.7387 | -288.8642 | -200.4597 | 8.5918 | 10.9719 | 33.6683 | 2.7483
2027 | 7474 | MW | 168.1462 | 214.7271 | 275.109 | 88.5081 | -706.6484 | -636.326 | -717.0788 | -1516.6316 | -319.8139 | -219.0208 | 8.5918 | 10.9719 | 33.6683 | 2.7483
2027 | 7475 | MW | 161.1401 | 205.7801 | 263.6461 | 81.4275 | -767.5664 | -690.252 | -777.8482 | -1647.3757 | -345.6054 | -237.5819 | 8.5918 | 10.9719 | 33.6683 | 2.7483
2027 | 7476 | MW | 161.1401 | 205.7801 | 263.6461 | 81.4275 | -804.1171 | -722.6075 | -814.3099 | -1725.8222 | -361.0803 | -248.7185 | 8.5918 | 10.9719 | 33.6683 | 2.7483
2027 | 7477 | MW | 189.1645 | 241.568 | 298.0348 | 99.1291 | -828.4843 | -754.9631 | -850.7715 | -1778.1198 | -376.5551 | -259.8552 | 8.5918 | 10.9719 | 33.6683 | 2.7483
2027 | 7478 | MW | 210.1827 | 268.4088 | 343.8863 | 109.7501 | -840.6679 | -776.5335 | -875.0793 | -1804.2686 | -381.7134 | -267.2796 | 8.5918 | 10.9719 | 33.6683 | 2.7483
2027 | 7479 | MW | 238.2071 | 304.1967 | 389.7378 | 123.9114 | -828.4843 | -765.7483 | -862.9254 | -1778.1198 | -376.5551 | -263.5674 | 8.5918 | 10.9719 | 33.6683 | 0
2027 | 7480 | MW | 294.2558 | 375.7724 | 481.4408 | 148.6937 | -791.9335 | -744.1779 | -838.6176 | -1699.6734 | -366.2386 | -256.1429 | 4.2959 | 5.486 | 0 | 0
2027 | 7481 | MW | 161.1401 | 205.7801 | 252.1833 | 81.4275 | -743.1992 | -711.8223 | -802.156 | -1595.0781 | -350.7637 | -245.0063 | -8.5918 | -10.9719 | -16.8341 | -5.4965
2027 | 7482 | MW | 196.1706 | 250.5149 | 309.4976 | 99.1291 | -718.832 | -711.8223 | -802.156 | -1542.7804 | -340.4471 | -245.0063 | -8.5918 | -10.9719 | -33.6683 | -6.8707
2027 | 7483 | MW | 224.1949 | 286.3028 | 366.812 | 116.8307 | -670.0976 | -657.8964 | -741.3866 | -1438.1852 | -314.6557 | -226.4452 | -10.7397 | -13.7149 | -33.6683 | -8.2448
2027 | 7484 | MW | 238.2071 | 304.1967 | 389.7378 | 127.4517 | -633.5468 | -603.9705 | -680.6172 | -1359.7387 | -294.0225 | -207.8841 | -10.7397 | -13.7149 | -33.6683 | -6.8707
2027 | 7485 | MW | 238.2071 | 304.1967 | 378.2749 | 127.4517 | -584.8125 | -571.6149 | -644.1556 | -1255.1434 | -273.3893 | -196.7475 | -10.7397 | -13.7149 | -33.6683 | -6.8707
2027 | 7486 | MW | 693.6031 | 885.7492 | 1123.3618 | 346.9519 | -536.0781 | -517.689 | -583.3862 | -1150.5481 | -247.5979 | -178.1864 | 6.4438 | 8.2289 | 0 | -1.3741
2027 | 7487 | MW | 693.6031 | 885.7492 | 1123.3618 | 350.4922 | -450.7929 | -452.9778 | -510.4629 | -967.5064 | -211.4899 | -155.9131 | 8.5918 | 10.9719 | 0 | 0
2027 | 7488 | MW | 658.5726 | 841.0144 | 1077.5103 | 332.7906 | -389.875 | -399.0519 | -449.6935 | -836.7623 | -180.5401 | -137.352 | 8.5918 | 10.9719 | 0 | 0
2027 | 7489 | MW | 609.53 | 778.3856 | 997.2702 | 308.0083 | -328.957 | -345.126 | -388.9241 | -706.0182 | -154.7487 | -118.7909 | 8.5918 | 10.9719 | 0 | 2.7483
2027 | 7490 | MW | 553.4812 | 706.8099 | 905.5672 | 279.6857 | -304.5898 | -323.5556 | -364.6164 | -653.7205 | -139.2738 | -111.3665 | 8.5918 | 10.9719 | 0 | 2.7483
2027 | 7491 | MW | 483.4203 | 617.3403 | 790.9384 | 240.7421 | -292.4062 | -312.7704 | -352.4625 | -627.5717 | -134.1155 | -107.6543 | 8.5918 | 10.9719 | 0 | 2.7483
2027 | 7492 | MW | 413.3594 | 527.8707 | 664.8468 | 205.3389 | -292.4062 | -312.7704 | -352.4625 | -627.5717 | -134.1155 | -107.6543 | 6.4438 | 8.2289 | 0 | 2.7483
2027 | 7493 | MW | 343.2985 | 438.4011 | 561.6809 | 169.9356 | -304.5898 | -312.7704 | -352.4625 | -653.7205 | -139.2738 | -107.6543 | 6.4438 | 8.2289 | 0 | 2.7483
2027 | 7494 | MW | 287.2497 | 366.8254 | 469.9779 | 145.1533 | -353.3242 | -355.9112 | -401.078 | -758.3158 | -159.907 | -122.5031 | 8.5918 | 10.9719 | 0 | 2.7483
2027 | 7495 | MW | 238.2071 | 304.1967 | 389.7378 | 116.8307 | -426.4258 | -420.6223 | -474.0013 | -915.2087 | -206.3316 | -144.7764 | 8.5918 | 10.9719 | 0 | 2.7483
2027 | 7496 | MW | 196.1706 | 250.5149 | 320.9605 | 95.5888 | -548.2617 | -517.689 | -583.3862 | -1176.6969 | -252.7562 | -178.1864 | 8.5918 | 10.9719 | 0 | 2.7483
2027 | 7497 | MW | 168.1462 | 214.7271 | 275.109 | 88.5081 | -645.7304 | -593.1853 | -668.4633 | -1385.8875 | -294.0225 | -204.1719 | 10.7397 | 13.7149 | 50.5024 | 4.1224
2027 | 7498 | MW | 147.1279 | 187.8862 | 240.7204 | 77.8872 | -718.832 | -668.6816 | -753.5405 | -1542.7804 | -335.2888 | -230.1574 | 10.7397 | 13.7149 | 50.5024 | 4.1224
2027 | 7499 | MW | 140.1218 | 178.9392 | 229.2575 | 74.3468 | -779.7499 | -711.8223 | -802.156 | -1673.5245 | -361.0803 | -245.0063 | 10.7397 | 13.7149 | 50.5024 | 4.1224
2027 | 7500 | MW | 140.1218 | 178.9392 | 240.7204 | 70.8065 | -816.3007 | -744.1779 | -838.6176 | -1751.971 | -381.7134 | -256.1429 | 10.7397 | 13.7149 | 50.5024 | 4.1224
2027 | 7501 | MW | 168.1462 | 214.7271 | 275.109 | 88.5081 | -840.6679 | -765.7483 | -862.9254 | -1804.2686 | -392.03 | -263.5674 | 10.7397 | 13.7149 | 50.5024 | 4.1224
2027 | 7502 | MW | 196.1706 | 250.5149 | 320.9605 | 99.1291 | -852.8515 | -798.1038 | -899.387 | -1830.4175 | -402.3466 | -274.704 | 10.7397 | 13.7149 | 50.5024 | 4.1224
2027 | 7503 | MW | 224.1949 | 286.3028 | 366.812 | 116.8307 | -840.6679 | -798.1038 | -899.387 | -1804.2686 | -402.3466 | -274.704 | 10.7397 | 13.7149 | 50.5024 | 0
2027 | 7504 | MW | 273.2376 | 348.9315 | 447.0521 | 141.613 | -816.3007 | -776.5335 | -875.0793 | -1751.971 | -397.1883 | -267.2796 | 6.4438 | 8.2289 | 0 | 0
2027 | 7505 | MW | 154.134 | 196.8331 | 252.1833 | 77.8872 | -767.5664 | -733.3927 | -826.4637 | -1647.3757 | -381.7134 | -252.4307 | -8.5918 | -10.9719 | -33.6683 | -6.8707
2027 | 7506 | MW | 196.1706 | 250.5149 | 320.9605 | 95.5888 | -743.1992 | -733.3927 | -826.4637 | -1595.0781 | -361.0803 | -252.4307 | -10.7397 | -13.7149 | -33.6683 | -8.2448
2027 | 7507 | MW | 224.1949 | 286.3028 | 366.812 | 113.2904 | -682.2812 | -657.8964 | -741.3866 | -1464.334 | -330.1305 | -226.4452 | -10.7397 | -13.7149 | -33.6683 | -8.2448
2027 | 7508 | MW | 245.2132 | 313.1436 | 401.2006 | 123.9114 | -633.5468 | -614.7556 | -692.7711 | -1359.7387 | -304.3391 | -211.5963 | -10.7397 | -13.7149 | -33.6683 | -8.2448
2027 | 7509 | MW | 245.2132 | 313.1436 | 389.7378 | 123.9114 | -596.9961 | -571.6149 | -644.1556 | -1281.2922 | -283.7059 | -196.7475 | -10.7397 | -13.7149 | -33.6683 | -8.2448
2027 | 7510 | MW | 679.5909 | 867.8553 | 1111.8989 | 339.8712 | -536.0781 | -528.4742 | -595.54 | -1150.5481 | -257.9145 | -181.8986 | 8.5918 | 10.9719 | 0 | -1.3741
2027 | 7511 | MW | 679.5909 | 867.8553 | 1111.8989 | 339.8712 | -462.9765 | -452.9778 | -510.4629 | -993.6552 | -216.6482 | -155.9131 | 12.8877 | 16.4579 | 16.8341 | 0
2027 | 7512 | MW | 644.5604 | 823.1204 | 1054.5845 | 322.1696 | -389.875 | -388.2667 | -437.5396 | -836.7623 | -180.5401 | -133.6398 | 10.7397 | 13.7149 | 16.8341 | 0
2027 | 7513 | MW | 595.5178 | 760.4917 | 974.3444 | 297.3873 | -341.1406 | -345.126 | -388.9241 | -732.167 | -154.7487 | -118.7909 | 8.5918 | 10.9719 | 0 | 2.7483
2027 | 7514 | MW | 539.469 | 688.916 | 871.1785 | 265.5244 | -304.5898 | -323.5556 | -364.6164 | -653.7205 | -139.2738 | -111.3665 | 6.4438 | 8.2289 | 0 | 2.7483
2027 | 7515 | MW | 462.402 | 590.4994 | 756.5498 | 230.1211 | -292.4062 | -312.7704 | -352.4625 | -627.5717 | -134.1155 | -107.6543 | 6.4438 | 8.2289 | 0 | 2.7483
2027 | 7516 | MW | 385.335 | 492.0829 | 630.4582 | 194.7179 | -292.4062 | -312.7704 | -352.4625 | -627.5717 | -134.1155 | -107.6543 | 6.4438 | 8.2289 | 0 | 2.7483
2027 | 7517 | MW | 322.2802 | 411.5602 | 515.8294 | 159.3146 | -304.5898 | -323.5556 | -364.6164 | -653.7205 | -139.2738 | -111.3665 | 6.4438 | 8.2289 | 0 | 2.7483
2027 | 7518 | MW | 266.2315 | 339.9845 | 435.5893 | 130.992 | -353.3242 | -355.9112 | -401.078 | -758.3158 | -159.907 | -122.5031 | 6.4438 | 8.2289 | 0 | 2.7483
2027 | 7519 | MW | 217.1888 | 277.3558 | 355.3491 | 109.7501 | -438.6093 | -409.8371 | -461.8474 | -941.3576 | -206.3316 | -141.0642 | 6.4438 | 8.2289 | 0 | 4.1224
2027 | 7520 | MW | 175.1523 | 223.674 | 286.5719 | 88.5081 | -548.2617 | -517.689 | -583.3862 | -1176.6969 | -263.0728 | -178.1864 | 6.4438 | 8.2289 | 0 | 4.1224
2027 | 7521 | MW | 161.1401 | 205.7801 | 263.6461 | 81.4275 | -657.914 | -593.1853 | -668.4633 | -1412.0363 | -314.6557 | -204.1719 | 8.5918 | 10.9719 | 50.5024 | 4.1224
2027 | 7522 | MW | 140.1218 | 178.9392 | 229.2575 | 74.3468 | -743.1992 | -657.8964 | -741.3866 | -1595.0781 | -350.7637 | -226.4452 | 10.7397 | 13.7149 | 50.5024 | 2.7483
2027 | 7523 | MW | 133.1157 | 169.9923 | 229.2575 | 67.2662 | -816.3007 | -722.6075 | -814.3099 | -1751.971 | -381.7134 | -248.7185 | 10.7397 | 13.7149 | 33.6683 | 2.7483
2027 | 7524 | MW | 140.1218 | 178.9392 | 229.2575 | 70.8065 | -865.0351 | -754.9631 | -850.7715 | -1856.5663 | -407.5049 | -259.8552 | 10.7397 | 13.7149 | 33.6683 | 2.7483
2027 | 7525 | MW | 168.1462 | 214.7271 | 275.109 | 84.9678 | -901.5859 | -776.5335 | -875.0793 | -1935.0128 | -422.9797 | -267.2796 | 10.7397 | 13.7149 | 33.6683 | 2.7483
2027 | 7526 | MW | 196.1706 | 250.5149 | 320.9605 | 99.1291 | -925.9531 | -787.3186 | -887.2331 | -1987.3104 | -433.2963 | -270.9918 | 10.7397 | 13.7149 | 33.6683 | 2.7483
2027 | 7527 | MW | 224.1949 | 286.3028 | 366.812 | 113.2904 | -913.7695 | -776.5335 | -875.0793 | -1961.1616 | -428.138 | -267.2796 | 10.7397 | 13.7149 | 33.6683 | 0
2027 | 7528 | MW | 273.2376 | 348.9315 | 447.0521 | 141.613 | -865.0351 | -744.1779 | -838.6176 | -1856.5663 | -412.6632 | -256.1429 | 6.4438 | 8.2289 | 0 | 0
2027 | 7529 | MW | 161.1401 | 205.7801 | 263.6461 | 81.4275 | -804.1171 | -701.0371 | -790.0021 | -1725.8222 | -392.03 | -241.2941 | -8.5918 | -10.9719 | -16.8341 | -5.4965
2027 | 7530 | MW | 196.1706 | 250.5149 | 320.9605 | 99.1291 | -767.5664 | -711.8223 | -802.156 | -1647.3757 | -366.2386 | -245.0063 | -10.7397 | -13.7149 | -33.6683 | -6.8707
2027 | 7531 | MW | 231.201 | 295.2497 | 378.2749 | 113.2904 | -694.4648 | -647.1112 | -729.2327 | -1490.4828 | -330.1305 | -222.733 | -10.7397 | -13.7149 | -33.6683 | -8.2448
2027 | 7532 | MW | 245.2132 | 313.1436 | 389.7378 | 127.4517 | -645.7304 | -614.7556 | -692.7711 | -1385.8875 | -309.4974 | -211.5963 | -10.7397 | -13.7149 | -33.6683 | -8.2448
2027 | 7533 | MW | 245.2132 | 313.1436 | 389.7378 | 123.9114 | -609.1796 | -571.6149 | -644.1556 | -1307.441 | -283.7059 | -196.7475 | -10.7397 | -13.7149 | -33.6683 | -8.2448
2027 | 7534 | MW | 672.5848 | 858.9083 | 1100.436 | 343.4115 | -548.2617 | -517.689 | -583.3862 | -1176.6969 | -257.9145 | -178.1864 | 8.5918 | 10.9719 | 16.8341 | -1.3741
2027 | 7535 | MW | 672.5848 | 858.9083 | 1100.436 | 343.4115 | -462.9765 | -452.9778 | -510.4629 | -993.6552 | -216.6482 | -155.9131 | 10.7397 | 13.7149 | 16.8341 | 1.3741
2027 | 7536 | MW | 637.5543 | 814.1735 | 1031.6588 | 325.7099 | -389.875 | -388.2667 | -437.5396 | -836.7623 | -180.5401 | -133.6398 | 8.5918 | 10.9719 | 0 | 0
2027 | 7537 | MW | 588.5117 | 751.5448 | 951.4187 | 297.3873 | -328.957 | -345.126 | -388.9241 | -706.0182 | -154.7487 | -118.7909 | 8.5918 | 10.9719 | 16.8341 | 2.7483
2027 | 7538 | MW | 525.4569 | 671.0221 | 859.7157 | 265.5244 | -304.5898 | -323.5556 | -364.6164 | -653.7205 | -144.4321 | -111.3665 | 6.4438 | 8.2289 | 0 | 2.7483
2027 | 7539 | MW | 455.3959 | 581.5525 | 745.0869 | 230.1211 | -292.4062 | -312.7704 | -352.4625 | -627.5717 | -134.1155 | -107.6543 | 6.4438 | 8.2289 | 0 | 2.7483
2027 | 7540 | MW | 378.3289 | 483.1359 | 618.9953 | 191.1776 | -292.4062 | -312.7704 | -352.4625 | -627.5717 | -134.1155 | -107.6543 | 6.4438 | 8.2289 | 0 | 2.7483
2027 | 7541 | MW | 308.268 | 393.6663 | 504.3665 | 155.7743 | -304.5898 | -312.7704 | -352.4625 | -653.7205 | -139.2738 | -107.6543 | 6.4438 | 8.2289 | 0 | 2.7483
2027 | 7542 | MW | 259.2254 | 331.0376 | 412.6635 | 130.992 | -353.3242 | -355.9112 | -401.078 | -758.3158 | -159.907 | -122.5031 | 6.4438 | 8.2289 | 0 | 2.7483
2027 | 7543 | MW | 210.1827 | 268.4088 | 343.8863 | 106.2098 | -426.4258 | -399.0519 | -449.6935 | -915.2087 | -201.1733 | -137.352 | 8.5918 | 10.9719 | 0 | 2.7483
2027 | 7544 | MW | 168.1462 | 214.7271 | 286.5719 | 84.9678 | -548.2617 | -496.1186 | -559.0784 | -1176.6969 | -247.5979 | -170.762 | 8.5918 | 10.9719 | 16.8341 | 2.7483
2027 | 7545 | MW | 154.134 | 196.8331 | 252.1833 | 81.4275 | -657.914 | -571.6149 | -644.1556 | -1412.0363 | -294.0225 | -196.7475 | 8.5918 | 10.9719 | 50.5024 | 2.7483
2027 | 7546 | MW | 133.1157 | 169.9923 | 217.7946 | 70.8065 | -755.3828 | -625.5408 | -704.925 | -1621.2269 | -335.2888 | -215.3086 | 8.5918 | 10.9719 | 50.5024 | 4.1224
2027 | 7547 | MW | 133.1157 | 169.9923 | 217.7946 | 67.2662 | -816.3007 | -668.6816 | -753.5405 | -1751.971 | -366.2386 | -230.1574 | 8.5918 | 10.9719 | 50.5024 | 4.1224
2027 | 7548 | MW | 133.1157 | 169.9923 | 229.2575 | 67.2662 | -865.0351 | -690.252 | -777.8482 | -1856.5663 | -386.8717 | -237.5819 | 8.5918 | 10.9719 | 50.5024 | 4.1224
2027 | 7549 | MW | 168.1462 | 214.7271 | 275.109 | 84.9678 | -889.4023 | -701.0371 | -790.0021 | -1908.8639 | -407.5049 | -241.2941 | 8.5918 | 10.9719 | 50.5024 | 4.1224
2027 | 7550 | MW | 196.1706 | 250.5149 | 320.9605 | 99.1291 | -913.7695 | -701.0371 | -790.0021 | -1961.1616 | -412.6632 | -241.2941 | 8.5918 | 10.9719 | 50.5024 | 2.7483
2027 | 7551 | MW | 224.1949 | 286.3028 | 366.812 | 116.8307 | -913.7695 | -701.0371 | -790.0021 | -1961.1616 | -412.6632 | -241.2941 | 8.5918 | 10.9719 | 50.5024 | 1.3741
2027 | 7552 | MW | 280.2437 | 357.8785 | 447.0521 | 145.1533 | -865.0351 | -679.4668 | -765.6943 | -1856.5663 | -402.3466 | -233.8696 | 6.4438 | 8.2289 | 0 | 0
2027 | 7553 | MW | 161.1401 | 205.7801 | 252.1833 | 81.4275 | -804.1171 | -647.1112 | -729.2327 | -1725.8222 | -381.7134 | -222.733 | -6.4438 | -8.2289 | -16.8341 | -5.4965
2027 | 7554 | MW | 196.1706 | 250.5149 | 320.9605 | 99.1291 | -755.3828 | -679.4668 | -765.6943 | -1621.2269 | -361.0803 | -233.8696 | -8.5918 | -10.9719 | -33.6683 | -6.8707
2027 | 7555 | MW | 231.201 | 295.2497 | 378.2749 | 113.2904 | -682.2812 | -625.5408 | -704.925 | -1464.334 | -324.9722 | -215.3086 | -10.7397 | -13.7149 | -33.6683 | -6.8707
2027 | 7556 | MW | 245.2132 | 313.1436 | 401.2006 | 127.4517 | -633.5468 | -593.1853 | -668.4633 | -1359.7387 | -299.1808 | -204.1719 | -10.7397 | -13.7149 | -33.6683 | -6.8707
2027 | 7557 | MW | 245.2132 | 313.1436 | 401.2006 | 123.9114 | -584.8125 | -560.8297 | -632.0017 | -1255.1434 | -278.5476 | -193.0353 | -10.7397 | -13.7149 | -33.6683 | -6.8707
2027 | 7558 | MW | 679.5909 | 867.8553 | 1100.436 | 339.8712 | -536.0781 | -517.689 | -583.3862 | -1150.5481 | -247.5979 | -178.1864 | 8.5918 | 10.9719 | 16.8341 | 0
2027 | 7559 | MW | 679.5909 | 867.8553 | 1100.436 | 339.8712 | -462.9765 | -452.9778 | -510.4629 | -993.6552 | -216.6482 | -155.9131 | 10.7397 | 13.7149 | 16.8341 | 1.3741
2027 | 7560 | MW | 644.5604 | 823.1204 | 1043.1217 | 325.7099 | -389.875 | -388.2667 | -437.5396 | -836.7623 | -180.5401 | -133.6398 | 8.5918 | 10.9719 | 16.8341 | 0
2027 | 7561 | MW | 588.5117 | 751.5448 | 962.8815 | 297.3873 | -328.957 | -345.126 | -388.9241 | -706.0182 | -149.5904 | -118.7909 | 6.4438 | 8.2289 | 0 | 2.7483
2027 | 7562 | MW | 532.4629 | 679.9691 | 859.7157 | 261.9841 | -304.5898 | -323.5556 | -364.6164 | -653.7205 | -139.2738 | -111.3665 | 6.4438 | 8.2289 | 0 | 2.7483
2027 | 7563 | MW | 455.3959 | 581.5525 | 745.0869 | 226.5808 | -304.5898 | -312.7704 | -352.4625 | -653.7205 | -139.2738 | -107.6543 | 6.4438 | 8.2289 | 0 | 1.3741
2027 | 7564 | MW | 378.3289 | 483.1359 | 607.5324 | 187.6372 | -304.5898 | -312.7704 | -352.4625 | -653.7205 | -139.2738 | -107.6543 | 6.4438 | 8.2289 | 0 | 1.3741
2027 | 7565 | MW | 308.268 | 393.6663 | 504.3665 | 155.7743 | -316.7734 | -323.5556 | -364.6164 | -679.8693 | -144.4321 | -111.3665 | 6.4438 | 8.2289 | 0 | 2.7483
2027 | 7566 | MW | 252.2193 | 322.0906 | 412.6635 | 127.4517 | -377.6914 | -366.6964 | -413.2319 | -810.6135 | -170.2236 | -126.2154 | 6.4438 | 8.2289 | 0 | 2.7483
2027 | 7567 | MW | 203.1767 | 259.4619 | 332.4234 | 102.6694 | -450.7929 | -409.8371 | -461.8474 | -967.5064 | -206.3316 | -141.0642 | 6.4438 | 8.2289 | 16.8341 | 2.7483
2027 | 7568 | MW | 168.1462 | 214.7271 | 275.109 | 81.4275 | -548.2617 | -506.9038 | -571.2323 | -1176.6969 | -252.7562 | -174.4742 | 8.5918 | 10.9719 | 16.8341 | 2.7483
2027 | 7569 | MW | 154.134 | 196.8331 | 252.1833 | 81.4275 | -645.7304 | -593.1853 | -668.4633 | -1385.8875 | -288.8642 | -204.1719 | 8.5918 | 10.9719 | 33.6683 | 2.7483
2027 | 7570 | MW | 133.1157 | 169.9923 | 217.7946 | 70.8065 | -731.0156 | -647.1112 | -729.2327 | -1568.9293 | -324.9722 | -222.733 | 8.5918 | 10.9719 | 33.6683 | 2.7483
2027 | 7571 | MW | 133.1157 | 169.9923 | 217.7946 | 67.2662 | -791.9335 | -690.252 | -777.8482 | -1699.6734 | -350.7637 | -237.5819 | 8.5918 | 10.9719 | 33.6683 | 2.7483
2027 | 7572 | MW | 140.1218 | 178.9392 | 229.2575 | 70.8065 | -840.6679 | -711.8223 | -802.156 | -1804.2686 | -371.3968 | -245.0063 | 8.5918 | 10.9719 | 33.6683 | 2.7483
2027 | 7573 | MW | 168.1462 | 214.7271 | 275.109 | 81.4275 | -877.2187 | -722.6075 | -814.3099 | -1882.7151 | -386.8717 | -248.7185 | 6.4438 | 8.2289 | 33.6683 | 2.7483
2027 | 7574 | MW | 189.1645 | 241.568 | 320.9605 | 99.1291 | -889.4023 | -733.3927 | -826.4637 | -1908.8639 | -392.03 | -252.4307 | 6.4438 | 8.2289 | 33.6683 | 2.7483
2027 | 7575 | MW | 224.1949 | 286.3028 | 366.812 | 113.2904 | -865.0351 | -722.6075 | -814.3099 | -1856.5663 | -397.1883 | -248.7185 | 6.4438 | 8.2289 | 33.6683 | 0
2027 | 7576 | MW | 280.2437 | 357.8785 | 458.515 | 141.613 | -828.4843 | -701.0371 | -790.0021 | -1778.1198 | -386.8717 | -241.2941 | 4.2959 | 5.486 | 0 | 0
2027 | 7577 | MW | 161.1401 | 205.7801 | 263.6461 | 81.4275 | -779.7499 | -679.4668 | -765.6943 | -1673.5245 | -366.2386 | -233.8696 | -6.4438 | -8.2289 | -16.8341 | -5.4965
2027 | 7578 | MW | 196.1706 | 250.5149 | 320.9605 | 99.1291 | -743.1992 | -690.252 | -777.8482 | -1595.0781 | -345.6054 | -237.5819 | -8.5918 | -10.9719 | -33.6683 | -6.8707
2027 | 7579 | MW | 231.201 | 295.2497 | 378.2749 | 116.8307 | -682.2812 | -636.326 | -717.0788 | -1464.334 | -314.6557 | -219.0208 | -10.7397 | -13.7149 | -33.6683 | -6.8707
2027 | 7580 | MW | 245.2132 | 313.1436 | 401.2006 | 127.4517 | -633.5468 | -603.9705 | -680.6172 | -1359.7387 | -294.0225 | -207.8841 | -10.7397 | -13.7149 | -33.6683 | -6.8707
2027 | 7581 | MW | 245.2132 | 313.1436 | 401.2006 | 127.4517 | -584.8125 | -560.8297 | -632.0017 | -1255.1434 | -273.3893 | -193.0353 | -10.7397 | -13.7149 | -33.6683 | -6.8707
2027 | 7582 | MW | 679.5909 | 867.8553 | 1100.436 | 339.8712 | -523.8945 | -517.689 | -583.3862 | -1124.3993 | -242.4396 | -178.1864 | 6.4438 | 8.2289 | 16.8341 | 0
2027 | 7583 | MW | 679.5909 | 867.8553 | 1100.436 | 339.8712 | -450.7929 | -452.9778 | -510.4629 | -967.5064 | -206.3316 | -155.9131 | 8.5918 | 10.9719 | 16.8341 | 0
2027 | 7584 | MW | 637.5543 | 814.1735 | 1043.1217 | 322.1696 | -389.875 | -388.2667 | -437.5396 | -836.7623 | -175.3818 | -133.6398 | 8.5918 | 10.9719 | 0 | 0
2027 | 7585 | MW | 588.5117 | 751.5448 | 951.4187 | 293.847 | -316.7734 | -334.3408 | -376.7702 | -679.8693 | -144.4321 | -115.0787 | 8.5918 | 10.9719 | 0 | 2.7483
2027 | 7586 | MW | 525.4569 | 671.0221 | 859.7157 | 261.9841 | -292.4062 | -312.7704 | -352.4625 | -627.5717 | -134.1155 | -107.6543 | 8.5918 | 10.9719 | 0 | 2.7483
2027 | 7587 | MW | 448.3899 | 572.6055 | 733.624 | 223.0405 | -280.2226 | -291.2 | -328.1547 | -601.4229 | -128.9572 | -100.2298 | 6.4438 | 8.2289 | 0 | 2.7483
2027 | 7588 | MW | 371.3228 | 474.189 | 607.5324 | 187.6372 | -280.2226 | -291.2 | -328.1547 | -601.4229 | -128.9572 | -100.2298 | 6.4438 | 8.2289 | 0 | 1.3741
2027 | 7589 | MW | 308.268 | 393.6663 | 504.3665 | 152.234 | -280.2226 | -301.9852 | -340.3086 | -601.4229 | -128.9572 | -103.9421 | 6.4438 | 8.2289 | 0 | 2.7483
2027 | 7590 | MW | 259.2254 | 331.0376 | 424.1264 | 130.992 | -316.7734 | -323.5556 | -364.6164 | -679.8693 | -144.4321 | -111.3665 | 8.5918 | 10.9719 | 0 | 2.7483
2027 | 7591 | MW | 224.1949 | 286.3028 | 366.812 | 113.2904 | -353.3242 | -334.3408 | -376.7702 | -758.3158 | -170.2236 | -115.0787 | 8.5918 | 10.9719 | 0 | 2.7483
2027 | 7592 | MW | 196.1706 | 250.5149 | 320.9605 | 99.1291 | -426.4258 | -399.0519 | -449.6935 | -915.2087 | -201.1733 | -137.352 | 10.7397 | 13.7149 | 16.8341 | 2.7483
2027 | 7593 | MW | 182.1584 | 232.621 | 298.0348 | 92.0485 | -499.5273 | -442.1927 | -498.309 | -1072.1017 | -232.123 | -152.2009 | 10.7397 | 13.7149 | 33.6683 | 2.7483
2027 | 7594 | MW | 168.1462 | 214.7271 | 275.109 | 92.0485 | -560.4453 | -485.3334 | -546.9245 | -1202.8458 | -257.9145 | -167.0497 | 10.7397 | 13.7149 | 33.6683 | 2.7483
2027 | 7595 | MW | 189.1645 | 241.568 | 309.4976 | 99.1291 | -609.1796 | -506.9038 | -571.2323 | -1307.441 | -278.5476 | -174.4742 | 10.7397 | 13.7149 | 33.6683 | 2.7483
2027 | 7596 | MW | 224.1949 | 286.3028 | 366.812 | 116.8307 | -657.914 | -517.689 | -583.3862 | -1412.0363 | -299.1808 | -178.1864 | 10.7397 | 13.7149 | 33.6683 | 2.7483
2027 | 7597 | MW | 280.2437 | 357.8785 | 458.515 | 148.6937 | -694.4648 | -528.4742 | -595.54 | -1490.4828 | -314.6557 | -181.8986 | 10.7397 | 13.7149 | 33.6683 | 2.7483
2027 | 7598 | MW | 315.2741 | 402.6133 | 515.8294 | 159.3146 | -706.6484 | -528.4742 | -595.54 | -1516.6316 | -319.8139 | -181.8986 | 10.7397 | 13.7149 | 33.6683 | 2.7483
2027 | 7599 | MW | 336.2924 | 429.4541 | 550.218 | 173.4759 | -682.2812 | -517.689 | -583.3862 | -1464.334 | -314.6557 | -178.1864 | 8.5918 | 10.9719 | 33.6683 | 0
2027 | 7600 | MW | 140.1218 | 178.9392 | 229.2575 | 74.3468 | -645.7304 | -506.9038 | -571.2323 | -1385.8875 | -304.3391 | -174.4742 | 6.4438 | 8.2289 | 0 | 0
2027 | 7601 | MW | 161.1401 | 205.7801 | 263.6461 | 81.4275 | -609.1796 | -496.1186 | -559.0784 | -1307.441 | -288.8642 | -170.762 | -6.4438 | -8.2289 | -16.8341 | -5.4965
2027 | 7602 | MW | 175.1523 | 223.674 | 286.5719 | 88.5081 | -609.1796 | -550.0445 | -619.8478 | -1307.441 | -278.5476 | -189.323 | -6.4438 | -8.2289 | -33.6683 | -5.4965
2027 | 7603 | MW | 189.1645 | 241.568 | 309.4976 | 95.5888 | -572.6289 | -539.2593 | -607.6939 | -1228.9946 | -263.0728 | -185.6108 | -8.5918 | -10.9719 | -33.6683 | -6.8707
2027 | 7604 | MW | 189.1645 | 241.568 | 309.4976 | 95.5888 | -548.2617 | -528.4742 | -595.54 | -1176.6969 | -257.9145 | -181.8986 | -8.5918 | -10.9719 | -33.6683 | -6.8707
2027 | 7605 | MW | 609.53 | 778.3856 | 985.8073 | 308.0083 | -536.0781 | -517.689 | -583.3862 | -1150.5481 | -247.5979 | -178.1864 | -8.5918 | -10.9719 | -33.6683 | -6.8707
2027 | 7606 | MW | 616.536 | 787.3326 | 997.2702 | 311.5486 | -487.3437 | -474.5482 | -534.7707 | -1045.9528 | -226.9647 | -163.3375 | 8.5918 | 10.9719 | 16.8341 | 0
2027 | 7607 | MW | 588.5117 | 751.5448 | 962.8815 | 300.9276 | -426.4258 | -420.6223 | -474.0013 | -915.2087 | -201.1733 | -144.7764 | 12.8877 | 16.4579 | 16.8341 | 1.3741
2027 | 7608 | MW | 567.4934 | 724.7039 | 928.4929 | 290.3067 | -365.5078 | -366.6964 | -413.2319 | -784.4646 | -165.0653 | -126.2154 | 10.7397 | 13.7149 | 0 | 0
2027 | 7609 | MW | 532.4629 | 679.9691 | 871.1785 | 269.0647 | -316.7734 | -323.5556 | -364.6164 | -679.8693 | -144.4321 | -111.3665 | 8.5918 | 10.9719 | 0 | 2.7483
2027 | 7610 | MW | 483.4203 | 617.3403 | 779.4755 | 244.2824 | -292.4062 | -301.9852 | -340.3086 | -627.5717 | -134.1155 | -103.9421 | 6.4438 | 8.2289 | 0 | 2.7483
2027 | 7611 | MW | 420.3655 | 536.8177 | 687.7725 | 208.8792 | -280.2226 | -291.2 | -328.1547 | -601.4229 | -128.9572 | -100.2298 | 6.4438 | 8.2289 | 0 | 2.7483
2027 | 7612 | MW | 364.3168 | 465.242 | 596.0695 | 184.0969 | -268.039 | -280.4149 | -316.0008 | -575.2741 | -123.7989 | -96.5176 | 6.4438 | 8.2289 | 0 | 2.7483
2027 | 7613 | MW | 322.2802 | 411.5602 | 527.2923 | 159.3146 | -280.2226 | -291.2 | -328.1547 | -601.4229 | -128.9572 | -100.2298 | 6.4438 | 8.2289 | 0 | 2.7483
2027 | 7614 | MW | 287.2497 | 366.8254 | 469.9779 | 138.0727 | -292.4062 | -301.9852 | -340.3086 | -627.5717 | -139.2738 | -103.9421 | 6.4438 | 8.2289 | 0 | 2.7483
2027 | 7615 | MW | 252.2193 | 322.0906 | 412.6635 | 123.9114 | -328.957 | -312.7704 | -352.4625 | -706.0182 | -159.907 | -107.6543 | 6.4438 | 8.2289 | 16.8341 | 4.1224
2027 | 7616 | MW | 224.1949 | 286.3028 | 366.812 | 109.7501 | -377.6914 | -355.9112 | -401.078 | -810.6135 | -180.5401 | -122.5031 | 8.5918 | 10.9719 | 16.8341 | 4.1224
2027 | 7617 | MW | 203.1767 | 259.4619 | 332.4234 | 102.6694 | -426.4258 | -399.0519 | -449.6935 | -915.2087 | -201.1733 | -137.352 | 8.5918 | 10.9719 | 33.6683 | 2.7483
2027 | 7618 | MW | 196.1706 | 250.5149 | 309.4976 | 99.1291 | -475.1601 | -431.4075 | -486.1551 | -1019.804 | -221.8064 | -148.4887 | 10.7397 | 13.7149 | 33.6683 | 2.7483
2027 | 7619 | MW | 196.1706 | 250.5149 | 320.9605 | 102.6694 | -511.7109 | -442.1927 | -498.309 | -1098.2505 | -242.4396 | -152.2009 | 10.7397 | 13.7149 | 33.6683 | 2.7483
2027 | 7620 | MW | 231.201 | 295.2497 | 378.2749 | 116.8307 | -536.0781 | -463.763 | -522.6168 | -1150.5481 | -257.9145 | -159.6253 | 10.7397 | 13.7149 | 33.6683 | 2.7483
2027 | 7621 | MW | 280.2437 | 357.8785 | 458.515 | 145.1533 | -572.6289 | -474.5482 | -534.7707 | -1228.9946 | -273.3893 | -163.3375 | 8.5918 | 10.9719 | 33.6683 | 2.7483
2027 | 7622 | MW | 301.2619 | 384.7193 | 492.9036 | 155.7743 | -584.8125 | -474.5482 | -534.7707 | -1255.1434 | -283.7059 | -163.3375 | 8.5918 | 10.9719 | 33.6683 | 2.7483
2027 | 7623 | MW | 336.2924 | 429.4541 | 550.218 | 169.9356 | -584.8125 | -463.763 | -522.6168 | -1255.1434 | -283.7059 | -159.6253 | 8.5918 | 10.9719 | 33.6683 | 0
2027 | 7624 | MW | 140.1218 | 178.9392 | 229.2575 | 67.2662 | -560.4453 | -463.763 | -522.6168 | -1202.8458 | -278.5476 | -159.6253 | 6.4438 | 8.2289 | 0 | 1.3741
2027 | 7625 | MW | 154.134 | 196.8331 | 252.1833 | 74.3468 | -548.2617 | -463.763 | -522.6168 | -1176.6969 | -273.3893 | -159.6253 | -6.4438 | -8.2289 | -16.8341 | -4.1224
2027 | 7626 | MW | 175.1523 | 223.674 | 286.5719 | 88.5081 | -560.4453 | -528.4742 | -595.54 | -1202.8458 | -273.3893 | -181.8986 | -8.5918 | -10.9719 | -33.6683 | -5.4965
2027 | 7627 | MW | 182.1584 | 232.621 | 298.0348 | 88.5081 | -548.2617 | -528.4742 | -595.54 | -1176.6969 | -268.2311 | -181.8986 | -8.5918 | -10.9719 | -33.6683 | -6.8707
2027 | 7628 | MW | 175.1523 | 223.674 | 298.0348 | 88.5081 | -548.2617 | -528.4742 | -595.54 | -1176.6969 | -263.0728 | -181.8986 | -8.5918 | -10.9719 | -33.6683 | -6.8707
2027 | 7629 | MW | 609.53 | 778.3856 | 997.2702 | 308.0083 | -523.8945 | -517.689 | -583.3862 | -1124.3993 | -252.7562 | -178.1864 | -8.5918 | -10.9719 | -33.6683 | -6.8707
2027 | 7630 | MW | 616.536 | 787.3326 | 1008.733 | 308.0083 | -487.3437 | -485.3334 | -546.9245 | -1045.9528 | -232.123 | -167.0497 | 6.4438 | 8.2289 | 16.8341 | 0
2027 | 7631 | MW | 595.5178 | 760.4917 | 974.3444 | 297.3873 | -426.4258 | -420.6223 | -474.0013 | -915.2087 | -201.1733 | -144.7764 | 10.7397 | 13.7149 | 16.8341 | 1.3741
2027 | 7632 | MW | 567.4934 | 724.7039 | 928.4929 | 283.226 | -353.3242 | -366.6964 | -413.2319 | -758.3158 | -165.0653 | -126.2154 | 8.5918 | 10.9719 | 0 | 1.3741
2027 | 7633 | MW | 532.4629 | 679.9691 | 859.7157 | 265.5244 | -328.957 | -334.3408 | -376.7702 | -706.0182 | -154.7487 | -115.0787 | 6.4438 | 8.2289 | 0 | 1.3741
2027 | 7634 | MW | 476.4142 | 608.3934 | 779.4755 | 237.2018 | -304.5898 | -312.7704 | -352.4625 | -653.7205 | -144.4321 | -107.6543 | 6.4438 | 8.2289 | 0 | 1.3741
2027 | 7635 | MW | 413.3594 | 527.8707 | 676.3097 | 205.3389 | -292.4062 | -301.9852 | -340.3086 | -627.5717 | -139.2738 | -103.9421 | 4.2959 | 5.486 | 0 | 1.3741
2027 | 7636 | MW | 364.3168 | 465.242 | 596.0695 | 180.5566 | -292.4062 | -301.9852 | -340.3086 | -627.5717 | -134.1155 | -103.9421 | 4.2959 | 5.486 | 0 | 1.3741
2027 | 7637 | MW | 315.2741 | 402.6133 | 515.8294 | 159.3146 | -304.5898 | -312.7704 | -352.4625 | -653.7205 | -139.2738 | -107.6543 | 4.2959 | 5.486 | 0 | 1.3741
2027 | 7638 | MW | 280.2437 | 357.8785 | 447.0521 | 138.0727 | -353.3242 | -355.9112 | -401.078 | -758.3158 | -159.907 | -122.5031 | 6.4438 | 8.2289 | 0 | 1.3741
2027 | 7639 | MW | 238.2071 | 304.1967 | 389.7378 | 120.3711 | -438.6093 | -420.6223 | -474.0013 | -941.3576 | -201.1733 | -144.7764 | 6.4438 | 8.2289 | 0 | 2.7483
2027 | 7640 | MW | 203.1767 | 259.4619 | 343.8863 | 102.6694 | -523.8945 | -496.1186 | -559.0784 | -1124.3993 | -247.5979 | -170.762 | 8.5918 | 10.9719 | 0 | 2.7483
2027 | 7641 | MW | 182.1584 | 232.621 | 309.4976 | 92.0485 | -609.1796 | -560.8297 | -632.0017 | -1307.441 | -278.5476 | -193.0353 | 8.5918 | 10.9719 | 50.5024 | 2.7483
2027 | 7642 | MW | 168.1462 | 214.7271 | 275.109 | 84.9678 | -657.914 | -603.9705 | -680.6172 | -1412.0363 | -304.3391 | -207.8841 | 6.4438 | 8.2289 | 50.5024 | 2.7483
2027 | 7643 | MW | 161.1401 | 205.7801 | 263.6461 | 77.8872 | -706.6484 | -636.326 | -717.0788 | -1516.6316 | -330.1305 | -219.0208 | 6.4438 | 8.2289 | 50.5024 | 2.7483
2027 | 7644 | MW | 154.134 | 196.8331 | 263.6461 | 77.8872 | -743.1992 | -647.1112 | -729.2327 | -1595.0781 | -350.7637 | -222.733 | 6.4438 | 8.2289 | 50.5024 | 2.7483
2027 | 7645 | MW | 182.1584 | 232.621 | 309.4976 | 92.0485 | -755.3828 | -657.8964 | -741.3866 | -1621.2269 | -361.0803 | -226.4452 | 6.4438 | 8.2289 | 50.5024 | 2.7483
2027 | 7646 | MW | 210.1827 | 268.4088 | 343.8863 | 106.2098 | -767.5664 | -657.8964 | -741.3866 | -1647.3757 | -366.2386 | -226.4452 | 6.4438 | 8.2289 | 50.5024 | 2.7483
2027 | 7647 | MW | 238.2071 | 304.1967 | 389.7378 | 120.3711 | -755.3828 | -647.1112 | -729.2327 | -1621.2269 | -366.2386 | -222.733 | 6.4438 | 8.2289 | 50.5024 | 0
2027 | 7648 | MW | 294.2558 | 375.7724 | 469.9779 | 148.6937 | -731.0156 | -625.5408 | -704.925 | -1568.9293 | -355.922 | -215.3086 | 4.2959 | 5.486 | 0 | 0
2027 | 7649 | MW | 161.1401 | 205.7801 | 252.1833 | 81.4275 | -694.4648 | -625.5408 | -704.925 | -1490.4828 | -345.6054 | -215.3086 | -6.4438 | -8.2289 | -16.8341 | -5.4965
2027 | 7650 | MW | 196.1706 | 250.5149 | 320.9605 | 99.1291 | -682.2812 | -647.1112 | -729.2327 | -1464.334 | -335.2888 | -222.733 | -8.5918 | -10.9719 | -33.6683 | -6.8707
2027 | 7651 | MW | 224.1949 | 286.3028 | 366.812 | 113.2904 | -645.7304 | -614.7556 | -692.7711 | -1385.8875 | -309.4974 | -211.5963 | -10.7397 | -13.7149 | -33.6683 | -6.8707
2027 | 7652 | MW | 245.2132 | 313.1436 | 389.7378 | 123.9114 | -609.1796 | -582.4001 | -656.3094 | -1307.441 | -288.8642 | -200.4597 | -10.7397 | -13.7149 | -33.6683 | -6.8707
2027 | 7653 | MW | 245.2132 | 313.1436 | 389.7378 | 123.9114 | -572.6289 | -560.8297 | -632.0017 | -1228.9946 | -273.3893 | -193.0353 | -10.7397 | -13.7149 | -33.6683 | -6.8707
2027 | 7654 | MW | 686.597 | 876.8022 | 1111.8989 | 350.4922 | -523.8945 | -517.689 | -583.3862 | -1124.3993 | -247.5979 | -178.1864 | 6.4438 | 8.2289 | 0 | -1.3741
2027 | 7655 | MW | 693.6031 | 885.7492 | 1123.3618 | 350.4922 | -450.7929 | -452.9778 | -510.4629 | -967.5064 | -211.4899 | -155.9131 | 8.5918 | 10.9719 | 16.8341 | 0
2027 | 7656 | MW | 658.5726 | 841.0144 | 1066.0474 | 332.7906 | -389.875 | -388.2667 | -437.5396 | -836.7623 | -175.3818 | -133.6398 | 6.4438 | 8.2289 | 0 | 0
2027 | 7657 | MW | 609.53 | 778.3856 | 997.2702 | 308.0083 | -328.957 | -334.3408 | -376.7702 | -706.0182 | -154.7487 | -115.0787 | 6.4438 | 8.2289 | 0 | 2.7483
2027 | 7658 | MW | 553.4812 | 706.8099 | 905.5672 | 279.6857 | -304.5898 | -312.7704 | -352.4625 | -653.7205 | -139.2738 | -107.6543 | 6.4438 | 8.2289 | 0 | 1.3741
2027 | 7659 | MW | 483.4203 | 617.3403 | 790.9384 | 240.7421 | -292.4062 | -301.9852 | -340.3086 | -627.5717 | -134.1155 | -103.9421 | 4.2959 | 5.486 | 0 | 1.3741
2027 | 7660 | MW | 413.3594 | 527.8707 | 664.8468 | 205.3389 | -292.4062 | -301.9852 | -340.3086 | -627.5717 | -134.1155 | -103.9421 | 4.2959 | 5.486 | 0 | 1.3741
2027 | 7661 | MW | 343.2985 | 438.4011 | 561.6809 | 173.4759 | -304.5898 | -312.7704 | -352.4625 | -653.7205 | -139.2738 | -107.6543 | 4.2959 | 5.486 | 0 | 1.3741
2027 | 7662 | MW | 294.2558 | 375.7724 | 469.9779 | 145.1533 | -353.3242 | -355.9112 | -401.078 | -758.3158 | -159.907 | -122.5031 | 6.4438 | 8.2289 | 0 | 2.7483
2027 | 7663 | MW | 238.2071 | 304.1967 | 389.7378 | 120.3711 | -438.6093 | -420.6223 | -474.0013 | -941.3576 | -206.3316 | -144.7764 | 6.4438 | 8.2289 | 0 | 2.7483
2027 | 7664 | MW | 196.1706 | 250.5149 | 320.9605 | 95.5888 | -548.2617 | -506.9038 | -571.2323 | -1176.6969 | -257.9145 | -174.4742 | 8.5918 | 10.9719 | 0 | 2.7483
2027 | 7665 | MW | 168.1462 | 214.7271 | 286.5719 | 84.9678 | -633.5468 | -571.6149 | -644.1556 | -1359.7387 | -288.8642 | -196.7475 | 8.5918 | 10.9719 | 33.6683 | 2.7483
2027 | 7666 | MW | 147.1279 | 187.8862 | 252.1833 | 74.3468 | -706.6484 | -625.5408 | -704.925 | -1516.6316 | -314.6557 | -215.3086 | 6.4438 | 8.2289 | 33.6683 | 2.7483
2027 | 7667 | MW | 140.1218 | 178.9392 | 229.2575 | 70.8065 | -767.5664 | -657.8964 | -741.3866 | -1647.3757 | -340.4471 | -226.4452 | 6.4438 | 8.2289 | 33.6683 | 2.7483
2027 | 7668 | MW | 147.1279 | 187.8862 | 240.7204 | 74.3468 | -804.1171 | -679.4668 | -765.6943 | -1725.8222 | -361.0803 | -233.8696 | 6.4438 | 8.2289 | 33.6683 | 2.7483
2027 | 7669 | MW | 175.1523 | 223.674 | 286.5719 | 84.9678 | -828.4843 | -690.252 | -777.8482 | -1778.1198 | -376.5551 | -237.5819 | 6.4438 | 8.2289 | 33.6683 | 2.7483
2027 | 7670 | MW | 196.1706 | 250.5149 | 320.9605 | 99.1291 | -828.4843 | -701.0371 | -790.0021 | -1778.1198 | -376.5551 | -241.2941 | 6.4438 | 8.2289 | 33.6683 | 2.7483
2027 | 7671 | MW | 231.201 | 295.2497 | 378.2749 | 116.8307 | -816.3007 | -690.252 | -777.8482 | -1751.971 | -371.3968 | -237.5819 | 6.4438 | 8.2289 | 33.6683 | 0
2027 | 7672 | MW | 280.2437 | 357.8785 | 447.0521 | 141.613 | -779.7499 | -668.6816 | -753.5405 | -1673.5245 | -361.0803 | -230.1574 | 4.2959 | 5.486 | 0 | 0
2027 | 7673 | MW | 154.134 | 196.8331 | 252.1833 | 81.4275 | -743.1992 | -636.326 | -717.0788 | -1595.0781 | -350.7637 | -219.0208 | -6.4438 | -8.2289 | -16.8341 | -5.4965
2027 | 7674 | MW | 196.1706 | 250.5149 | 320.9605 | 99.1291 | -718.832 | -657.8964 | -741.3866 | -1542.7804 | -340.4471 | -226.4452 | -8.5918 | -10.9719 | -33.6683 | -6.8707
2027 | 7675 | MW | 231.201 | 295.2497 | 378.2749 | 113.2904 | -670.0976 | -614.7556 | -692.7711 | -1438.1852 | -314.6557 | -211.5963 | -10.7397 | -13.7149 | -33.6683 | -8.2448
2027 | 7676 | MW | 245.2132 | 313.1436 | 401.2006 | 123.9114 | -621.3632 | -582.4001 | -656.3094 | -1333.5899 | -294.0225 | -200.4597 | -10.7397 | -13.7149 | -33.6683 | -6.8707
2027 | 7677 | MW | 245.2132 | 313.1436 | 389.7378 | 123.9114 | -584.8125 | -550.0445 | -619.8478 | -1255.1434 | -278.5476 | -189.323 | -10.7397 | -13.7149 | -33.6683 | -6.8707
2027 | 7678 | MW | 679.5909 | 867.8553 | 1100.436 | 343.4115 | -536.0781 | -506.9038 | -571.2323 | -1150.5481 | -247.5979 | -174.4742 | 6.4438 | 8.2289 | 16.8341 | -1.3741
2027 | 7679 | MW | 679.5909 | 867.8553 | 1100.436 | 343.4115 | -462.9765 | -442.1927 | -498.309 | -993.6552 | -211.4899 | -152.2009 | 8.5918 | 10.9719 | 0 | 0
2027 | 7680 | MW | 644.5604 | 823.1204 | 1043.1217 | 325.7099 | -389.875 | -388.2667 | -437.5396 | -836.7623 | -180.5401 | -133.6398 | 6.4438 | 8.2289 | 0 | 0
2027 | 7681 | MW | 588.5117 | 751.5448 | 962.8815 | 297.3873 | -328.957 | -334.3408 | -376.7702 | -706.0182 | -154.7487 | -115.0787 | 6.4438 | 8.2289 | 0 | 2.7483
2027 | 7682 | MW | 532.4629 | 679.9691 | 871.1785 | 265.5244 | -304.5898 | -312.7704 | -352.4625 | -653.7205 | -139.2738 | -107.6543 | 6.4438 | 8.2289 | 0 | 1.3741
2027 | 7683 | MW | 462.402 | 590.4994 | 756.5498 | 226.5808 | -292.4062 | -301.9852 | -340.3086 | -627.5717 | -134.1155 | -103.9421 | 6.4438 | 8.2289 | 0 | 1.3741
2027 | 7684 | MW | 385.335 | 492.0829 | 630.4582 | 191.1776 | -292.4062 | -301.9852 | -340.3086 | -627.5717 | -134.1155 | -103.9421 | 6.4438 | 8.2289 | 0 | 1.3741
2027 | 7685 | MW | 315.2741 | 402.6133 | 515.8294 | 155.7743 | -304.5898 | -312.7704 | -352.4625 | -653.7205 | -139.2738 | -107.6543 | 6.4438 | 8.2289 | 0 | 1.3741
2027 | 7686 | MW | 266.2315 | 339.9845 | 435.5893 | 130.992 | -353.3242 | -355.9112 | -401.078 | -758.3158 | -159.907 | -122.5031 | 6.4438 | 8.2289 | 0 | 1.3741
2027 | 7687 | MW | 217.1888 | 277.3558 | 355.3491 | 106.2098 | -438.6093 | -409.8371 | -461.8474 | -941.3576 | -206.3316 | -141.0642 | 8.5918 | 10.9719 | 0 | 2.7483
2027 | 7688 | MW | 175.1523 | 223.674 | 298.0348 | 88.5081 | -536.0781 | -506.9038 | -571.2323 | -1150.5481 | -252.7562 | -174.4742 | 8.5918 | 10.9719 | 0 | 2.7483
2027 | 7689 | MW | 161.1401 | 205.7801 | 263.6461 | 81.4275 | -621.3632 | -582.4001 | -656.3094 | -1333.5899 | -288.8642 | -200.4597 | 8.5918 | 10.9719 | 33.6683 | 2.7483
2027 | 7690 | MW | 140.1218 | 178.9392 | 229.2575 | 70.8065 | -682.2812 | -625.5408 | -704.925 | -1464.334 | -319.8139 | -215.3086 | 8.5918 | 10.9719 | 33.6683 | 2.7483
2027 | 7691 | MW | 133.1157 | 169.9923 | 229.2575 | 67.2662 | -731.0156 | -668.6816 | -753.5405 | -1568.9293 | -340.4471 | -230.1574 | 8.5918 | 10.9719 | 33.6683 | 2.7483
2027 | 7692 | MW | 140.1218 | 178.9392 | 229.2575 | 67.2662 | -755.3828 | -690.252 | -777.8482 | -1621.2269 | -355.922 | -237.5819 | 8.5918 | 10.9719 | 33.6683 | 2.7483
2027 | 7693 | MW | 168.1462 | 214.7271 | 275.109 | 81.4275 | -779.7499 | -711.8223 | -802.156 | -1673.5245 | -361.0803 | -245.0063 | 8.5918 | 10.9719 | 33.6683 | 2.7483
2027 | 7694 | MW | 189.1645 | 241.568 | 320.9605 | 99.1291 | -779.7499 | -722.6075 | -814.3099 | -1673.5245 | -371.3968 | -248.7185 | 6.4438 | 8.2289 | 33.6683 | 2.7483
2027 | 7695 | MW | 224.1949 | 286.3028 | 366.812 | 116.8307 | -767.5664 | -711.8223 | -802.156 | -1647.3757 | -366.2386 | -245.0063 | 6.4438 | 8.2289 | 33.6683 | 0
2027 | 7696 | MW | 280.2437 | 357.8785 | 447.0521 | 141.613 | -731.0156 | -690.252 | -777.8482 | -1568.9293 | -361.0803 | -237.5819 | 4.2959 | 5.486 | 0 | 0
2027 | 7697 | MW | 161.1401 | 205.7801 | 263.6461 | 81.4275 | -706.6484 | -657.8964 | -741.3866 | -1516.6316 | -350.7637 | -226.4452 | -6.4438 | -8.2289 | -16.8341 | -5.4965
2027 | 7698 | MW | 196.1706 | 250.5149 | 320.9605 | 99.1291 | -694.4648 | -679.4668 | -765.6943 | -1490.4828 | -335.2888 | -233.8696 | -8.5918 | -10.9719 | -33.6683 | -6.8707
2027 | 7699 | MW | 231.201 | 295.2497 | 378.2749 | 113.2904 | -645.7304 | -625.5408 | -704.925 | -1385.8875 | -309.4974 | -215.3086 | -10.7397 | -13.7149 | -33.6683 | -8.2448
2027 | 7700 | MW | 245.2132 | 313.1436 | 401.2006 | 123.9114 | -609.1796 | -593.1853 | -668.4633 | -1307.441 | -288.8642 | -204.1719 | -10.7397 | -13.7149 | -33.6683 | -6.8707
2027 | 7701 | MW | 245.2132 | 313.1436 | 401.2006 | 123.9114 | -572.6289 | -560.8297 | -632.0017 | -1228.9946 | -273.3893 | -193.0353 | -10.7397 | -13.7149 | -33.6683 | -6.8707
2027 | 7702 | MW | 679.5909 | 867.8553 | 1100.436 | 343.4115 | -523.8945 | -506.9038 | -571.2323 | -1124.3993 | -247.5979 | -174.4742 | 6.4438 | 8.2289 | 16.8341 | -1.3741
2027 | 7703 | MW | 679.5909 | 867.8553 | 1100.436 | 343.4115 | -450.7929 | -442.1927 | -498.309 | -967.5064 | -211.4899 | -152.2009 | 10.7397 | 13.7149 | 16.8341 | 0
2027 | 7704 | MW | 644.5604 | 823.1204 | 1043.1217 | 322.1696 | -377.6914 | -377.4815 | -425.3857 | -810.6135 | -175.3818 | -129.9276 | 8.5918 | 10.9719 | 0 | 0
2027 | 7705 | MW | 588.5117 | 751.5448 | 962.8815 | 293.847 | -328.957 | -334.3408 | -376.7702 | -706.0182 | -149.5904 | -115.0787 | 8.5918 | 10.9719 | 0 | 1.3741
2027 | 7706 | MW | 532.4629 | 679.9691 | 859.7157 | 261.9841 | -304.5898 | -312.7704 | -352.4625 | -653.7205 | -139.2738 | -107.6543 | 6.4438 | 8.2289 | 0 | 1.3741
2027 | 7707 | MW | 455.3959 | 581.5525 | 745.0869 | 226.5808 | -292.4062 | -301.9852 | -340.3086 | -627.5717 | -134.1155 | -103.9421 | 6.4438 | 8.2289 | 0 | 1.3741
2027 | 7708 | MW | 378.3289 | 483.1359 | 618.9953 | 187.6372 | -292.4062 | -301.9852 | -340.3086 | -627.5717 | -128.9572 | -103.9421 | 6.4438 | 8.2289 | 0 | 1.3741
2027 | 7709 | MW | 308.268 | 393.6663 | 504.3665 | 155.7743 | -304.5898 | -312.7704 | -352.4625 | -653.7205 | -134.1155 | -107.6543 | 6.4438 | 8.2289 | 0 | 1.3741
2027 | 7710 | MW | 259.2254 | 331.0376 | 424.1264 | 127.4517 | -341.1406 | -355.9112 | -401.078 | -732.167 | -154.7487 | -122.5031 | 6.4438 | 8.2289 | 0 | 1.3741
2027 | 7711 | MW | 210.1827 | 268.4088 | 343.8863 | 102.6694 | -426.4258 | -420.6223 | -474.0013 | -915.2087 | -201.1733 | -144.7764 | 8.5918 | 10.9719 | 16.8341 | 2.7483
2027 | 7712 | MW | 168.1462 | 214.7271 | 286.5719 | 81.4275 | -536.0781 | -506.9038 | -571.2323 | -1150.5481 | -247.5979 | -174.4742 | 8.5918 | 10.9719 | 16.8341 | 2.7483
2027 | 7713 | MW | 154.134 | 196.8331 | 252.1833 | 77.8872 | -621.3632 | -571.6149 | -644.1556 | -1333.5899 | -283.7059 | -196.7475 | 8.5918 | 10.9719 | 33.6683 | 2.7483
2027 | 7714 | MW | 133.1157 | 169.9923 | 217.7946 | 70.8065 | -682.2812 | -625.5408 | -704.925 | -1464.334 | -319.8139 | -215.3086 | 8.5918 | 10.9719 | 33.6683 | 2.7483
2027 | 7715 | MW | 133.1157 | 169.9923 | 217.7946 | 63.7259 | -718.832 | -657.8964 | -741.3866 | -1542.7804 | -340.4471 | -226.4452 | 8.5918 | 10.9719 | 33.6683 | 2.7483
2027 | 7716 | MW | 133.1157 | 169.9923 | 229.2575 | 70.8065 | -743.1992 | -668.6816 | -753.5405 | -1595.0781 | -355.922 | -230.1574 | 8.5918 | 10.9719 | 33.6683 | 2.7483
2027 | 7717 | MW | 168.1462 | 214.7271 | 275.109 | 81.4275 | -743.1992 | -679.4668 | -765.6943 | -1595.0781 | -366.2386 | -233.8696 | 8.5918 | 10.9719 | 33.6683 | 2.7483
2027 | 7718 | MW | 196.1706 | 250.5149 | 320.9605 | 95.5888 | -743.1992 | -690.252 | -777.8482 | -1595.0781 | -366.2386 | -237.5819 | 8.5918 | 10.9719 | 33.6683 | 2.7483
2027 | 7719 | MW | 224.1949 | 286.3028 | 366.812 | 113.2904 | -731.0156 | -679.4668 | -765.6943 | -1568.9293 | -366.2386 | -233.8696 | 8.5918 | 10.9719 | 33.6683 | 0
2027 | 7720 | MW | 273.2376 | 348.9315 | 447.0521 | 141.613 | -718.832 | -657.8964 | -741.3866 | -1542.7804 | -355.922 | -226.4452 | 6.4438 | 8.2289 | 0 | 0
2027 | 7721 | MW | 154.134 | 196.8331 | 252.1833 | 77.8872 | -694.4648 | -636.326 | -717.0788 | -1490.4828 | -345.6054 | -219.0208 | -6.4438 | -8.2289 | -16.8341 | -5.4965
2027 | 7722 | MW | 196.1706 | 250.5149 | 320.9605 | 99.1291 | -682.2812 | -668.6816 | -753.5405 | -1464.334 | -335.2888 | -230.1574 | -8.5918 | -10.9719 | -33.6683 | -6.8707
2027 | 7723 | MW | 231.201 | 295.2497 | 378.2749 | 116.8307 | -645.7304 | -625.5408 | -704.925 | -1385.8875 | -309.4974 | -215.3086 | -10.7397 | -13.7149 | -33.6683 | -8.2448
2027 | 7724 | MW | 245.2132 | 313.1436 | 401.2006 | 127.4517 | -609.1796 | -593.1853 | -668.4633 | -1307.441 | -288.8642 | -204.1719 | -10.7397 | -13.7149 | -33.6683 | -8.2448
2027 | 7725 | MW | 245.2132 | 313.1436 | 401.2006 | 127.4517 | -572.6289 | -560.8297 | -632.0017 | -1228.9946 | -268.2311 | -193.0353 | -10.7397 | -13.7149 | -33.6683 | -6.8707
2027 | 7726 | MW | 672.5848 | 858.9083 | 1100.436 | 339.8712 | -523.8945 | -517.689 | -583.3862 | -1124.3993 | -242.4396 | -178.1864 | 8.5918 | 10.9719 | 16.8341 | -1.3741
2027 | 7727 | MW | 672.5848 | 858.9083 | 1100.436 | 339.8712 | -450.7929 | -452.9778 | -510.4629 | -967.5064 | -206.3316 | -155.9131 | 10.7397 | 13.7149 | 16.8341 | 0
2027 | 7728 | MW | 637.5543 | 814.1735 | 1043.1217 | 318.6293 | -377.6914 | -388.2667 | -437.5396 | -810.6135 | -175.3818 | -133.6398 | 10.7397 | 13.7149 | 0 | 0
2027 | 7729 | MW | 588.5117 | 751.5448 | 951.4187 | 293.847 | -328.957 | -345.126 | -388.9241 | -706.0182 | -149.5904 | -118.7909 | 10.7397 | 13.7149 | 0 | 2.7483
2027 | 7730 | MW | 525.4569 | 671.0221 | 859.7157 | 261.9841 | -304.5898 | -323.5556 | -364.6164 | -653.7205 | -139.2738 | -111.3665 | 8.5918 | 10.9719 | 0 | 2.7483
2027 | 7731 | MW | 448.3899 | 572.6055 | 733.624 | 223.0405 | -292.4062 | -312.7704 | -352.4625 | -627.5717 | -128.9572 | -107.6543 | 8.5918 | 10.9719 | 0 | 1.3741
2027 | 7732 | MW | 371.3228 | 474.189 | 607.5324 | 184.0969 | -292.4062 | -301.9852 | -340.3086 | -627.5717 | -128.9572 | -103.9421 | 8.5918 | 10.9719 | 0 | 1.3741
2027 | 7733 | MW | 308.268 | 393.6663 | 504.3665 | 152.234 | -304.5898 | -312.7704 | -352.4625 | -653.7205 | -134.1155 | -107.6543 | 8.5918 | 10.9719 | 0 | 1.3741
2027 | 7734 | MW | 252.2193 | 322.0906 | 412.6635 | 127.4517 | -353.3242 | -355.9112 | -401.078 | -758.3158 | -154.7487 | -122.5031 | 8.5918 | 10.9719 | 0 | 2.7483
2027 | 7735 | MW | 210.1827 | 268.4088 | 343.8863 | 102.6694 | -438.6093 | -431.4075 | -486.1551 | -941.3576 | -201.1733 | -148.4887 | 8.5918 | 10.9719 | 0 | 2.7483
2027 | 7736 | MW | 168.1462 | 214.7271 | 286.5719 | 84.9678 | -536.0781 | -517.689 | -583.3862 | -1150.5481 | -247.5979 | -178.1864 | 8.5918 | 10.9719 | 16.8341 | 2.7483
2027 | 7737 | MW | 154.134 | 196.8331 | 252.1833 | 81.4275 | -621.3632 | -582.4001 | -656.3094 | -1333.5899 | -288.8642 | -200.4597 | 10.7397 | 13.7149 | 50.5024 | 2.7483
2027 | 7738 | MW | 140.1218 | 178.9392 | 229.2575 | 70.8065 | -682.2812 | -625.5408 | -704.925 | -1464.334 | -319.8139 | -215.3086 | 10.7397 | 13.7149 | 50.5024 | 2.7483
2027 | 7739 | MW | 133.1157 | 169.9923 | 217.7946 | 63.7259 | -731.0156 | -657.8964 | -741.3866 | -1568.9293 | -345.6054 | -226.4452 | 10.7397 | 13.7149 | 50.5024 | 2.7483
2027 | 7740 | MW | 133.1157 | 169.9923 | 229.2575 | 67.2662 | -767.5664 | -679.4668 | -765.6943 | -1647.3757 | -361.0803 | -233.8696 | 10.7397 | 13.7149 | 50.5024 | 2.7483
2027 | 7741 | MW | 168.1462 | 214.7271 | 275.109 | 84.9678 | -791.9335 | -690.252 | -777.8482 | -1699.6734 | -371.3968 | -237.5819 | 10.7397 | 13.7149 | 50.5024 | 2.7483
2027 | 7742 | MW | 196.1706 | 250.5149 | 320.9605 | 99.1291 | -804.1171 | -690.252 | -777.8482 | -1725.8222 | -376.5551 | -237.5819 | 10.7397 | 13.7149 | 50.5024 | 2.7483
2027 | 7743 | MW | 224.1949 | 286.3028 | 366.812 | 113.2904 | -779.7499 | -679.4668 | -765.6943 | -1673.5245 | -376.5551 | -233.8696 | 10.7397 | 13.7149 | 50.5024 | 0
2027 | 7744 | MW | 273.2376 | 348.9315 | 447.0521 | 141.613 | -755.3828 | -657.8964 | -741.3866 | -1621.2269 | -366.2386 | -226.4452 | 6.4438 | 8.2289 | 0 | 0
2027 | 7745 | MW | 161.1401 | 205.7801 | 263.6461 | 81.4275 | -706.6484 | -625.5408 | -704.925 | -1516.6316 | -350.7637 | -215.3086 | -8.5918 | -10.9719 | -16.8341 | -5.4965
2027 | 7746 | MW | 196.1706 | 250.5149 | 332.4234 | 99.1291 | -694.4648 | -657.8964 | -741.3866 | -1490.4828 | -335.2888 | -226.4452 | -8.5918 | -10.9719 | -33.6683 | -6.8707
2027 | 7747 | MW | 231.201 | 295.2497 | 378.2749 | 113.2904 | -645.7304 | -614.7556 | -692.7711 | -1385.8875 | -304.3391 | -211.5963 | -10.7397 | -13.7149 | -33.6683 | -6.8707
2027 | 7748 | MW | 245.2132 | 313.1436 | 401.2006 | 123.9114 | -609.1796 | -593.1853 | -668.4633 | -1307.441 | -283.7059 | -204.1719 | -10.7397 | -13.7149 | -33.6683 | -6.8707
2027 | 7749 | MW | 245.2132 | 313.1436 | 401.2006 | 123.9114 | -572.6289 | -560.8297 | -632.0017 | -1228.9946 | -268.2311 | -193.0353 | -10.7397 | -13.7149 | -33.6683 | -6.8707
2027 | 7750 | MW | 672.5848 | 858.9083 | 1100.436 | 339.8712 | -523.8945 | -517.689 | -583.3862 | -1124.3993 | -242.4396 | -178.1864 | 8.5918 | 10.9719 | 0 | -1.3741
2027 | 7751 | MW | 672.5848 | 858.9083 | 1100.436 | 336.3309 | -450.7929 | -452.9778 | -510.4629 | -967.5064 | -211.4899 | -155.9131 | 12.8877 | 16.4579 | 16.8341 | 0
2027 | 7752 | MW | 637.5543 | 814.1735 | 1031.6588 | 318.6293 | -377.6914 | -388.2667 | -437.5396 | -810.6135 | -175.3818 | -133.6398 | 10.7397 | 13.7149 | 16.8341 | 0
2027 | 7753 | MW | 581.5056 | 742.5978 | 951.4187 | 293.847 | -316.7734 | -334.3408 | -376.7702 | -679.8693 | -144.4321 | -115.0787 | 8.5918 | 10.9719 | 0 | 2.7483
2027 | 7754 | MW | 525.4569 | 671.0221 | 848.2528 | 261.9841 | -292.4062 | -312.7704 | -352.4625 | -627.5717 | -134.1155 | -107.6543 | 6.4438 | 8.2289 | 0 | 2.7483
2027 | 7755 | MW | 448.3899 | 572.6055 | 733.624 | 226.5808 | -280.2226 | -301.9852 | -340.3086 | -601.4229 | -128.9572 | -103.9421 | 6.4438 | 8.2289 | 0 | 1.3741
2027 | 7756 | MW | 371.3228 | 474.189 | 607.5324 | 187.6372 | -280.2226 | -291.2 | -328.1547 | -601.4229 | -128.9572 | -100.2298 | 6.4438 | 8.2289 | 0 | 1.3741
2027 | 7757 | MW | 308.268 | 393.6663 | 504.3665 | 155.7743 | -292.4062 | -301.9852 | -340.3086 | -627.5717 | -128.9572 | -103.9421 | 6.4438 | 8.2289 | 0 | 2.7483
2027 | 7758 | MW | 259.2254 | 331.0376 | 424.1264 | 130.992 | -316.7734 | -323.5556 | -364.6164 | -679.8693 | -144.4321 | -111.3665 | 8.5918 | 10.9719 | 0 | 2.7483
2027 | 7759 | MW | 231.201 | 295.2497 | 366.812 | 113.2904 | -365.5078 | -355.9112 | -401.078 | -784.4646 | -170.2236 | -122.5031 | 8.5918 | 10.9719 | 0 | 2.7483
2027 | 7760 | MW | 203.1767 | 259.4619 | 320.9605 | 102.6694 | -414.2422 | -399.0519 | -449.6935 | -889.0599 | -196.015 | -137.352 | 10.7397 | 13.7149 | 0 | 2.7483
2027 | 7761 | MW | 182.1584 | 232.621 | 298.0348 | 95.5888 | -475.1601 | -452.9778 | -510.4629 | -1019.804 | -221.8064 | -155.9131 | 10.7397 | 13.7149 | 50.5024 | 2.7483
2027 | 7762 | MW | 175.1523 | 223.674 | 275.109 | 88.5081 | -523.8945 | -485.3334 | -546.9245 | -1124.3993 | -242.4396 | -167.0497 | 10.7397 | 13.7149 | 50.5024 | 2.7483
2027 | 7763 | MW | 189.1645 | 241.568 | 309.4976 | 95.5888 | -548.2617 | -506.9038 | -571.2323 | -1176.6969 | -263.0728 | -174.4742 | 8.5918 | 10.9719 | 50.5024 | 2.7483
2027 | 7764 | MW | 238.2071 | 304.1967 | 378.2749 | 120.3711 | -584.8125 | -517.689 | -583.3862 | -1255.1434 | -273.3893 | -178.1864 | 8.5918 | 10.9719 | 50.5024 | 2.7483
2027 | 7765 | MW | 287.2497 | 366.8254 | 458.515 | 145.1533 | -596.9961 | -517.689 | -583.3862 | -1281.2922 | -278.5476 | -178.1864 | 8.5918 | 10.9719 | 50.5024 | 2.7483
2027 | 7766 | MW | 308.268 | 393.6663 | 504.3665 | 159.3146 | -584.8125 | -517.689 | -583.3862 | -1255.1434 | -283.7059 | -178.1864 | 8.5918 | 10.9719 | 50.5024 | 2.7483
2027 | 7767 | MW | 343.2985 | 438.4011 | 561.6809 | 173.4759 | -584.8125 | -506.9038 | -571.2323 | -1255.1434 | -283.7059 | -174.4742 | 8.5918 | 10.9719 | 50.5024 | 0
2027 | 7768 | MW | 140.1218 | 178.9392 | 229.2575 | 70.8065 | -560.4453 | -496.1186 | -559.0784 | -1202.8458 | -273.3893 | -170.762 | 6.4438 | 8.2289 | 0 | 0
2027 | 7769 | MW | 161.1401 | 205.7801 | 252.1833 | 81.4275 | -536.0781 | -506.9038 | -571.2323 | -1150.5481 | -263.0728 | -174.4742 | -6.4438 | -8.2289 | -16.8341 | -4.1224
2027 | 7770 | MW | 175.1523 | 223.674 | 286.5719 | 88.5081 | -548.2617 | -539.2593 | -607.6939 | -1176.6969 | -263.0728 | -185.6108 | -6.4438 | -8.2289 | -33.6683 | -5.4965
2027 | 7771 | MW | 182.1584 | 232.621 | 298.0348 | 92.0485 | -548.2617 | -539.2593 | -607.6939 | -1176.6969 | -257.9145 | -185.6108 | -8.5918 | -10.9719 | -33.6683 | -6.8707
2027 | 7772 | MW | 182.1584 | 232.621 | 298.0348 | 95.5888 | -536.0781 | -528.4742 | -595.54 | -1150.5481 | -247.5979 | -181.8986 | -8.5918 | -10.9719 | -33.6683 | -6.8707
2027 | 7773 | MW | 609.53 | 778.3856 | 997.2702 | 308.0083 | -523.8945 | -517.689 | -583.3862 | -1124.3993 | -242.4396 | -178.1864 | -8.5918 | -10.9719 | -16.8341 | -5.4965
2027 | 7774 | MW | 616.536 | 787.3326 | 997.2702 | 308.0083 | -487.3437 | -485.3334 | -546.9245 | -1045.9528 | -226.9647 | -167.0497 | 8.5918 | 10.9719 | 0 | 0
2027 | 7775 | MW | 595.5178 | 760.4917 | 962.8815 | 297.3873 | -426.4258 | -431.4075 | -486.1551 | -915.2087 | -196.015 | -148.4887 | 12.8877 | 16.4579 | 16.8341 | 1.3741
2027 | 7776 | MW | 574.4995 | 733.6508 | 928.4929 | 286.7663 | -353.3242 | -366.6964 | -413.2319 | -758.3158 | -165.0653 | -126.2154 | 10.7397 | 13.7149 | 0 | 0
2027 | 7777 | MW | 532.4629 | 679.9691 | 859.7157 | 269.0647 | -316.7734 | -323.5556 | -364.6164 | -679.8693 | -144.4321 | -111.3665 | 6.4438 | 8.2289 | 16.8341 | 2.7483
2027 | 7778 | MW | 476.4142 | 608.3934 | 779.4755 | 237.2018 | -292.4062 | -301.9852 | -340.3086 | -627.5717 | -134.1155 | -103.9421 | 6.4438 | 8.2289 | 0 | 2.7483
2027 | 7779 | MW | 413.3594 | 527.8707 | 676.3097 | 208.8792 | -280.2226 | -291.2 | -328.1547 | -601.4229 | -128.9572 | -100.2298 | 6.4438 | 8.2289 | 0 | 2.7483
2027 | 7780 | MW | 364.3168 | 465.242 | 584.6066 | 184.0969 | -280.2226 | -291.2 | -328.1547 | -601.4229 | -128.9572 | -100.2298 | 4.2959 | 5.486 | 0 | 2.7483
2027 | 7781 | MW | 322.2802 | 411.5602 | 515.8294 | 159.3146 | -280.2226 | -291.2 | -328.1547 | -601.4229 | -128.9572 | -100.2298 | 6.4438 | 8.2289 | 0 | 2.7483
2027 | 7782 | MW | 280.2437 | 357.8785 | 458.515 | 141.613 | -304.5898 | -312.7704 | -352.4625 | -653.7205 | -139.2738 | -107.6543 | 6.4438 | 8.2289 | 0 | 2.7483
2027 | 7783 | MW | 252.2193 | 322.0906 | 401.2006 | 127.4517 | -341.1406 | -334.3408 | -376.7702 | -732.167 | -159.907 | -115.0787 | 6.4438 | 8.2289 | 0 | 2.7483
2027 | 7784 | MW | 224.1949 | 286.3028 | 355.3491 | 113.2904 | -377.6914 | -355.9112 | -401.078 | -810.6135 | -185.6984 | -122.5031 | 8.5918 | 10.9719 | 16.8341 | 4.1224
2027 | 7785 | MW | 196.1706 | 250.5149 | 309.4976 | 99.1291 | -426.4258 | -399.0519 | -449.6935 | -915.2087 | -201.1733 | -137.352 | 8.5918 | 10.9719 | 50.5024 | 2.7483
2027 | 7786 | MW | 182.1584 | 232.621 | 298.0348 | 95.5888 | -450.7929 | -431.4075 | -486.1551 | -967.5064 | -216.6482 | -148.4887 | 8.5918 | 10.9719 | 50.5024 | 2.7483
2027 | 7787 | MW | 196.1706 | 250.5149 | 320.9605 | 102.6694 | -475.1601 | -442.1927 | -498.309 | -1019.804 | -232.123 | -152.2009 | 6.4438 | 8.2289 | 50.5024 | 2.7483
2027 | 7788 | MW | 231.201 | 295.2497 | 366.812 | 120.3711 | -499.5273 | -463.763 | -522.6168 | -1072.1017 | -242.4396 | -159.6253 | 6.4438 | 8.2289 | 50.5024 | 2.7483
2027 | 7789 | MW | 287.2497 | 366.8254 | 458.515 | 148.6937 | -511.7109 | -463.763 | -522.6168 | -1098.2505 | -252.7562 | -159.6253 | 6.4438 | 8.2289 | 50.5024 | 2.7483
2027 | 7790 | MW | 315.2741 | 402.6133 | 504.3665 | 162.855 | -511.7109 | -463.763 | -522.6168 | -1098.2505 | -252.7562 | -159.6253 | 6.4438 | 8.2289 | 50.5024 | 2.7483
2027 | 7791 | MW | 336.2924 | 429.4541 | 550.218 | 177.0163 | -499.5273 | -463.763 | -522.6168 | -1072.1017 | -252.7562 | -159.6253 | 6.4438 | 8.2289 | 50.5024 | 1.3741
2027 | 7792 | MW | 140.1218 | 178.9392 | 229.2575 | 74.3468 | -487.3437 | -463.763 | -522.6168 | -1045.9528 | -252.7562 | -159.6253 | 4.2959 | 5.486 | 0 | 1.3741
2027 | 7793 | MW | 154.134 | 196.8331 | 252.1833 | 77.8872 | -487.3437 | -474.5482 | -534.7707 | -1045.9528 | -252.7562 | -163.3375 | -6.4438 | -8.2289 | -16.8341 | -4.1224
2027 | 7794 | MW | 175.1523 | 223.674 | 286.5719 | 92.0485 | -523.8945 | -517.689 | -583.3862 | -1124.3993 | -257.9145 | -178.1864 | -8.5918 | -10.9719 | -33.6683 | -5.4965
2027 | 7795 | MW | 189.1645 | 241.568 | 298.0348 | 95.5888 | -523.8945 | -528.4742 | -595.54 | -1124.3993 | -252.7562 | -181.8986 | -8.5918 | -10.9719 | -33.6683 | -6.8707
2027 | 7796 | MW | 189.1645 | 241.568 | 309.4976 | 95.5888 | -523.8945 | -528.4742 | -595.54 | -1124.3993 | -252.7562 | -181.8986 | -10.7397 | -13.7149 | -33.6683 | -6.8707
2027 | 7797 | MW | 609.53 | 778.3856 | 997.2702 | 304.468 | -523.8945 | -517.689 | -583.3862 | -1124.3993 | -247.5979 | -178.1864 | -10.7397 | -13.7149 | -33.6683 | -6.8707
2027 | 7798 | MW | 609.53 | 778.3856 | 1008.733 | 304.468 | -475.1601 | -474.5482 | -534.7707 | -1019.804 | -226.9647 | -163.3375 | 6.4438 | 8.2289 | 0 | 0
2027 | 7799 | MW | 588.5117 | 751.5448 | 974.3444 | 293.847 | -426.4258 | -420.6223 | -474.0013 | -915.2087 | -196.015 | -144.7764 | 8.5918 | 10.9719 | 16.8341 | 1.3741
2027 | 7800 | MW | 567.4934 | 724.7039 | 928.4929 | 279.6857 | -353.3242 | -355.9112 | -401.078 | -758.3158 | -165.0653 | -122.5031 | 8.5918 | 10.9719 | 16.8341 | 1.3741
2027 | 7801 | MW | 525.4569 | 671.0221 | 859.7157 | 261.9841 | -328.957 | -334.3408 | -376.7702 | -706.0182 | -154.7487 | -115.0787 | 8.5918 | 10.9719 | 0 | 1.3741
2027 | 7802 | MW | 469.4081 | 599.4464 | 768.0127 | 233.6615 | -304.5898 | -312.7704 | -352.4625 | -653.7205 | -144.4321 | -107.6543 | 6.4438 | 8.2289 | 0 | 2.7483
2027 | 7803 | MW | 413.3594 | 527.8707 | 676.3097 | 205.3389 | -292.4062 | -301.9852 | -340.3086 | -627.5717 | -139.2738 | -103.9421 | 6.4438 | 8.2289 | 0 | 1.3741
2027 | 7804 | MW | 357.3107 | 456.295 | 584.6066 | 177.0163 | -292.4062 | -301.9852 | -340.3086 | -627.5717 | -134.1155 | -103.9421 | 6.4438 | 8.2289 | 0 | 1.3741
2027 | 7805 | MW | 308.268 | 393.6663 | 504.3665 | 155.7743 | -304.5898 | -312.7704 | -352.4625 | -653.7205 | -139.2738 | -107.6543 | 6.4438 | 8.2289 | 0 | 1.3741
2027 | 7806 | MW | 273.2376 | 348.9315 | 447.0521 | 134.5324 | -353.3242 | -355.9112 | -401.078 | -758.3158 | -159.907 | -122.5031 | 8.5918 | 10.9719 | 0 | 1.3741
2027 | 7807 | MW | 238.2071 | 304.1967 | 378.2749 | 116.8307 | -438.6093 | -420.6223 | -474.0013 | -941.3576 | -201.1733 | -144.7764 | 8.5918 | 10.9719 | 0 | 1.3741
2027 | 7808 | MW | 196.1706 | 250.5149 | 332.4234 | 99.1291 | -523.8945 | -496.1186 | -559.0784 | -1124.3993 | -247.5979 | -170.762 | 10.7397 | 13.7149 | 0 | 2.7483
2027 | 7809 | MW | 182.1584 | 232.621 | 298.0348 | 92.0485 | -609.1796 | -560.8297 | -632.0017 | -1307.441 | -278.5476 | -193.0353 | 10.7397 | 13.7149 | 33.6683 | 2.7483
2027 | 7810 | MW | 168.1462 | 214.7271 | 275.109 | 84.9678 | -657.914 | -603.9705 | -680.6172 | -1412.0363 | -304.3391 | -207.8841 | 10.7397 | 13.7149 | 33.6683 | 2.7483
2027 | 7811 | MW | 154.134 | 196.8331 | 263.6461 | 77.8872 | -706.6484 | -636.326 | -717.0788 | -1516.6316 | -330.1305 | -219.0208 | 8.5918 | 10.9719 | 33.6683 | 2.7483
2027 | 7812 | MW | 161.1401 | 205.7801 | 263.6461 | 77.8872 | -743.1992 | -647.1112 | -729.2327 | -1595.0781 | -350.7637 | -222.733 | 8.5918 | 10.9719 | 33.6683 | 2.7483
2027 | 7813 | MW | 189.1645 | 241.568 | 309.4976 | 95.5888 | -755.3828 | -657.8964 | -741.3866 | -1621.2269 | -361.0803 | -226.4452 | 8.5918 | 10.9719 | 33.6683 | 2.7483
2027 | 7814 | MW | 210.1827 | 268.4088 | 343.8863 | 102.6694 | -767.5664 | -657.8964 | -741.3866 | -1647.3757 | -366.2386 | -226.4452 | 8.5918 | 10.9719 | 33.6683 | 4.1224
2027 | 7815 | MW | 238.2071 | 304.1967 | 389.7378 | 120.3711 | -755.3828 | -647.1112 | -729.2327 | -1621.2269 | -366.2386 | -222.733 | 8.5918 | 10.9719 | 33.6683 | 0
2027 | 7816 | MW | 287.2497 | 366.8254 | 469.9779 | 148.6937 | -731.0156 | -625.5408 | -704.925 | -1568.9293 | -355.922 | -215.3086 | 4.2959 | 5.486 | 0 | 0
2027 | 7817 | MW | 161.1401 | 205.7801 | 252.1833 | 81.4275 | -694.4648 | -625.5408 | -704.925 | -1490.4828 | -345.6054 | -215.3086 | -10.7397 | -13.7149 | -16.8341 | -6.8707
2027 | 7818 | MW | 196.1706 | 250.5149 | 320.9605 | 99.1291 | -682.2812 | -647.1112 | -729.2327 | -1464.334 | -335.2888 | -222.733 | -10.7397 | -13.7149 | -33.6683 | -8.2448
2027 | 7819 | MW | 231.201 | 295.2497 | 378.2749 | 113.2904 | -645.7304 | -614.7556 | -692.7711 | -1385.8875 | -309.4974 | -211.5963 | -12.8877 | -16.4579 | -33.6683 | -8.2448
2027 | 7820 | MW | 245.2132 | 313.1436 | 389.7378 | 123.9114 | -609.1796 | -582.4001 | -656.3094 | -1307.441 | -288.8642 | -200.4597 | -15.0356 | -19.2009 | -33.6683 | -8.2448
2027 | 7821 | MW | 238.2071 | 304.1967 | 389.7378 | 123.9114 | -572.6289 | -560.8297 | -632.0017 | -1228.9946 | -273.3893 | -193.0353 | -12.8877 | -16.4579 | -33.6683 | -6.8707
2027 | 7822 | MW | 693.6031 | 885.7492 | 1134.8247 | 346.9519 | -523.8945 | -517.689 | -583.3862 | -1124.3993 | -247.5979 | -178.1864 | 8.5918 | 10.9719 | 16.8341 | -1.3741
2027 | 7823 | MW | 693.6031 | 885.7492 | 1134.8247 | 346.9519 | -450.7929 | -452.9778 | -510.4629 | -967.5064 | -211.4899 | -155.9131 | 10.7397 | 13.7149 | 16.8341 | 0
2027 | 7824 | MW | 658.5726 | 841.0144 | 1077.5103 | 329.2502 | -389.875 | -388.2667 | -437.5396 | -836.7623 | -175.3818 | -133.6398 | 10.7397 | 13.7149 | 0 | 0
2027 | 7825 | MW | 616.536 | 787.3326 | 997.2702 | 308.0083 | -328.957 | -345.126 | -388.9241 | -706.0182 | -154.7487 | -118.7909 | 6.4438 | 8.2289 | 0 | 2.7483
2027 | 7826 | MW | 560.4873 | 715.7569 | 917.03 | 276.1454 | -304.5898 | -323.5556 | -364.6164 | -653.7205 | -139.2738 | -111.3665 | 6.4438 | 8.2289 | 0 | 1.3741
2027 | 7827 | MW | 490.4264 | 626.2873 | 802.4013 | 244.2824 | -292.4062 | -312.7704 | -352.4625 | -627.5717 | -134.1155 | -107.6543 | 6.4438 | 8.2289 | 0 | 1.3741
2027 | 7828 | MW | 413.3594 | 527.8707 | 676.3097 | 205.3389 | -292.4062 | -312.7704 | -352.4625 | -627.5717 | -134.1155 | -107.6543 | 6.4438 | 8.2289 | 0 | 1.3741
2027 | 7829 | MW | 350.3046 | 447.3481 | 561.6809 | 173.4759 | -304.5898 | -312.7704 | -352.4625 | -653.7205 | -139.2738 | -107.6543 | 6.4438 | 8.2289 | 0 | 1.3741
2027 | 7830 | MW | 294.2558 | 375.7724 | 469.9779 | 145.1533 | -353.3242 | -355.9112 | -401.078 | -758.3158 | -159.907 | -122.5031 | 6.4438 | 8.2289 | 0 | 1.3741
2027 | 7831 | MW | 238.2071 | 304.1967 | 389.7378 | 123.9114 | -438.6093 | -431.4075 | -486.1551 | -941.3576 | -201.1733 | -148.4887 | 8.5918 | 10.9719 | 0 | 2.7483
2027 | 7832 | MW | 196.1706 | 250.5149 | 320.9605 | 95.5888 | -536.0781 | -496.1186 | -559.0784 | -1150.5481 | -247.5979 | -170.762 | 8.5918 | 10.9719 | 0 | 2.7483
2027 | 7833 | MW | 168.1462 | 214.7271 | 275.109 | 88.5081 | -621.3632 | -560.8297 | -632.0017 | -1333.5899 | -278.5476 | -193.0353 | 8.5918 | 10.9719 | 33.6683 | 2.7483
2027 | 7834 | MW | 147.1279 | 187.8862 | 240.7204 | 77.8872 | -682.2812 | -593.1853 | -668.4633 | -1464.334 | -309.4974 | -204.1719 | 8.5918 | 10.9719 | 33.6683 | 2.7483
2027 | 7835 | MW | 140.1218 | 178.9392 | 229.2575 | 70.8065 | -731.0156 | -625.5408 | -704.925 | -1568.9293 | -330.1305 | -215.3086 | 8.5918 | 10.9719 | 33.6683 | 2.7483
2027 | 7836 | MW | 147.1279 | 187.8862 | 240.7204 | 74.3468 | -767.5664 | -636.326 | -717.0788 | -1647.3757 | -345.6054 | -219.0208 | 8.5918 | 10.9719 | 33.6683 | 2.7483
2027 | 7837 | MW | 175.1523 | 223.674 | 286.5719 | 88.5081 | -791.9335 | -657.8964 | -741.3866 | -1699.6734 | -355.922 | -226.4452 | 8.5918 | 10.9719 | 33.6683 | 2.7483
2027 | 7838 | MW | 196.1706 | 250.5149 | 332.4234 | 102.6694 | -791.9335 | -647.1112 | -729.2327 | -1699.6734 | -361.0803 | -222.733 | 8.5918 | 10.9719 | 33.6683 | 2.7483
2027 | 7839 | MW | 231.201 | 295.2497 | 378.2749 | 116.8307 | -779.7499 | -636.326 | -717.0788 | -1673.5245 | -361.0803 | -219.0208 | 8.5918 | 10.9719 | 33.6683 | 0
2027 | 7840 | MW | 280.2437 | 357.8785 | 447.0521 | 145.1533 | -743.1992 | -614.7556 | -692.7711 | -1595.0781 | -350.7637 | -211.5963 | 4.2959 | 5.486 | 0 | 0
2027 | 7841 | MW | 161.1401 | 205.7801 | 252.1833 | 81.4275 | -706.6484 | -625.5408 | -704.925 | -1516.6316 | -340.4471 | -215.3086 | -8.5918 | -10.9719 | -16.8341 | -6.8707
2027 | 7842 | MW | 196.1706 | 250.5149 | 320.9605 | 99.1291 | -694.4648 | -647.1112 | -729.2327 | -1490.4828 | -330.1305 | -222.733 | -10.7397 | -13.7149 | -33.6683 | -6.8707
2027 | 7843 | MW | 231.201 | 295.2497 | 378.2749 | 113.2904 | -645.7304 | -614.7556 | -692.7711 | -1385.8875 | -304.3391 | -211.5963 | -10.7397 | -13.7149 | -33.6683 | -8.2448
2027 | 7844 | MW | 245.2132 | 313.1436 | 401.2006 | 123.9114 | -609.1796 | -582.4001 | -656.3094 | -1307.441 | -288.8642 | -200.4597 | -12.8877 | -16.4579 | -33.6683 | -8.2448
2027 | 7845 | MW | 245.2132 | 313.1436 | 401.2006 | 123.9114 | -572.6289 | -550.0445 | -619.8478 | -1228.9946 | -273.3893 | -189.323 | -12.8877 | -16.4579 | -33.6683 | -6.8707
2027 | 7846 | MW | 679.5909 | 867.8553 | 1100.436 | 343.4115 | -523.8945 | -506.9038 | -571.2323 | -1124.3993 | -247.5979 | -174.4742 | 6.4438 | 8.2289 | 0 | -1.3741
2027 | 7847 | MW | 679.5909 | 867.8553 | 1111.8989 | 343.4115 | -450.7929 | -452.9778 | -510.4629 | -967.5064 | -211.4899 | -155.9131 | 10.7397 | 13.7149 | 0 | 0
2027 | 7848 | MW | 644.5604 | 823.1204 | 1043.1217 | 325.7099 | -389.875 | -388.2667 | -437.5396 | -836.7623 | -175.3818 | -133.6398 | 8.5918 | 10.9719 | 0 | 0
2027 | 7849 | MW | 595.5178 | 760.4917 | 962.8815 | 297.3873 | -341.1406 | -345.126 | -388.9241 | -732.167 | -154.7487 | -118.7909 | 8.5918 | 10.9719 | 0 | 2.7483
2027 | 7850 | MW | 532.4629 | 679.9691 | 871.1785 | 265.5244 | -304.5898 | -323.5556 | -364.6164 | -653.7205 | -139.2738 | -111.3665 | 8.5918 | 10.9719 | 0 | 1.3741
2027 | 7851 | MW | 462.402 | 590.4994 | 756.5498 | 230.1211 | -304.5898 | -301.9852 | -340.3086 | -653.7205 | -134.1155 | -103.9421 | 6.4438 | 8.2289 | 0 | 1.3741
2027 | 7852 | MW | 385.335 | 492.0829 | 630.4582 | 194.7179 | -304.5898 | -301.9852 | -340.3086 | -653.7205 | -134.1155 | -103.9421 | 6.4438 | 8.2289 | 0 | 1.3741
2027 | 7853 | MW | 322.2802 | 411.5602 | 515.8294 | 159.3146 | -304.5898 | -312.7704 | -352.4625 | -653.7205 | -139.2738 | -107.6543 | 6.4438 | 8.2289 | 0 | 1.3741
2027 | 7854 | MW | 266.2315 | 339.9845 | 435.5893 | 134.5324 | -353.3242 | -355.9112 | -401.078 | -758.3158 | -159.907 | -122.5031 | 8.5918 | 10.9719 | 0 | 1.3741
2027 | 7855 | MW | 217.1888 | 277.3558 | 355.3491 | 109.7501 | -438.6093 | -420.6223 | -474.0013 | -941.3576 | -201.1733 | -144.7764 | 8.5918 | 10.9719 | 0 | 2.7483
2027 | 7856 | MW | 175.1523 | 223.674 | 298.0348 | 88.5081 | -536.0781 | -496.1186 | -559.0784 | -1150.5481 | -247.5979 | -170.762 | 10.7397 | 13.7149 | 0 | 2.7483
2027 | 7857 | MW | 161.1401 | 205.7801 | 263.6461 | 81.4275 | -621.3632 | -571.6149 | -644.1556 | -1333.5899 | -288.8642 | -196.7475 | 10.7397 | 13.7149 | 33.6683 | 2.7483
2027 | 7858 | MW | 140.1218 | 178.9392 | 229.2575 | 70.8065 | -682.2812 | -614.7556 | -692.7711 | -1464.334 | -319.8139 | -211.5963 | 10.7397 | 13.7149 | 33.6683 | 2.7483
2027 | 7859 | MW | 133.1157 | 169.9923 | 217.7946 | 67.2662 | -731.0156 | -657.8964 | -741.3866 | -1568.9293 | -340.4471 | -226.4452 | 10.7397 | 13.7149 | 33.6683 | 2.7483
2027 | 7860 | MW | 140.1218 | 178.9392 | 229.2575 | 70.8065 | -767.5664 | -679.4668 | -765.6943 | -1647.3757 | -355.922 | -233.8696 | 10.7397 | 13.7149 | 33.6683 | 2.7483
2027 | 7861 | MW | 168.1462 | 214.7271 | 275.109 | 84.9678 | -791.9335 | -690.252 | -777.8482 | -1699.6734 | -361.0803 | -237.5819 | 10.7397 | 13.7149 | 33.6683 | 2.7483
2027 | 7862 | MW | 189.1645 | 241.568 | 309.4976 | 99.1291 | -791.9335 | -701.0371 | -790.0021 | -1699.6734 | -366.2386 | -241.2941 | 10.7397 | 13.7149 | 33.6683 | 2.7483
2027 | 7863 | MW | 224.1949 | 286.3028 | 366.812 | 113.2904 | -779.7499 | -690.252 | -777.8482 | -1673.5245 | -355.922 | -237.5819 | 10.7397 | 13.7149 | 33.6683 | 0
2027 | 7864 | MW | 280.2437 | 357.8785 | 447.0521 | 145.1533 | -743.1992 | -668.6816 | -753.5405 | -1595.0781 | -345.6054 | -230.1574 | 6.4438 | 8.2289 | 0 | 0
2027 | 7865 | MW | 161.1401 | 205.7801 | 263.6461 | 81.4275 | -706.6484 | -657.8964 | -741.3866 | -1516.6316 | -335.2888 | -226.4452 | -8.5918 | -10.9719 | -16.8341 | -5.4965
2027 | 7866 | MW | 196.1706 | 250.5149 | 320.9605 | 99.1291 | -694.4648 | -657.8964 | -741.3866 | -1490.4828 | -330.1305 | -226.4452 | -8.5918 | -10.9719 | -33.6683 | -6.8707
2027 | 7867 | MW | 231.201 | 295.2497 | 378.2749 | 113.2904 | -645.7304 | -614.7556 | -692.7711 | -1385.8875 | -304.3391 | -211.5963 | -10.7397 | -13.7149 | -33.6683 | -8.2448
2027 | 7868 | MW | 245.2132 | 313.1436 | 401.2006 | 123.9114 | -609.1796 | -582.4001 | -656.3094 | -1307.441 | -283.7059 | -200.4597 | -10.7397 | -13.7149 | -33.6683 | -8.2448
2027 | 7869 | MW | 245.2132 | 313.1436 | 401.2006 | 123.9114 | -572.6289 | -560.8297 | -632.0017 | -1228.9946 | -268.2311 | -193.0353 | -10.7397 | -13.7149 | -33.6683 | -6.8707
2027 | 7870 | MW | 679.5909 | 867.8553 | 1100.436 | 339.8712 | -523.8945 | -517.689 | -583.3862 | -1124.3993 | -242.4396 | -178.1864 | 8.5918 | 10.9719 | 16.8341 | -1.3741
2027 | 7871 | MW | 679.5909 | 867.8553 | 1100.436 | 339.8712 | -450.7929 | -452.9778 | -510.4629 | -967.5064 | -206.3316 | -155.9131 | 12.8877 | 16.4579 | 16.8341 | 0
2027 | 7872 | MW | 637.5543 | 814.1735 | 1043.1217 | 322.1696 | -377.6914 | -388.2667 | -437.5396 | -810.6135 | -175.3818 | -133.6398 | 10.7397 | 13.7149 | 0 | 0
2027 | 7873 | MW | 588.5117 | 751.5448 | 951.4187 | 293.847 | -316.7734 | -334.3408 | -376.7702 | -679.8693 | -144.4321 | -115.0787 | 10.7397 | 13.7149 | 16.8341 | 2.7483
2027 | 7874 | MW | 525.4569 | 671.0221 | 859.7157 | 261.9841 | -292.4062 | -312.7704 | -352.4625 | -627.5717 | -128.9572 | -107.6543 | 10.7397 | 13.7149 | 16.8341 | 2.7483
2027 | 7875 | MW | 455.3959 | 581.5525 | 745.0869 | 226.5808 | -280.2226 | -301.9852 | -340.3086 | -601.4229 | -123.7989 | -103.9421 | 8.5918 | 10.9719 | 16.8341 | 2.7483
2027 | 7876 | MW | 378.3289 | 483.1359 | 618.9953 | 187.6372 | -280.2226 | -291.2 | -328.1547 | -601.4229 | -123.7989 | -100.2298 | 8.5918 | 10.9719 | 16.8341 | 2.7483
2027 | 7877 | MW | 308.268 | 393.6663 | 504.3665 | 155.7743 | -280.2226 | -301.9852 | -340.3086 | -601.4229 | -123.7989 | -103.9421 | 8.5918 | 10.9719 | 16.8341 | 2.7483
2027 | 7878 | MW | 259.2254 | 331.0376 | 412.6635 | 127.4517 | -316.7734 | -323.5556 | -364.6164 | -679.8693 | -134.1155 | -111.3665 | 8.5918 | 10.9719 | 16.8341 | 2.7483
2027 | 7879 | MW | 210.1827 | 268.4088 | 343.8863 | 106.2098 | -365.5078 | -366.6964 | -413.2319 | -784.4646 | -165.0653 | -126.2154 | 10.7397 | 13.7149 | 16.8341 | 2.7483
2027 | 7880 | MW | 168.1462 | 214.7271 | 286.5719 | 84.9678 | -426.4258 | -409.8371 | -461.8474 | -915.2087 | -201.1733 | -141.0642 | 10.7397 | 13.7149 | 16.8341 | 4.1224
2027 | 7881 | MW | 154.134 | 196.8331 | 252.1833 | 81.4275 | -499.5273 | -474.5482 | -534.7707 | -1072.1017 | -232.123 | -163.3375 | 12.8877 | 16.4579 | 50.5024 | 4.1224
2027 | 7882 | MW | 133.1157 | 169.9923 | 217.7946 | 70.8065 | -548.2617 | -517.689 | -583.3862 | -1176.6969 | -257.9145 | -178.1864 | 15.0356 | 19.2009 | 50.5024 | 5.4965
2027 | 7883 | MW | 133.1157 | 169.9923 | 217.7946 | 67.2662 | -584.8125 | -539.2593 | -607.6939 | -1255.1434 | -273.3893 | -185.6108 | 15.0356 | 19.2009 | 50.5024 | 5.4965
2027 | 7884 | MW | 140.1218 | 178.9392 | 229.2575 | 67.2662 | -609.1796 | -560.8297 | -632.0017 | -1307.441 | -283.7059 | -193.0353 | 15.0356 | 19.2009 | 50.5024 | 5.4965
2027 | 7885 | MW | 168.1462 | 214.7271 | 275.109 | 84.9678 | -633.5468 | -571.6149 | -644.1556 | -1359.7387 | -294.0225 | -196.7475 | 15.0356 | 19.2009 | 50.5024 | 5.4965
2027 | 7886 | MW | 196.1706 | 250.5149 | 320.9605 | 99.1291 | -645.7304 | -571.6149 | -644.1556 | -1385.8875 | -299.1808 | -196.7475 | 15.0356 | 19.2009 | 50.5024 | 5.4965
2027 | 7887 | MW | 224.1949 | 286.3028 | 366.812 | 113.2904 | -633.5468 | -560.8297 | -632.0017 | -1359.7387 | -299.1808 | -193.0353 | 15.0356 | 19.2009 | 50.5024 | 1.3741
2027 | 7888 | MW | 280.2437 | 357.8785 | 447.0521 | 141.613 | -609.1796 | -528.4742 | -595.54 | -1307.441 | -294.0225 | -181.8986 | 8.5918 | 10.9719 | 16.8341 | 1.3741
2027 | 7889 | MW | 161.1401 | 205.7801 | 263.6461 | 81.4275 | -584.8125 | -528.4742 | -595.54 | -1255.1434 | -283.7059 | -181.8986 | -8.5918 | -10.9719 | -16.8341 | -5.4965
2027 | 7890 | MW | 196.1706 | 250.5149 | 320.9605 | 99.1291 | -584.8125 | -550.0445 | -619.8478 | -1255.1434 | -273.3893 | -189.323 | -8.5918 | -10.9719 | -16.8341 | -5.4965
2027 | 7891 | MW | 231.201 | 295.2497 | 378.2749 | 113.2904 | -548.2617 | -528.4742 | -595.54 | -1176.6969 | -257.9145 | -181.8986 | -8.5918 | -10.9719 | -16.8341 | -5.4965
2027 | 7892 | MW | 245.2132 | 313.1436 | 401.2006 | 127.4517 | -523.8945 | -517.689 | -583.3862 | -1124.3993 | -247.5979 | -178.1864 | -8.5918 | -10.9719 | -16.8341 | -5.4965
2027 | 7893 | MW | 245.2132 | 313.1436 | 401.2006 | 127.4517 | -511.7109 | -506.9038 | -571.2323 | -1098.2505 | -237.2813 | -174.4742 | -8.5918 | -10.9719 | -16.8341 | -5.4965
2027 | 7894 | MW | 672.5848 | 858.9083 | 1100.436 | 339.8712 | -475.1601 | -474.5482 | -534.7707 | -1019.804 | -216.6482 | -163.3375 | 8.5918 | 10.9719 | 16.8341 | 0
2027 | 7895 | MW | 679.5909 | 867.8553 | 1100.436 | 339.8712 | -414.2422 | -420.6223 | -474.0013 | -889.0599 | -190.8567 | -144.7764 | 12.8877 | 16.4579 | 16.8341 | 1.3741
2027 | 7896 | MW | 644.5604 | 823.1204 | 1043.1217 | 322.1696 | -353.3242 | -366.6964 | -413.2319 | -758.3158 | -159.907 | -126.2154 | 12.8877 | 16.4579 | 16.8341 | 1.3741
2027 | 7897 | MW | 588.5117 | 751.5448 | 962.8815 | 297.3873 | -328.957 | -345.126 | -388.9241 | -706.0182 | -149.5904 | -118.7909 | 6.4438 | 8.2289 | 0 | 2.7483
2027 | 7898 | MW | 532.4629 | 679.9691 | 859.7157 | 265.5244 | -304.5898 | -323.5556 | -364.6164 | -653.7205 | -134.1155 | -111.3665 | 6.4438 | 8.2289 | 0 | 2.7483
2027 | 7899 | MW | 455.3959 | 581.5525 | 745.0869 | 226.5808 | -292.4062 | -312.7704 | -352.4625 | -627.5717 | -134.1155 | -107.6543 | 6.4438 | 8.2289 | 0 | 2.7483
2027 | 7900 | MW | 378.3289 | 483.1359 | 607.5324 | 191.1776 | -292.4062 | -312.7704 | -352.4625 | -627.5717 | -128.9572 | -107.6543 | 6.4438 | 8.2289 | 0 | 1.3741
2027 | 7901 | MW | 308.268 | 393.6663 | 492.9036 | 155.7743 | -304.5898 | -312.7704 | -352.4625 | -653.7205 | -134.1155 | -107.6543 | 6.4438 | 8.2289 | 0 | 2.7483
2027 | 7902 | MW | 252.2193 | 322.0906 | 412.6635 | 127.4517 | -341.1406 | -355.9112 | -401.078 | -732.167 | -154.7487 | -122.5031 | 6.4438 | 8.2289 | 0 | 2.7483
2027 | 7903 | MW | 203.1767 | 259.4619 | 332.4234 | 102.6694 | -426.4258 | -409.8371 | -461.8474 | -915.2087 | -196.015 | -141.0642 | 6.4438 | 8.2289 | 0 | 2.7483
2027 | 7904 | MW | 168.1462 | 214.7271 | 275.109 | 84.9678 | -511.7109 | -474.5482 | -534.7707 | -1098.2505 | -237.2813 | -163.3375 | 8.5918 | 10.9719 | 0 | 2.7483
2027 | 7905 | MW | 154.134 | 196.8331 | 252.1833 | 81.4275 | -584.8125 | -539.2593 | -607.6939 | -1255.1434 | -273.3893 | -185.6108 | 8.5918 | 10.9719 | 33.6683 | 2.7483
2027 | 7906 | MW | 133.1157 | 169.9923 | 217.7946 | 70.8065 | -633.5468 | -571.6149 | -644.1556 | -1359.7387 | -304.3391 | -196.7475 | 8.5918 | 10.9719 | 33.6683 | 2.7483
2027 | 7907 | MW | 133.1157 | 169.9923 | 217.7946 | 67.2662 | -682.2812 | -603.9705 | -680.6172 | -1464.334 | -330.1305 | -207.8841 | 8.5918 | 10.9719 | 33.6683 | 2.7483
2027 | 7908 | MW | 140.1218 | 178.9392 | 229.2575 | 67.2662 | -718.832 | -625.5408 | -704.925 | -1542.7804 | -345.6054 | -215.3086 | 8.5918 | 10.9719 | 33.6683 | 2.7483
2027 | 7909 | MW | 168.1462 | 214.7271 | 275.109 | 81.4275 | -731.0156 | -625.5408 | -704.925 | -1568.9293 | -350.7637 | -215.3086 | 8.5918 | 10.9719 | 33.6683 | 2.7483
2027 | 7910 | MW | 189.1645 | 241.568 | 320.9605 | 95.5888 | -731.0156 | -636.326 | -717.0788 | -1568.9293 | -355.922 | -219.0208 | 8.5918 | 10.9719 | 33.6683 | 2.7483
2027 | 7911 | MW | 224.1949 | 286.3028 | 366.812 | 109.7501 | -718.832 | -625.5408 | -704.925 | -1542.7804 | -350.7637 | -215.3086 | 8.5918 | 10.9719 | 33.6683 | 0
2027 | 7912 | MW | 273.2376 | 348.9315 | 447.0521 | 141.613 | -694.4648 | -603.9705 | -680.6172 | -1490.4828 | -345.6054 | -207.8841 | 4.2959 | 5.486 | 0 | 0
2027 | 7913 | MW | 161.1401 | 205.7801 | 263.6461 | 81.4275 | -670.0976 | -603.9705 | -680.6172 | -1438.1852 | -335.2888 | -207.8841 | -8.5918 | -10.9719 | -16.8341 | -5.4965
2027 | 7914 | MW | 203.1767 | 259.4619 | 332.4234 | 102.6694 | -657.914 | -625.5408 | -704.925 | -1412.0363 | -319.8139 | -215.3086 | -8.5918 | -10.9719 | -33.6683 | -6.8707
2027 | 7915 | MW | 231.201 | 295.2497 | 378.2749 | 116.8307 | -621.3632 | -593.1853 | -668.4633 | -1333.5899 | -299.1808 | -204.1719 | -10.7397 | -13.7149 | -33.6683 | -6.8707
2027 | 7916 | MW | 252.2193 | 322.0906 | 401.2006 | 127.4517 | -596.9961 | -571.6149 | -644.1556 | -1281.2922 | -278.5476 | -196.7475 | -10.7397 | -13.7149 | -33.6683 | -6.8707
2027 | 7917 | MW | 245.2132 | 313.1436 | 401.2006 | 127.4517 | -560.4453 | -539.2593 | -607.6939 | -1202.8458 | -263.0728 | -185.6108 | -8.5918 | -10.9719 | -33.6683 | -6.8707
2027 | 7918 | MW | 672.5848 | 858.9083 | 1088.9732 | 339.8712 | -511.7109 | -506.9038 | -571.2323 | -1098.2505 | -242.4396 | -174.4742 | 6.4438 | 8.2289 | 0 | 0
2027 | 7919 | MW | 672.5848 | 858.9083 | 1088.9732 | 339.8712 | -450.7929 | -452.9778 | -510.4629 | -967.5064 | -211.4899 | -155.9131 | 8.5918 | 10.9719 | 0 | 1.3741
2027 | 7920 | MW | 630.5482 | 805.2265 | 1031.6588 | 322.1696 | -377.6914 | -388.2667 | -437.5396 | -810.6135 | -175.3818 | -133.6398 | 8.5918 | 10.9719 | 0 | 0
2027 | 7921 | MW | 581.5056 | 742.5978 | 939.9558 | 293.847 | -316.7734 | -334.3408 | -376.7702 | -679.8693 | -144.4321 | -115.0787 | 8.5918 | 10.9719 | 16.8341 | 2.7483
2027 | 7922 | MW | 518.4508 | 662.0751 | 848.2528 | 261.9841 | -292.4062 | -312.7704 | -352.4625 | -627.5717 | -134.1155 | -107.6543 | 8.5918 | 10.9719 | 0 | 2.7483
2027 | 7923 | MW | 448.3899 | 572.6055 | 733.624 | 223.0405 | -280.2226 | -301.9852 | -340.3086 | -601.4229 | -128.9572 | -103.9421 | 6.4438 | 8.2289 | 0 | 1.3741
2027 | 7924 | MW | 371.3228 | 474.189 | 607.5324 | 187.6372 | -280.2226 | -291.2 | -328.1547 | -601.4229 | -128.9572 | -100.2298 | 6.4438 | 8.2289 | 0 | 1.3741
2027 | 7925 | MW | 308.268 | 393.6663 | 504.3665 | 155.7743 | -292.4062 | -301.9852 | -340.3086 | -627.5717 | -128.9572 | -103.9421 | 6.4438 | 8.2289 | 0 | 1.3741
2027 | 7926 | MW | 259.2254 | 331.0376 | 424.1264 | 130.992 | -316.7734 | -323.5556 | -364.6164 | -679.8693 | -144.4321 | -111.3665 | 8.5918 | 10.9719 | 0 | 2.7483
2027 | 7927 | MW | 224.1949 | 286.3028 | 366.812 | 113.2904 | -365.5078 | -355.9112 | -401.078 | -784.4646 | -170.2236 | -122.5031 | 8.5918 | 10.9719 | 0 | 2.7483
2027 | 7928 | MW | 196.1706 | 250.5149 | 320.9605 | 99.1291 | -414.2422 | -388.2667 | -437.5396 | -889.0599 | -201.1733 | -133.6398 | 10.7397 | 13.7149 | 16.8341 | 2.7483
2027 | 7929 | MW | 182.1584 | 232.621 | 286.5719 | 95.5888 | -462.9765 | -442.1927 | -498.309 | -993.6552 | -226.9647 | -152.2009 | 10.7397 | 13.7149 | 50.5024 | 2.7483
2027 | 7930 | MW | 161.1401 | 205.7801 | 252.1833 | 88.5081 | -499.5273 | -474.5482 | -534.7707 | -1072.1017 | -247.5979 | -163.3375 | 10.7397 | 13.7149 | 50.5024 | 2.7483
2027 | 7931 | MW | 175.1523 | 223.674 | 286.5719 | 92.0485 | -536.0781 | -485.3334 | -546.9245 | -1150.5481 | -263.0728 | -167.0497 | 8.5918 | 10.9719 | 50.5024 | 2.7483
2027 | 7932 | MW | 224.1949 | 286.3028 | 366.812 | 109.7501 | -548.2617 | -506.9038 | -571.2323 | -1176.6969 | -273.3893 | -174.4742 | 8.5918 | 10.9719 | 50.5024 | 2.7483
2027 | 7933 | MW | 273.2376 | 348.9315 | 447.0521 | 138.0727 | -572.6289 | -517.689 | -583.3862 | -1228.9946 | -283.7059 | -178.1864 | 8.5918 | 10.9719 | 50.5024 | 2.7483
2027 | 7934 | MW | 301.2619 | 384.7193 | 481.4408 | 152.234 | -572.6289 | -517.689 | -583.3862 | -1228.9946 | -283.7059 | -178.1864 | 8.5918 | 10.9719 | 50.5024 | 2.7483
2027 | 7935 | MW | 336.2924 | 429.4541 | 550.218 | 169.9356 | -560.4453 | -506.9038 | -571.2323 | -1202.8458 | -288.8642 | -174.4742 | 8.5918 | 10.9719 | 50.5024 | 1.3741
2027 | 7936 | MW | 140.1218 | 178.9392 | 229.2575 | 74.3468 | -548.2617 | -496.1186 | -559.0784 | -1176.6969 | -288.8642 | -170.762 | 6.4438 | 8.2289 | 0 | 1.3741
2027 | 7937 | MW | 161.1401 | 205.7801 | 263.6461 | 81.4275 | -536.0781 | -506.9038 | -571.2323 | -1150.5481 | -278.5476 | -174.4742 | -6.4438 | -8.2289 | -16.8341 | -5.4965
2027 | 7938 | MW | 175.1523 | 223.674 | 286.5719 | 88.5081 | -548.2617 | -539.2593 | -607.6939 | -1176.6969 | -273.3893 | -185.6108 | -6.4438 | -8.2289 | -33.6683 | -5.4965
2027 | 7939 | MW | 189.1645 | 241.568 | 309.4976 | 92.0485 | -536.0781 | -528.4742 | -595.54 | -1150.5481 | -263.0728 | -181.8986 | -8.5918 | -10.9719 | -33.6683 | -6.8707
2027 | 7940 | MW | 189.1645 | 241.568 | 309.4976 | 95.5888 | -536.0781 | -528.4742 | -595.54 | -1150.5481 | -252.7562 | -181.8986 | -8.5918 | -10.9719 | -16.8341 | -6.8707
2027 | 7941 | MW | 616.536 | 787.3326 | 1008.733 | 308.0083 | -523.8945 | -517.689 | -583.3862 | -1124.3993 | -247.5979 | -178.1864 | -8.5918 | -10.9719 | -16.8341 | -5.4965
2027 | 7942 | MW | 609.53 | 778.3856 | 997.2702 | 304.468 | -487.3437 | -485.3334 | -546.9245 | -1045.9528 | -226.9647 | -167.0497 | 8.5918 | 10.9719 | 0 | 0
2027 | 7943 | MW | 588.5117 | 751.5448 | 962.8815 | 293.847 | -426.4258 | -431.4075 | -486.1551 | -915.2087 | -201.1733 | -148.4887 | 10.7397 | 13.7149 | 16.8341 | 1.3741
2027 | 7944 | MW | 567.4934 | 724.7039 | 917.03 | 283.226 | -353.3242 | -366.6964 | -413.2319 | -758.3158 | -165.0653 | -126.2154 | 10.7397 | 13.7149 | 16.8341 | 1.3741
2027 | 7945 | MW | 525.4569 | 671.0221 | 848.2528 | 261.9841 | -316.7734 | -323.5556 | -364.6164 | -679.8693 | -144.4321 | -111.3665 | 8.5918 | 10.9719 | 0 | 2.7483
2027 | 7946 | MW | 462.402 | 590.4994 | 756.5498 | 233.6615 | -292.4062 | -301.9852 | -340.3086 | -627.5717 | -134.1155 | -103.9421 | 6.4438 | 8.2289 | 0 | 2.7483
2027 | 7947 | MW | 406.3533 | 518.9238 | 653.3839 | 201.7985 | -280.2226 | -291.2 | -328.1547 | -601.4229 | -128.9572 | -100.2298 | 6.4438 | 8.2289 | 0 | 1.3741
2027 | 7948 | MW | 350.3046 | 447.3481 | 573.1438 | 173.4759 | -280.2226 | -291.2 | -328.1547 | -601.4229 | -128.9572 | -100.2298 | 6.4438 | 8.2289 | 0 | 1.3741
2027 | 7949 | MW | 308.268 | 393.6663 | 504.3665 | 152.234 | -280.2226 | -291.2 | -328.1547 | -601.4229 | -128.9572 | -100.2298 | 6.4438 | 8.2289 | 0 | 1.3741
2027 | 7950 | MW | 280.2437 | 357.8785 | 447.0521 | 138.0727 | -304.5898 | -312.7704 | -352.4625 | -653.7205 | -139.2738 | -107.6543 | 6.4438 | 8.2289 | 0 | 1.3741
2027 | 7951 | MW | 245.2132 | 313.1436 | 401.2006 | 123.9114 | -341.1406 | -345.126 | -388.9241 | -732.167 | -165.0653 | -118.7909 | 6.4438 | 8.2289 | 0 | 2.7483
2027 | 7952 | MW | 217.1888 | 277.3558 | 355.3491 | 106.2098 | -377.6914 | -355.9112 | -401.078 | -810.6135 | -185.6984 | -122.5031 | 8.5918 | 10.9719 | 0 | 2.7483
2027 | 7953 | MW | 196.1706 | 250.5149 | 320.9605 | 95.5888 | -426.4258 | -399.0519 | -449.6935 | -915.2087 | -201.1733 | -137.352 | 8.5918 | 10.9719 | 33.6683 | 2.7483
2027 | 7954 | MW | 175.1523 | 223.674 | 298.0348 | 84.9678 | -450.7929 | -431.4075 | -486.1551 | -967.5064 | -216.6482 | -148.4887 | 10.7397 | 13.7149 | 33.6683 | 2.7483
2027 | 7955 | MW | 203.1767 | 259.4619 | 332.4234 | 99.1291 | -487.3437 | -442.1927 | -498.309 | -1045.9528 | -232.123 | -152.2009 | 10.7397 | 13.7149 | 33.6683 | 2.7483
2027 | 7956 | MW | 238.2071 | 304.1967 | 389.7378 | 120.3711 | -511.7109 | -452.9778 | -510.4629 | -1098.2505 | -237.2813 | -155.9131 | 10.7397 | 13.7149 | 33.6683 | 2.7483
2027 | 7957 | MW | 287.2497 | 366.8254 | 481.4408 | 145.1533 | -523.8945 | -463.763 | -522.6168 | -1124.3993 | -247.5979 | -159.6253 | 10.7397 | 13.7149 | 33.6683 | 2.7483
2027 | 7958 | MW | 322.2802 | 411.5602 | 538.7551 | 162.855 | -536.0781 | -463.763 | -522.6168 | -1150.5481 | -247.5979 | -159.6253 | 10.7397 | 13.7149 | 33.6683 | 4.1224
2027 | 7959 | MW | 357.3107 | 456.295 | 584.6066 | 177.0163 | -536.0781 | -452.9778 | -510.4629 | -1150.5481 | -247.5979 | -155.9131 | 10.7397 | 13.7149 | 33.6683 | 1.3741
2027 | 7960 | MW | 140.1218 | 178.9392 | 229.2575 | 70.8065 | -523.8945 | -452.9778 | -510.4629 | -1124.3993 | -247.5979 | -155.9131 | 6.4438 | 8.2289 | 0 | 1.3741
2027 | 7961 | MW | 154.134 | 196.8331 | 252.1833 | 77.8872 | -511.7109 | -474.5482 | -534.7707 | -1098.2505 | -242.4396 | -163.3375 | -8.5918 | -10.9719 | -16.8341 | -5.4965
2027 | 7962 | MW | 168.1462 | 214.7271 | 275.109 | 84.9678 | -536.0781 | -528.4742 | -595.54 | -1150.5481 | -257.9145 | -181.8986 | -8.5918 | -10.9719 | -33.6683 | -6.8707
2027 | 7963 | MW | 175.1523 | 223.674 | 286.5719 | 88.5081 | -536.0781 | -528.4742 | -595.54 | -1150.5481 | -257.9145 | -181.8986 | -10.7397 | -13.7149 | -33.6683 | -6.8707
2027 | 7964 | MW | 182.1584 | 232.621 | 309.4976 | 92.0485 | -536.0781 | -528.4742 | -595.54 | -1150.5481 | -257.9145 | -181.8986 | -10.7397 | -13.7149 | -33.6683 | -6.8707
2027 | 7965 | MW | 616.536 | 787.3326 | 1008.733 | 311.5486 | -523.8945 | -528.4742 | -595.54 | -1124.3993 | -247.5979 | -181.8986 | -8.5918 | -10.9719 | -33.6683 | -6.8707
2027 | 7966 | MW | 623.5421 | 796.2796 | 1008.733 | 315.0889 | -487.3437 | -485.3334 | -546.9245 | -1045.9528 | -226.9647 | -167.0497 | 8.5918 | 10.9719 | 16.8341 | 0
2027 | 7967 | MW | 602.5239 | 769.4387 | 974.3444 | 304.468 | -426.4258 | -431.4075 | -486.1551 | -915.2087 | -201.1733 | -148.4887 | 10.7397 | 13.7149 | 16.8341 | 1.3741
2027 | 7968 | MW | 574.4995 | 733.6508 | 928.4929 | 290.3067 | -353.3242 | -366.6964 | -413.2319 | -758.3158 | -165.0653 | -126.2154 | 8.5918 | 10.9719 | 0 | 0
2027 | 7969 | MW | 532.4629 | 679.9691 | 859.7157 | 269.0647 | -328.957 | -334.3408 | -376.7702 | -706.0182 | -149.5904 | -115.0787 | 8.5918 | 10.9719 | 0 | 2.7483
2027 | 7970 | MW | 476.4142 | 608.3934 | 768.0127 | 237.2018 | -304.5898 | -312.7704 | -352.4625 | -653.7205 | -139.2738 | -107.6543 | 8.5918 | 10.9719 | 0 | 2.7483
2027 | 7971 | MW | 413.3594 | 527.8707 | 676.3097 | 205.3389 | -292.4062 | -301.9852 | -340.3086 | -627.5717 | -134.1155 | -103.9421 | 6.4438 | 8.2289 | 0 | 1.3741
2027 | 7972 | MW | 364.3168 | 465.242 | 596.0695 | 180.5566 | -292.4062 | -301.9852 | -340.3086 | -627.5717 | -134.1155 | -103.9421 | 6.4438 | 8.2289 | 0 | 1.3741
2027 | 7973 | MW | 322.2802 | 411.5602 | 515.8294 | 155.7743 | -304.5898 | -312.7704 | -352.4625 | -653.7205 | -139.2738 | -107.6543 | 6.4438 | 8.2289 | 0 | 1.3741
2027 | 7974 | MW | 280.2437 | 357.8785 | 458.515 | 138.0727 | -353.3242 | -355.9112 | -401.078 | -758.3158 | -159.907 | -122.5031 | 6.4438 | 8.2289 | 0 | 1.3741
2027 | 7975 | MW | 238.2071 | 304.1967 | 389.7378 | 116.8307 | -450.7929 | -442.1927 | -498.309 | -967.5064 | -201.1733 | -152.2009 | 8.5918 | 10.9719 | 0 | 2.7483
2027 | 7976 | MW | 210.1827 | 268.4088 | 343.8863 | 102.6694 | -536.0781 | -506.9038 | -571.2323 | -1150.5481 | -247.5979 | -174.4742 | 8.5918 | 10.9719 | 0 | 2.7483
2027 | 7977 | MW | 182.1584 | 232.621 | 298.0348 | 95.5888 | -621.3632 | -571.6149 | -644.1556 | -1333.5899 | -278.5476 | -196.7475 | 10.7397 | 13.7149 | 33.6683 | 2.7483
2027 | 7978 | MW | 168.1462 | 214.7271 | 275.109 | 84.9678 | -694.4648 | -614.7556 | -692.7711 | -1490.4828 | -304.3391 | -211.5963 | 10.7397 | 13.7149 | 33.6683 | 2.7483
2027 | 7979 | MW | 161.1401 | 205.7801 | 263.6461 | 81.4275 | -755.3828 | -636.326 | -717.0788 | -1621.2269 | -319.8139 | -219.0208 | 10.7397 | 13.7149 | 33.6683 | 2.7483
2027 | 7980 | MW | 161.1401 | 205.7801 | 263.6461 | 77.8872 | -791.9335 | -657.8964 | -741.3866 | -1699.6734 | -335.2888 | -226.4452 | 10.7397 | 13.7149 | 33.6683 | 2.7483
2027 | 7981 | MW | 182.1584 | 232.621 | 309.4976 | 92.0485 | -816.3007 | -668.6816 | -753.5405 | -1751.971 | -340.4471 | -230.1574 | 10.7397 | 13.7149 | 33.6683 | 2.7483
2027 | 7982 | MW | 210.1827 | 268.4088 | 343.8863 | 102.6694 | -828.4843 | -668.6816 | -753.5405 | -1778.1198 | -345.6054 | -230.1574 | 10.7397 | 13.7149 | 33.6683 | 2.7483
2027 | 7983 | MW | 238.2071 | 304.1967 | 389.7378 | 120.3711 | -828.4843 | -657.8964 | -741.3866 | -1778.1198 | -350.7637 | -226.4452 | 10.7397 | 13.7149 | 33.6683 | 0
2027 | 7984 | MW | 294.2558 | 375.7724 | 481.4408 | 148.6937 | -791.9335 | -636.326 | -717.0788 | -1699.6734 | -340.4471 | -219.0208 | 6.4438 | 8.2289 | 0 | 0
2027 | 7985 | MW | 161.1401 | 205.7801 | 263.6461 | 81.4275 | -743.1992 | -636.326 | -717.0788 | -1595.0781 | -335.2888 | -219.0208 | -10.7397 | -13.7149 | -16.8341 | -6.8707
2027 | 7986 | MW | 196.1706 | 250.5149 | 320.9605 | 99.1291 | -718.832 | -657.8964 | -741.3866 | -1542.7804 | -330.1305 | -226.4452 | -12.8877 | -16.4579 | -33.6683 | -8.2448
2027 | 7987 | MW | 231.201 | 295.2497 | 378.2749 | 116.8307 | -657.914 | -614.7556 | -692.7711 | -1412.0363 | -304.3391 | -211.5963 | -12.8877 | -16.4579 | -33.6683 | -8.2448
2027 | 7988 | MW | 245.2132 | 313.1436 | 401.2006 | 127.4517 | -621.3632 | -593.1853 | -668.4633 | -1333.5899 | -288.8642 | -204.1719 | -12.8877 | -16.4579 | -33.6683 | -8.2448
2027 | 7989 | MW | 245.2132 | 313.1436 | 389.7378 | 123.9114 | -584.8125 | -560.8297 | -632.0017 | -1255.1434 | -273.3893 | -193.0353 | -12.8877 | -16.4579 | -33.6683 | -6.8707
2027 | 7990 | MW | 686.597 | 876.8022 | 1123.3618 | 346.9519 | -523.8945 | -517.689 | -583.3862 | -1124.3993 | -247.5979 | -178.1864 | 8.5918 | 10.9719 | 16.8341 | -1.3741
2027 | 7991 | MW | 686.597 | 876.8022 | 1123.3618 | 346.9519 | -450.7929 | -452.9778 | -510.4629 | -967.5064 | -211.4899 | -155.9131 | 10.7397 | 13.7149 | 0 | 0
2027 | 7992 | MW | 658.5726 | 841.0144 | 1066.0474 | 329.2502 | -377.6914 | -388.2667 | -437.5396 | -810.6135 | -175.3818 | -133.6398 | 10.7397 | 13.7149 | 0 | 0
2027 | 7993 | MW | 609.53 | 778.3856 | 997.2702 | 308.0083 | -328.957 | -345.126 | -388.9241 | -706.0182 | -149.5904 | -118.7909 | 8.5918 | 10.9719 | 0 | 2.7483
2027 | 7994 | MW | 560.4873 | 715.7569 | 905.5672 | 276.1454 | -304.5898 | -323.5556 | -364.6164 | -653.7205 | -139.2738 | -111.3665 | 6.4438 | 8.2289 | 16.8341 | 1.3741
2027 | 7995 | MW | 490.4264 | 626.2873 | 802.4013 | 244.2824 | -292.4062 | -312.7704 | -352.4625 | -627.5717 | -134.1155 | -107.6543 | 6.4438 | 8.2289 | 16.8341 | 1.3741
2027 | 7996 | MW | 413.3594 | 527.8707 | 676.3097 | 205.3389 | -292.4062 | -301.9852 | -340.3086 | -627.5717 | -134.1155 | -103.9421 | 4.2959 | 5.486 | 0 | 1.3741
2027 | 7997 | MW | 350.3046 | 447.3481 | 573.1438 | 173.4759 | -304.5898 | -312.7704 | -352.4625 | -653.7205 | -139.2738 | -107.6543 | 4.2959 | 5.486 | 0 | 1.3741
2027 | 7998 | MW | 294.2558 | 375.7724 | 481.4408 | 148.6937 | -353.3242 | -366.6964 | -413.2319 | -758.3158 | -159.907 | -126.2154 | 4.2959 | 5.486 | 0 | 1.3741
2027 | 7999 | MW | 245.2132 | 313.1436 | 389.7378 | 123.9114 | -450.7929 | -442.1927 | -498.309 | -967.5064 | -206.3316 | -152.2009 | 6.4438 | 8.2289 | 16.8341 | 2.7483
2027 | 8000 | MW | 196.1706 | 250.5149 | 320.9605 | 95.5888 | -548.2617 | -506.9038 | -571.2323 | -1176.6969 | -252.7562 | -174.4742 | 6.4438 | 8.2289 | 16.8341 | 2.7483
2027 | 8001 | MW | 175.1523 | 223.674 | 286.5719 | 88.5081 | -645.7304 | -582.4001 | -656.3094 | -1385.8875 | -283.7059 | -200.4597 | 6.4438 | 8.2289 | 33.6683 | 2.7483
2027 | 8002 | MW | 154.134 | 196.8331 | 252.1833 | 77.8872 | -718.832 | -625.5408 | -704.925 | -1542.7804 | -309.4974 | -215.3086 | 8.5918 | 10.9719 | 33.6683 | 2.7483
2027 | 8003 | MW | 140.1218 | 178.9392 | 240.7204 | 70.8065 | -779.7499 | -657.8964 | -741.3866 | -1673.5245 | -324.9722 | -226.4452 | 8.5918 | 10.9719 | 33.6683 | 2.7483
2027 | 8004 | MW | 140.1218 | 178.9392 | 240.7204 | 70.8065 | -816.3007 | -679.4668 | -765.6943 | -1751.971 | -340.4471 | -233.8696 | 8.5918 | 10.9719 | 33.6683 | 2.7483
2027 | 8005 | MW | 168.1462 | 214.7271 | 286.5719 | 84.9678 | -840.6679 | -701.0371 | -790.0021 | -1804.2686 | -350.7637 | -241.2941 | 8.5918 | 10.9719 | 50.5024 | 2.7483
2027 | 8006 | MW | 196.1706 | 250.5149 | 320.9605 | 99.1291 | -852.8515 | -701.0371 | -790.0021 | -1830.4175 | -355.922 | -241.2941 | 8.5918 | 10.9719 | 50.5024 | 2.7483
2027 | 8007 | MW | 231.201 | 295.2497 | 378.2749 | 116.8307 | -828.4843 | -690.252 | -777.8482 | -1778.1198 | -350.7637 | -237.5819 | 8.5918 | 10.9719 | 50.5024 | 0
2027 | 8008 | MW | 280.2437 | 357.8785 | 447.0521 | 145.1533 | -779.7499 | -657.8964 | -741.3866 | -1673.5245 | -340.4471 | -226.4452 | 4.2959 | 5.486 | 0 | 0
2027 | 8009 | MW | 161.1401 | 205.7801 | 252.1833 | 81.4275 | -731.0156 | -636.326 | -717.0788 | -1568.9293 | -330.1305 | -219.0208 | -10.7397 | -13.7149 | -33.6683 | -5.4965
2027 | 8010 | MW | 196.1706 | 250.5149 | 320.9605 | 99.1291 | -706.6484 | -657.8964 | -741.3866 | -1516.6316 | -319.8139 | -226.4452 | -10.7397 | -13.7149 | -33.6683 | -6.8707
2027 | 8011 | MW | 231.201 | 295.2497 | 378.2749 | 116.8307 | -657.914 | -625.5408 | -704.925 | -1412.0363 | -299.1808 | -215.3086 | -12.8877 | -16.4579 | -33.6683 | -8.2448
2027 | 8012 | MW | 245.2132 | 313.1436 | 389.7378 | 127.4517 | -621.3632 | -593.1853 | -668.4633 | -1333.5899 | -283.7059 | -204.1719 | -10.7397 | -13.7149 | -33.6683 | -8.2448
2027 | 8013 | MW | 245.2132 | 313.1436 | 389.7378 | 127.4517 | -584.8125 | -571.6149 | -644.1556 | -1255.1434 | -268.2311 | -196.7475 | -10.7397 | -13.7149 | -33.6683 | -6.8707
2027 | 8014 | MW | 672.5848 | 858.9083 | 1100.436 | 343.4115 | -536.0781 | -528.4742 | -595.54 | -1150.5481 | -242.4396 | -181.8986 | 6.4438 | 8.2289 | 0 | -1.3741
2027 | 8015 | MW | 679.5909 | 867.8553 | 1100.436 | 343.4115 | -450.7929 | -463.763 | -522.6168 | -967.5064 | -211.4899 | -159.6253 | 8.5918 | 10.9719 | 16.8341 | 0
2027 | 8016 | MW | 644.5604 | 823.1204 | 1043.1217 | 325.7099 | -389.875 | -388.2667 | -437.5396 | -836.7623 | -175.3818 | -133.6398 | 6.4438 | 8.2289 | 16.8341 | 0
2027 | 8017 | MW | 581.5056 | 742.5978 | 951.4187 | 293.847 | -328.957 | -345.126 | -388.9241 | -706.0182 | -149.5904 | -118.7909 | 8.5918 | 10.9719 | 16.8341 | 4.1224
2027 | 8018 | MW | 525.4569 | 671.0221 | 859.7157 | 265.5244 | -304.5898 | -323.5556 | -364.6164 | -653.7205 | -139.2738 | -111.3665 | 6.4438 | 8.2289 | 0 | 2.7483
2027 | 8019 | MW | 448.3899 | 572.6055 | 733.624 | 223.0405 | -304.5898 | -312.7704 | -352.4625 | -653.7205 | -134.1155 | -107.6543 | 6.4438 | 8.2289 | 0 | 2.7483
2027 | 8020 | MW | 378.3289 | 483.1359 | 618.9953 | 184.0969 | -304.5898 | -312.7704 | -352.4625 | -653.7205 | -134.1155 | -107.6543 | 6.4438 | 8.2289 | 0 | 2.7483
2027 | 8021 | MW | 315.2741 | 402.6133 | 515.8294 | 152.234 | -316.7734 | -323.5556 | -364.6164 | -679.8693 | -139.2738 | -111.3665 | 6.4438 | 8.2289 | 0 | 2.7483
2027 | 8022 | MW | 259.2254 | 331.0376 | 435.5893 | 127.4517 | -365.5078 | -366.6964 | -413.2319 | -784.4646 | -159.907 | -126.2154 | 6.4438 | 8.2289 | 0 | 4.1224
2027 | 8023 | MW | 210.1827 | 268.4088 | 355.3491 | 106.2098 | -450.7929 | -452.9778 | -510.4629 | -967.5064 | -206.3316 | -155.9131 | 8.5918 | 10.9719 | 16.8341 | 4.1224
2027 | 8024 | MW | 168.1462 | 214.7271 | 286.5719 | 88.5081 | -548.2617 | -517.689 | -583.3862 | -1176.6969 | -252.7562 | -178.1864 | 8.5918 | 10.9719 | 16.8341 | 5.4965
2027 | 8025 | MW | 154.134 | 196.8331 | 252.1833 | 77.8872 | -633.5468 | -582.4001 | -656.3094 | -1359.7387 | -288.8642 | -200.4597 | 8.5918 | 10.9719 | 50.5024 | 4.1224
2027 | 8026 | MW | 133.1157 | 169.9923 | 217.7946 | 67.2662 | -706.6484 | -625.5408 | -704.925 | -1516.6316 | -314.6557 | -215.3086 | 8.5918 | 10.9719 | 50.5024 | 4.1224
2027 | 8027 | MW | 126.1096 | 161.0453 | 217.7946 | 63.7259 | -767.5664 | -668.6816 | -753.5405 | -1647.3757 | -335.2888 | -230.1574 | 8.5918 | 10.9719 | 50.5024 | 4.1224
2027 | 8028 | MW | 140.1218 | 178.9392 | 217.7946 | 74.3468 | -816.3007 | -690.252 | -777.8482 | -1751.971 | -345.6054 | -237.5819 | 8.5918 | 10.9719 | 50.5024 | 4.1224
2027 | 8029 | MW | 175.1523 | 223.674 | 286.5719 | 88.5081 | -840.6679 | -701.0371 | -790.0021 | -1804.2686 | -350.7637 | -241.2941 | 8.5918 | 10.9719 | 50.5024 | 4.1224
2027 | 8030 | MW | 203.1767 | 259.4619 | 320.9605 | 106.2098 | -840.6679 | -711.8223 | -802.156 | -1804.2686 | -355.922 | -245.0063 | 8.5918 | 10.9719 | 50.5024 | 2.7483
2027 | 8031 | MW | 231.201 | 295.2497 | 366.812 | 116.8307 | -816.3007 | -701.0371 | -790.0021 | -1751.971 | -350.7637 | -241.2941 | 8.5918 | 10.9719 | 50.5024 | 1.3741
2027 | 8032 | MW | 280.2437 | 357.8785 | 458.515 | 141.613 | -767.5664 | -668.6816 | -753.5405 | -1647.3757 | -340.4471 | -230.1574 | 6.4438 | 8.2289 | 0 | 1.3741
2027 | 8033 | MW | 154.134 | 196.8331 | 252.1833 | 81.4275 | -731.0156 | -657.8964 | -741.3866 | -1568.9293 | -335.2888 | -226.4452 | -8.5918 | -10.9719 | -33.6683 | -5.4965
2027 | 8034 | MW | 196.1706 | 250.5149 | 320.9605 | 102.6694 | -706.6484 | -668.6816 | -753.5405 | -1516.6316 | -324.9722 | -230.1574 | -10.7397 | -13.7149 | -33.6683 | -6.8707
2027 | 8035 | MW | 231.201 | 295.2497 | 378.2749 | 116.8307 | -657.914 | -625.5408 | -704.925 | -1412.0363 | -304.3391 | -215.3086 | -10.7397 | -13.7149 | -33.6683 | -8.2448
2027 | 8036 | MW | 245.2132 | 313.1436 | 401.2006 | 127.4517 | -621.3632 | -593.1853 | -668.4633 | -1333.5899 | -288.8642 | -204.1719 | -12.8877 | -16.4579 | -33.6683 | -9.6189
2027 | 8037 | MW | 245.2132 | 313.1436 | 401.2006 | 127.4517 | -584.8125 | -571.6149 | -644.1556 | -1255.1434 | -273.3893 | -196.7475 | -10.7397 | -13.7149 | -33.6683 | -8.2448
2027 | 8038 | MW | 679.5909 | 867.8553 | 1111.8989 | 343.4115 | -536.0781 | -517.689 | -583.3862 | -1150.5481 | -247.5979 | -178.1864 | 8.5918 | 10.9719 | 0 | 0
2027 | 8039 | MW | 672.5848 | 858.9083 | 1100.436 | 339.8712 | -462.9765 | -452.9778 | -510.4629 | -993.6552 | -211.4899 | -155.9131 | 12.8877 | 16.4579 | 16.8341 | 1.3741
2027 | 8040 | MW | 637.5543 | 814.1735 | 1031.6588 | 318.6293 | -389.875 | -388.2667 | -437.5396 | -836.7623 | -180.5401 | -133.6398 | 10.7397 | 13.7149 | 16.8341 | 1.3741
2027 | 8041 | MW | 581.5056 | 742.5978 | 939.9558 | 290.3067 | -328.957 | -345.126 | -388.9241 | -706.0182 | -149.5904 | -118.7909 | 8.5918 | 10.9719 | 16.8341 | 4.1224
2027 | 8042 | MW | 525.4569 | 671.0221 | 848.2528 | 265.5244 | -304.5898 | -323.5556 | -364.6164 | -653.7205 | -139.2738 | -111.3665 | 8.5918 | 10.9719 | 0 | 2.7483
2027 | 8043 | MW | 448.3899 | 572.6055 | 733.624 | 223.0405 | -292.4062 | -312.7704 | -352.4625 | -627.5717 | -134.1155 | -107.6543 | 6.4438 | 8.2289 | 0 | 2.7483
2027 | 8044 | MW | 371.3228 | 474.189 | 607.5324 | 184.0969 | -292.4062 | -312.7704 | -352.4625 | -627.5717 | -134.1155 | -107.6543 | 6.4438 | 8.2289 | 0 | 2.7483
2027 | 8045 | MW | 308.268 | 393.6663 | 504.3665 | 148.6937 | -304.5898 | -323.5556 | -364.6164 | -653.7205 | -139.2738 | -111.3665 | 6.4438 | 8.2289 | 0 | 2.7483
2027 | 8046 | MW | 259.2254 | 331.0376 | 424.1264 | 123.9114 | -353.3242 | -355.9112 | -401.078 | -758.3158 | -159.907 | -122.5031 | 8.5918 | 10.9719 | 0 | 4.1224
2027 | 8047 | MW | 203.1767 | 259.4619 | 343.8863 | 99.1291 | -414.2422 | -420.6223 | -474.0013 | -889.0599 | -196.015 | -144.7764 | 8.5918 | 10.9719 | 16.8341 | 4.1224
2027 | 8048 | MW | 168.1462 | 214.7271 | 275.109 | 84.9678 | -487.3437 | -463.763 | -522.6168 | -1045.9528 | -232.123 | -159.6253 | 10.7397 | 13.7149 | 16.8341 | 4.1224
2027 | 8049 | MW | 147.1279 | 187.8862 | 240.7204 | 77.8872 | -548.2617 | -517.689 | -583.3862 | -1176.6969 | -252.7562 | -178.1864 | 10.7397 | 13.7149 | 50.5024 | 4.1224
2027 | 8050 | MW | 126.1096 | 161.0453 | 217.7946 | 63.7259 | -596.9961 | -539.2593 | -607.6939 | -1281.2922 | -263.0728 | -185.6108 | 10.7397 | 13.7149 | 50.5024 | 4.1224
2027 | 8051 | MW | 126.1096 | 161.0453 | 206.3318 | 63.7259 | -645.7304 | -560.8297 | -632.0017 | -1385.8875 | -278.5476 | -193.0353 | 10.7397 | 13.7149 | 50.5024 | 4.1224
2027 | 8052 | MW | 133.1157 | 169.9923 | 217.7946 | 70.8065 | -670.0976 | -571.6149 | -644.1556 | -1438.1852 | -283.7059 | -196.7475 | 10.7397 | 13.7149 | 50.5024 | 4.1224
2027 | 8053 | MW | 168.1462 | 214.7271 | 275.109 | 84.9678 | -694.4648 | -582.4001 | -656.3094 | -1490.4828 | -288.8642 | -200.4597 | 10.7397 | 13.7149 | 50.5024 | 4.1224
2027 | 8054 | MW | 196.1706 | 250.5149 | 320.9605 | 106.2098 | -694.4648 | -571.6149 | -644.1556 | -1490.4828 | -288.8642 | -196.7475 | 10.7397 | 13.7149 | 50.5024 | 4.1224
2027 | 8055 | MW | 224.1949 | 286.3028 | 366.812 | 116.8307 | -682.2812 | -560.8297 | -632.0017 | -1464.334 | -288.8642 | -193.0353 | 8.5918 | 10.9719 | 50.5024 | 1.3741
2027 | 8056 | MW | 280.2437 | 357.8785 | 458.515 | 138.0727 | -657.914 | -539.2593 | -607.6939 | -1412.0363 | -283.7059 | -185.6108 | 6.4438 | 8.2289 | 0 | 1.3741
2027 | 8057 | MW | 161.1401 | 205.7801 | 263.6461 | 81.4275 | -633.5468 | -550.0445 | -619.8478 | -1359.7387 | -283.7059 | -189.323 | -8.5918 | -10.9719 | -16.8341 | -6.8707
2027 | 8058 | MW | 203.1767 | 259.4619 | 332.4234 | 102.6694 | -633.5468 | -593.1853 | -668.4633 | -1359.7387 | -288.8642 | -204.1719 | -10.7397 | -13.7149 | -33.6683 | -8.2448
2027 | 8059 | MW | 231.201 | 295.2497 | 378.2749 | 116.8307 | -609.1796 | -582.4001 | -656.3094 | -1307.441 | -283.7059 | -200.4597 | -10.7397 | -13.7149 | -33.6683 | -8.2448
2027 | 8060 | MW | 252.2193 | 322.0906 | 412.6635 | 127.4517 | -596.9961 | -582.4001 | -656.3094 | -1281.2922 | -278.5476 | -200.4597 | -10.7397 | -13.7149 | -33.6683 | -8.2448
2027 | 8061 | MW | 252.2193 | 322.0906 | 401.2006 | 127.4517 | -572.6289 | -560.8297 | -632.0017 | -1228.9946 | -268.2311 | -193.0353 | -10.7397 | -13.7149 | -33.6683 | -8.2448
2027 | 8062 | MW | 679.5909 | 867.8553 | 1111.8989 | 339.8712 | -523.8945 | -517.689 | -583.3862 | -1124.3993 | -242.4396 | -178.1864 | 8.5918 | 10.9719 | 16.8341 | 0
2027 | 8063 | MW | 679.5909 | 867.8553 | 1100.436 | 336.3309 | -450.7929 | -452.9778 | -510.4629 | -967.5064 | -206.3316 | -155.9131 | 12.8877 | 16.4579 | 16.8341 | 1.3741
2027 | 8064 | MW | 637.5543 | 814.1735 | 1043.1217 | 318.6293 | -377.6914 | -388.2667 | -437.5396 | -810.6135 | -175.3818 | -133.6398 | 10.7397 | 13.7149 | 16.8341 | 1.3741
2027 | 8065 | MW | 581.5056 | 742.5978 | 951.4187 | 290.3067 | -328.957 | -345.126 | -388.9241 | -706.0182 | -149.5904 | -118.7909 | 8.5918 | 10.9719 | 0 | 2.7483
2027 | 8066 | MW | 525.4569 | 671.0221 | 848.2528 | 261.9841 | -304.5898 | -323.5556 | -364.6164 | -653.7205 | -139.2738 | -111.3665 | 8.5918 | 10.9719 | 0 | 1.3741
2027 | 8067 | MW | 448.3899 | 572.6055 | 733.624 | 219.5002 | -292.4062 | -312.7704 | -352.4625 | -627.5717 | -128.9572 | -107.6543 | 6.4438 | 8.2289 | 0 | 1.3741
2027 | 8068 | MW | 371.3228 | 474.189 | 607.5324 | 180.5566 | -304.5898 | -312.7704 | -352.4625 | -653.7205 | -128.9572 | -107.6543 | 6.4438 | 8.2289 | 0 | 1.3741
2027 | 8069 | MW | 308.268 | 393.6663 | 504.3665 | 148.6937 | -304.5898 | -323.5556 | -364.6164 | -653.7205 | -134.1155 | -111.3665 | 6.4438 | 8.2289 | 0 | 1.3741
2027 | 8070 | MW | 252.2193 | 322.0906 | 412.6635 | 123.9114 | -353.3242 | -377.4815 | -425.3857 | -758.3158 | -154.7487 | -129.9276 | 6.4438 | 8.2289 | 0 | 2.7483
2027 | 8071 | MW | 203.1767 | 259.4619 | 332.4234 | 99.1291 | -450.7929 | -452.9778 | -510.4629 | -967.5064 | -201.1733 | -155.9131 | 8.5918 | 10.9719 | 16.8341 | 2.7483
2027 | 8072 | MW | 168.1462 | 214.7271 | 275.109 | 81.4275 | -548.2617 | -517.689 | -583.3862 | -1176.6969 | -252.7562 | -178.1864 | 10.7397 | 13.7149 | 16.8341 | 2.7483
2027 | 8073 | MW | 147.1279 | 187.8862 | 252.1833 | 74.3468 | -645.7304 | -582.4001 | -656.3094 | -1385.8875 | -283.7059 | -200.4597 | 10.7397 | 13.7149 | 50.5024 | 2.7483
2027 | 8074 | MW | 126.1096 | 161.0453 | 217.7946 | 67.2662 | -706.6484 | -614.7556 | -692.7711 | -1516.6316 | -299.1808 | -211.5963 | 10.7397 | 13.7149 | 50.5024 | 2.7483
2027 | 8075 | MW | 126.1096 | 161.0453 | 206.3318 | 63.7259 | -767.5664 | -636.326 | -717.0788 | -1647.3757 | -319.8139 | -219.0208 | 8.5918 | 10.9719 | 50.5024 | 2.7483
2027 | 8076 | MW | 133.1157 | 169.9923 | 217.7946 | 70.8065 | -791.9335 | -657.8964 | -741.3866 | -1699.6734 | -324.9722 | -226.4452 | 8.5918 | 10.9719 | 50.5024 | 2.7483
2027 | 8077 | MW | 168.1462 | 214.7271 | 275.109 | 88.5081 | -816.3007 | -657.8964 | -741.3866 | -1751.971 | -330.1305 | -226.4452 | 8.5918 | 10.9719 | 50.5024 | 2.7483
2027 | 8078 | MW | 196.1706 | 250.5149 | 320.9605 | 102.6694 | -828.4843 | -657.8964 | -741.3866 | -1778.1198 | -324.9722 | -226.4452 | 8.5918 | 10.9719 | 50.5024 | 2.7483
2027 | 8079 | MW | 224.1949 | 286.3028 | 366.812 | 116.8307 | -816.3007 | -647.1112 | -729.2327 | -1751.971 | -314.6557 | -222.733 | 8.5918 | 10.9719 | 50.5024 | 0
2027 | 8080 | MW | 280.2437 | 357.8785 | 458.515 | 138.0727 | -791.9335 | -614.7556 | -692.7711 | -1699.6734 | -309.4974 | -211.5963 | 4.2959 | 5.486 | 0 | 0
2027 | 8081 | MW | 161.1401 | 205.7801 | 263.6461 | 81.4275 | -743.1992 | -614.7556 | -692.7711 | -1595.0781 | -304.3391 | -211.5963 | -8.5918 | -10.9719 | -16.8341 | -5.4965
2027 | 8082 | MW | 203.1767 | 259.4619 | 332.4234 | 102.6694 | -718.832 | -636.326 | -717.0788 | -1542.7804 | -309.4974 | -219.0208 | -8.5918 | -10.9719 | -33.6683 | -8.2448
2027 | 8083 | MW | 238.2071 | 304.1967 | 389.7378 | 120.3711 | -657.914 | -614.7556 | -692.7711 | -1412.0363 | -294.0225 | -211.5963 | -10.7397 | -13.7149 | -33.6683 | -8.2448
2027 | 8084 | MW | 252.2193 | 322.0906 | 412.6635 | 130.992 | -621.3632 | -582.4001 | -656.3094 | -1333.5899 | -278.5476 | -200.4597 | -10.7397 | -13.7149 | -33.6683 | -8.2448
2027 | 8085 | MW | 252.2193 | 322.0906 | 412.6635 | 127.4517 | -584.8125 | -560.8297 | -632.0017 | -1255.1434 | -263.0728 | -193.0353 | -10.7397 | -13.7149 | -33.6683 | -8.2448
2027 | 8086 | MW | 679.5909 | 867.8553 | 1111.8989 | 343.4115 | -536.0781 | -517.689 | -583.3862 | -1150.5481 | -242.4396 | -178.1864 | 8.5918 | 10.9719 | 16.8341 | -1.3741
2027 | 8087 | MW | 672.5848 | 858.9083 | 1100.436 | 339.8712 | -462.9765 | -463.763 | -522.6168 | -993.6552 | -211.4899 | -159.6253 | 12.8877 | 16.4579 | 16.8341 | 0
2027 | 8088 | MW | 637.5543 | 814.1735 | 1031.6588 | 322.1696 | -389.875 | -399.0519 | -449.6935 | -836.7623 | -175.3818 | -137.352 | 10.7397 | 13.7149 | 16.8341 | 0
2027 | 8089 | MW | 581.5056 | 742.5978 | 939.9558 | 293.847 | -316.7734 | -334.3408 | -376.7702 | -679.8693 | -144.4321 | -115.0787 | 12.8877 | 16.4579 | 16.8341 | 4.1224
2027 | 8090 | MW | 525.4569 | 671.0221 | 848.2528 | 265.5244 | -292.4062 | -312.7704 | -352.4625 | -627.5717 | -134.1155 | -107.6543 | 10.7397 | 13.7149 | 16.8341 | 2.7483
2027 | 8091 | MW | 448.3899 | 572.6055 | 722.1612 | 226.5808 | -280.2226 | -301.9852 | -340.3086 | -601.4229 | -128.9572 | -103.9421 | 10.7397 | 13.7149 | 16.8341 | 2.7483
2027 | 8092 | MW | 371.3228 | 474.189 | 607.5324 | 184.0969 | -280.2226 | -301.9852 | -340.3086 | -601.4229 | -128.9572 | -103.9421 | 10.7397 | 13.7149 | 16.8341 | 2.7483
2027 | 8093 | MW | 308.268 | 393.6663 | 504.3665 | 152.234 | -292.4062 | -301.9852 | -340.3086 | -627.5717 | -128.9572 | -103.9421 | 10.7397 | 13.7149 | 16.8341 | 2.7483
2027 | 8094 | MW | 259.2254 | 331.0376 | 424.1264 | 127.4517 | -316.7734 | -334.3408 | -376.7702 | -679.8693 | -144.4321 | -115.0787 | 10.7397 | 13.7149 | 16.8341 | 2.7483
2027 | 8095 | MW | 231.201 | 295.2497 | 378.2749 | 113.2904 | -365.5078 | -388.2667 | -437.5396 | -784.4646 | -170.2236 | -133.6398 | 10.7397 | 13.7149 | 16.8341 | 2.7483
2027 | 8096 | MW | 203.1767 | 259.4619 | 332.4234 | 99.1291 | -426.4258 | -409.8371 | -461.8474 | -915.2087 | -201.1733 | -141.0642 | 12.8877 | 16.4579 | 16.8341 | 4.1224
2027 | 8097 | MW | 175.1523 | 223.674 | 286.5719 | 84.9678 | -475.1601 | -452.9778 | -510.4629 | -1019.804 | -221.8064 | -155.9131 | 12.8877 | 16.4579 | 67.3366 | 4.1224
2027 | 8098 | MW | 168.1462 | 214.7271 | 275.109 | 84.9678 | -523.8945 | -485.3334 | -546.9245 | -1124.3993 | -232.123 | -167.0497 | 12.8877 | 16.4579 | 67.3366 | 4.1224
2027 | 8099 | MW | 189.1645 | 241.568 | 298.0348 | 95.5888 | -560.4453 | -496.1186 | -559.0784 | -1202.8458 | -242.4396 | -170.762 | 12.8877 | 16.4579 | 67.3366 | 4.1224
2027 | 8100 | MW | 224.1949 | 286.3028 | 366.812 | 116.8307 | -572.6289 | -496.1186 | -559.0784 | -1228.9946 | -247.5979 | -170.762 | 12.8877 | 16.4579 | 67.3366 | 4.1224
2027 | 8101 | MW | 280.2437 | 357.8785 | 458.515 | 145.1533 | -584.8125 | -506.9038 | -571.2323 | -1255.1434 | -252.7562 | -174.4742 | 12.8877 | 16.4579 | 67.3366 | 4.1224
2027 | 8102 | MW | 315.2741 | 402.6133 | 515.8294 | 162.855 | -584.8125 | -496.1186 | -559.0784 | -1255.1434 | -252.7562 | -170.762 | 12.8877 | 16.4579 | 50.5024 | 4.1224
2027 | 8103 | MW | 350.3046 | 447.3481 | 561.6809 | 180.5566 | -572.6289 | -485.3334 | -546.9245 | -1228.9946 | -252.7562 | -167.0497 | 12.8877 | 16.4579 | 50.5024 | 1.3741
2027 | 8104 | MW | 147.1279 | 187.8862 | 240.7204 | 74.3468 | -548.2617 | -474.5482 | -534.7707 | -1176.6969 | -252.7562 | -163.3375 | 8.5918 | 10.9719 | 0 | 1.3741
2027 | 8105 | MW | 161.1401 | 205.7801 | 263.6461 | 81.4275 | -536.0781 | -496.1186 | -559.0784 | -1150.5481 | -252.7562 | -170.762 | -6.4438 | -8.2289 | -16.8341 | -6.8707
2027 | 8106 | MW | 182.1584 | 232.621 | 298.0348 | 92.0485 | -548.2617 | -539.2593 | -607.6939 | -1176.6969 | -257.9145 | -185.6108 | -8.5918 | -10.9719 | -33.6683 | -6.8707
2027 | 8107 | MW | 189.1645 | 241.568 | 309.4976 | 95.5888 | -536.0781 | -539.2593 | -607.6939 | -1150.5481 | -257.9145 | -185.6108 | -8.5918 | -10.9719 | -33.6683 | -8.2448
2027 | 8108 | MW | 189.1645 | 241.568 | 309.4976 | 95.5888 | -536.0781 | -528.4742 | -595.54 | -1150.5481 | -252.7562 | -181.8986 | -10.7397 | -13.7149 | -33.6683 | -8.2448
2027 | 8109 | MW | 609.53 | 778.3856 | 985.8073 | 311.5486 | -523.8945 | -528.4742 | -595.54 | -1124.3993 | -247.5979 | -181.8986 | -8.5918 | -10.9719 | -33.6683 | -8.2448
2027 | 8110 | MW | 609.53 | 778.3856 | 997.2702 | 311.5486 | -487.3437 | -496.1186 | -559.0784 | -1045.9528 | -226.9647 | -170.762 | 12.8877 | 16.4579 | 16.8341 | 0
2027 | 8111 | MW | 588.5117 | 751.5448 | 951.4187 | 297.3873 | -426.4258 | -442.1927 | -498.309 | -915.2087 | -201.1733 | -152.2009 | 17.1836 | 21.9439 | 16.8341 | 1.3741
2027 | 8112 | MW | 574.4995 | 733.6508 | 939.9558 | 286.7663 | -353.3242 | -377.4815 | -425.3857 | -758.3158 | -170.2236 | -129.9276 | 15.0356 | 19.2009 | 16.8341 | 1.3741
2027 | 8113 | MW | 539.469 | 688.916 | 871.1785 | 269.0647 | -316.7734 | -334.3408 | -376.7702 | -679.8693 | -149.5904 | -115.0787 | 10.7397 | 13.7149 | 16.8341 | 2.7483
2027 | 8114 | MW | 476.4142 | 608.3934 | 779.4755 | 237.2018 | -292.4062 | -312.7704 | -352.4625 | -627.5717 | -139.2738 | -107.6543 | 10.7397 | 13.7149 | 16.8341 | 2.7483
2027 | 8115 | MW | 413.3594 | 527.8707 | 676.3097 | 205.3389 | -280.2226 | -301.9852 | -340.3086 | -601.4229 | -134.1155 | -103.9421 | 8.5918 | 10.9719 | 16.8341 | 2.7483
2027 | 8116 | MW | 364.3168 | 465.242 | 596.0695 | 184.0969 | -280.2226 | -301.9852 | -340.3086 | -601.4229 | -128.9572 | -103.9421 | 8.5918 | 10.9719 | 16.8341 | 2.7483
2027 | 8117 | MW | 322.2802 | 411.5602 | 527.2923 | 159.3146 | -292.4062 | -301.9852 | -340.3086 | -627.5717 | -128.9572 | -103.9421 | 8.5918 | 10.9719 | 16.8341 | 2.7483
2027 | 8118 | MW | 287.2497 | 366.8254 | 469.9779 | 141.613 | -304.5898 | -323.5556 | -364.6164 | -653.7205 | -139.2738 | -111.3665 | 10.7397 | 13.7149 | 16.8341 | 2.7483
2027 | 8119 | MW | 252.2193 | 322.0906 | 412.6635 | 120.3711 | -353.3242 | -355.9112 | -401.078 | -758.3158 | -165.0653 | -122.5031 | 12.8877 | 16.4579 | 16.8341 | 2.7483
2027 | 8120 | MW | 217.1888 | 277.3558 | 355.3491 | 109.7501 | -377.6914 | -366.6964 | -413.2319 | -810.6135 | -185.6984 | -126.2154 | 12.8877 | 16.4579 | 16.8341 | 4.1224
2027 | 8121 | MW | 203.1767 | 259.4619 | 320.9605 | 102.6694 | -426.4258 | -409.8371 | -461.8474 | -915.2087 | -201.1733 | -141.0642 | 12.8877 | 16.4579 | 67.3366 | 2.7483
2027 | 8122 | MW | 196.1706 | 250.5149 | 320.9605 | 99.1291 | -450.7929 | -442.1927 | -498.309 | -967.5064 | -211.4899 | -152.2009 | 12.8877 | 16.4579 | 67.3366 | 2.7483
2027 | 8123 | MW | 203.1767 | 259.4619 | 332.4234 | 102.6694 | -475.1601 | -452.9778 | -510.4629 | -1019.804 | -216.6482 | -155.9131 | 12.8877 | 16.4579 | 67.3366 | 2.7483
2027 | 8124 | MW | 217.1888 | 277.3558 | 355.3491 | 113.2904 | -499.5273 | -452.9778 | -510.4629 | -1072.1017 | -221.8064 | -155.9131 | 10.7397 | 13.7149 | 67.3366 | 2.7483
2027 | 8125 | MW | 287.2497 | 366.8254 | 469.9779 | 141.613 | -511.7109 | -452.9778 | -510.4629 | -1098.2505 | -226.9647 | -155.9131 | 10.7397 | 13.7149 | 67.3366 | 2.7483
2027 | 8126 | MW | 315.2741 | 402.6133 | 515.8294 | 155.7743 | -523.8945 | -452.9778 | -510.4629 | -1124.3993 | -226.9647 | -155.9131 | 10.7397 | 13.7149 | 67.3366 | 2.7483
2027 | 8127 | MW | 343.2985 | 438.4011 | 550.218 | 169.9356 | -523.8945 | -442.1927 | -498.309 | -1124.3993 | -232.123 | -152.2009 | 10.7397 | 13.7149 | 67.3366 | 0
2027 | 8128 | MW | 147.1279 | 187.8862 | 229.2575 | 74.3468 | -499.5273 | -442.1927 | -498.309 | -1072.1017 | -232.123 | -152.2009 | 8.5918 | 10.9719 | 0 | 0
2027 | 8129 | MW | 168.1462 | 214.7271 | 275.109 | 84.9678 | -499.5273 | -474.5482 | -534.7707 | -1072.1017 | -237.2813 | -163.3375 | -6.4438 | -8.2289 | -16.8341 | -5.4965
2027 | 8130 | MW | 189.1645 | 241.568 | 309.4976 | 99.1291 | -523.8945 | -528.4742 | -595.54 | -1124.3993 | -252.7562 | -181.8986 | -8.5918 | -10.9719 | -33.6683 | -6.8707
2027 | 8131 | MW | 196.1706 | 250.5149 | 309.4976 | 102.6694 | -536.0781 | -539.2593 | -607.6939 | -1150.5481 | -257.9145 | -185.6108 | -8.5918 | -10.9719 | -33.6683 | -8.2448
2027 | 8132 | MW | 182.1584 | 232.621 | 298.0348 | 95.5888 | -536.0781 | -539.2593 | -607.6939 | -1150.5481 | -252.7562 | -185.6108 | -10.7397 | -13.7149 | -33.6683 | -8.2448
2027 | 8133 | MW | 616.536 | 787.3326 | 997.2702 | 311.5486 | -523.8945 | -528.4742 | -595.54 | -1124.3993 | -247.5979 | -181.8986 | -10.7397 | -13.7149 | -33.6683 | -8.2448
2027 | 8134 | MW | 609.53 | 778.3856 | 997.2702 | 308.0083 | -487.3437 | -496.1186 | -559.0784 | -1045.9528 | -232.123 | -170.762 | 12.8877 | 16.4579 | 16.8341 | -1.3741
2027 | 8135 | MW | 588.5117 | 751.5448 | 951.4187 | 297.3873 | -426.4258 | -442.1927 | -498.309 | -915.2087 | -201.1733 | -152.2009 | 17.1836 | 21.9439 | 16.8341 | 0
2027 | 8136 | MW | 560.4873 | 715.7569 | 905.5672 | 283.226 | -365.5078 | -377.4815 | -425.3857 | -784.4646 | -170.2236 | -129.9276 | 15.0356 | 19.2009 | 16.8341 | 0
2027 | 8137 | MW | 518.4508 | 662.0751 | 848.2528 | 261.9841 | -341.1406 | -345.126 | -388.9241 | -732.167 | -154.7487 | -118.7909 | 10.7397 | 13.7149 | 16.8341 | 2.7483
2027 | 8138 | MW | 462.402 | 590.4994 | 756.5498 | 233.6615 | -304.5898 | -323.5556 | -364.6164 | -653.7205 | -144.4321 | -111.3665 | 8.5918 | 10.9719 | 0 | 2.7483
2027 | 8139 | MW | 406.3533 | 518.9238 | 664.8468 | 198.2582 | -304.5898 | -312.7704 | -352.4625 | -653.7205 | -139.2738 | -107.6543 | 8.5918 | 10.9719 | 0 | 2.7483
2027 | 8140 | MW | 357.3107 | 456.295 | 584.6066 | 173.4759 | -304.5898 | -312.7704 | -352.4625 | -653.7205 | -139.2738 | -107.6543 | 8.5918 | 10.9719 | 0 | 2.7483
2027 | 8141 | MW | 315.2741 | 402.6133 | 504.3665 | 155.7743 | -316.7734 | -323.5556 | -364.6164 | -679.8693 | -144.4321 | -111.3665 | 8.5918 | 10.9719 | 0 | 2.7483
2027 | 8142 | MW | 273.2376 | 348.9315 | 447.0521 | 138.0727 | -365.5078 | -366.6964 | -413.2319 | -784.4646 | -165.0653 | -126.2154 | 8.5918 | 10.9719 | 0 | 2.7483
2027 | 8143 | MW | 238.2071 | 304.1967 | 378.2749 | 120.3711 | -450.7929 | -452.9778 | -510.4629 | -967.5064 | -211.4899 | -155.9131 | 8.5918 | 10.9719 | 16.8341 | 4.1224
2027 | 8144 | MW | 203.1767 | 259.4619 | 332.4234 | 106.2098 | -536.0781 | -517.689 | -583.3862 | -1150.5481 | -252.7562 | -178.1864 | 8.5918 | 10.9719 | 16.8341 | 4.1224
2027 | 8145 | MW | 182.1584 | 232.621 | 298.0348 | 95.5888 | -621.3632 | -571.6149 | -644.1556 | -1333.5899 | -283.7059 | -196.7475 | 10.7397 | 13.7149 | 50.5024 | 4.1224
2027 | 8146 | MW | 168.1462 | 214.7271 | 275.109 | 84.9678 | -670.0976 | -603.9705 | -680.6172 | -1438.1852 | -304.3391 | -207.8841 | 12.8877 | 16.4579 | 50.5024 | 4.1224
2027 | 8147 | MW | 154.134 | 196.8331 | 252.1833 | 77.8872 | -718.832 | -625.5408 | -704.925 | -1542.7804 | -319.8139 | -215.3086 | 12.8877 | 16.4579 | 50.5024 | 4.1224
2027 | 8148 | MW | 161.1401 | 205.7801 | 263.6461 | 81.4275 | -755.3828 | -636.326 | -717.0788 | -1621.2269 | -335.2888 | -219.0208 | 15.0356 | 19.2009 | 50.5024 | 4.1224
2027 | 8149 | MW | 196.1706 | 250.5149 | 320.9605 | 95.5888 | -767.5664 | -636.326 | -717.0788 | -1647.3757 | -340.4471 | -219.0208 | 15.0356 | 19.2009 | 50.5024 | 2.7483
2027 | 8150 | MW | 217.1888 | 277.3558 | 343.8863 | 113.2904 | -767.5664 | -636.326 | -717.0788 | -1647.3757 | -340.4471 | -219.0208 | 12.8877 | 16.4579 | 50.5024 | 2.7483
2027 | 8151 | MW | 238.2071 | 304.1967 | 389.7378 | 123.9114 | -755.3828 | -625.5408 | -704.925 | -1621.2269 | -335.2888 | -215.3086 | 12.8877 | 16.4579 | 50.5024 | 0
2027 | 8152 | MW | 287.2497 | 366.8254 | 481.4408 | 145.1533 | -718.832 | -614.7556 | -692.7711 | -1542.7804 | -324.9722 | -211.5963 | 8.5918 | 10.9719 | 0 | 0
2027 | 8153 | MW | 161.1401 | 205.7801 | 263.6461 | 81.4275 | -694.4648 | -614.7556 | -692.7711 | -1490.4828 | -324.9722 | -211.5963 | -8.5918 | -10.9719 | -33.6683 | -5.4965
2027 | 8154 | MW | 203.1767 | 259.4619 | 332.4234 | 99.1291 | -682.2812 | -647.1112 | -729.2327 | -1464.334 | -324.9722 | -222.733 | -10.7397 | -13.7149 | -33.6683 | -8.2448
2027 | 8155 | MW | 231.201 | 295.2497 | 366.812 | 116.8307 | -645.7304 | -625.5408 | -704.925 | -1385.8875 | -309.4974 | -215.3086 | -10.7397 | -13.7149 | -33.6683 | -8.2448
2027 | 8156 | MW | 245.2132 | 313.1436 | 401.2006 | 127.4517 | -621.3632 | -603.9705 | -680.6172 | -1333.5899 | -294.0225 | -207.8841 | -10.7397 | -13.7149 | -33.6683 | -9.6189
2027 | 8157 | MW | 245.2132 | 313.1436 | 401.2006 | 123.9114 | -584.8125 | -582.4001 | -656.3094 | -1255.1434 | -278.5476 | -200.4597 | -10.7397 | -13.7149 | -33.6683 | -8.2448
2027 | 8158 | MW | 686.597 | 876.8022 | 1123.3618 | 343.4115 | -536.0781 | -528.4742 | -595.54 | -1150.5481 | -252.7562 | -181.8986 | 10.7397 | 13.7149 | 0 | -1.3741
2027 | 8159 | MW | 686.597 | 876.8022 | 1111.8989 | 343.4115 | -462.9765 | -463.763 | -522.6168 | -993.6552 | -216.6482 | -159.6253 | 15.0356 | 19.2009 | 16.8341 | 1.3741
2027 | 8160 | MW | 651.5665 | 832.0674 | 1054.5845 | 329.2502 | -402.0586 | -399.0519 | -449.6935 | -862.9111 | -180.5401 | -137.352 | 12.8877 | 16.4579 | 16.8341 | 1.3741
2027 | 8161 | MW | 602.5239 | 769.4387 | 985.8073 | 300.9276 | -341.1406 | -355.9112 | -401.078 | -732.167 | -154.7487 | -122.5031 | 10.7397 | 13.7149 | 16.8341 | 2.7483
2027 | 8162 | MW | 553.4812 | 706.8099 | 894.1043 | 276.1454 | -316.7734 | -323.5556 | -364.6164 | -679.8693 | -144.4321 | -111.3665 | 8.5918 | 10.9719 | 16.8341 | 2.7483
2027 | 8163 | MW | 476.4142 | 608.3934 | 779.4755 | 237.2018 | -304.5898 | -312.7704 | -352.4625 | -653.7205 | -139.2738 | -107.6543 | 8.5918 | 10.9719 | 16.8341 | 2.7483
2027 | 8164 | MW | 406.3533 | 518.9238 | 664.8468 | 198.2582 | -304.5898 | -312.7704 | -352.4625 | -653.7205 | -139.2738 | -107.6543 | 8.5918 | 10.9719 | 16.8341 | 1.3741
2027 | 8165 | MW | 343.2985 | 438.4011 | 561.6809 | 166.3953 | -316.7734 | -323.5556 | -364.6164 | -679.8693 | -144.4321 | -111.3665 | 8.5918 | 10.9719 | 16.8341 | 1.3741
2027 | 8166 | MW | 294.2558 | 375.7724 | 481.4408 | 141.613 | -365.5078 | -377.4815 | -425.3857 | -784.4646 | -159.907 | -129.9276 | 8.5918 | 10.9719 | 16.8341 | 2.7483
2027 | 8167 | MW | 238.2071 | 304.1967 | 389.7378 | 116.8307 | -462.9765 | -463.763 | -522.6168 | -993.6552 | -206.3316 | -159.6253 | 10.7397 | 13.7149 | 16.8341 | 2.7483
2027 | 8168 | MW | 196.1706 | 250.5149 | 320.9605 | 99.1291 | -548.2617 | -517.689 | -583.3862 | -1176.6969 | -252.7562 | -178.1864 | 12.8877 | 16.4579 | 16.8341 | 2.7483
2027 | 8169 | MW | 168.1462 | 214.7271 | 275.109 | 81.4275 | -621.3632 | -582.4001 | -656.3094 | -1333.5899 | -283.7059 | -200.4597 | 12.8877 | 16.4579 | 50.5024 | 2.7483
2027 | 8170 | MW | 140.1218 | 178.9392 | 240.7204 | 70.8065 | -670.0976 | -614.7556 | -692.7711 | -1438.1852 | -309.4974 | -211.5963 | 10.7397 | 13.7149 | 50.5024 | 2.7483
2027 | 8171 | MW | 133.1157 | 169.9923 | 217.7946 | 67.2662 | -706.6484 | -636.326 | -717.0788 | -1516.6316 | -324.9722 | -219.0208 | 10.7397 | 13.7149 | 50.5024 | 2.7483
2027 | 8172 | MW | 140.1218 | 178.9392 | 229.2575 | 74.3468 | -731.0156 | -657.8964 | -741.3866 | -1568.9293 | -335.2888 | -226.4452 | 10.7397 | 13.7149 | 50.5024 | 2.7483
2027 | 8173 | MW | 175.1523 | 223.674 | 286.5719 | 88.5081 | -743.1992 | -668.6816 | -753.5405 | -1595.0781 | -335.2888 | -230.1574 | 10.7397 | 13.7149 | 50.5024 | 2.7483
2027 | 8174 | MW | 203.1767 | 259.4619 | 332.4234 | 102.6694 | -743.1992 | -668.6816 | -753.5405 | -1595.0781 | -335.2888 | -230.1574 | 10.7397 | 13.7149 | 50.5024 | 2.7483
2027 | 8175 | MW | 231.201 | 295.2497 | 378.2749 | 116.8307 | -731.0156 | -657.8964 | -741.3866 | -1568.9293 | -335.2888 | -226.4452 | 8.5918 | 10.9719 | 50.5024 | 0
2027 | 8176 | MW | 287.2497 | 366.8254 | 469.9779 | 145.1533 | -706.6484 | -636.326 | -717.0788 | -1516.6316 | -330.1305 | -219.0208 | 6.4438 | 8.2289 | 0 | 0
2027 | 8177 | MW | 161.1401 | 205.7801 | 263.6461 | 81.4275 | -694.4648 | -636.326 | -717.0788 | -1490.4828 | -324.9722 | -219.0208 | -6.4438 | -8.2289 | -33.6683 | -5.4965
2027 | 8178 | MW | 203.1767 | 259.4619 | 332.4234 | 102.6694 | -694.4648 | -657.8964 | -741.3866 | -1490.4828 | -324.9722 | -226.4452 | -8.5918 | -10.9719 | -33.6683 | -8.2448
2027 | 8179 | MW | 231.201 | 295.2497 | 378.2749 | 120.3711 | -645.7304 | -636.326 | -717.0788 | -1385.8875 | -309.4974 | -219.0208 | -10.7397 | -13.7149 | -33.6683 | -8.2448
2027 | 8180 | MW | 252.2193 | 322.0906 | 401.2006 | 127.4517 | -621.3632 | -603.9705 | -680.6172 | -1333.5899 | -294.0225 | -207.8841 | -10.7397 | -13.7149 | -33.6683 | -8.2448
2027 | 8181 | MW | 245.2132 | 313.1436 | 401.2006 | 123.9114 | -584.8125 | -582.4001 | -656.3094 | -1255.1434 | -278.5476 | -200.4597 | -10.7397 | -13.7149 | -33.6683 | -8.2448
2027 | 8182 | MW | 686.597 | 876.8022 | 1111.8989 | 343.4115 | -536.0781 | -539.2593 | -607.6939 | -1150.5481 | -247.5979 | -185.6108 | 10.7397 | 13.7149 | 16.8341 | -1.3741
2027 | 8183 | MW | 679.5909 | 867.8553 | 1111.8989 | 343.4115 | -462.9765 | -474.5482 | -534.7707 | -993.6552 | -216.6482 | -163.3375 | 15.0356 | 19.2009 | 16.8341 | 0
2027 | 8184 | MW | 644.5604 | 823.1204 | 1043.1217 | 322.1696 | -402.0586 | -409.8371 | -461.8474 | -862.9111 | -180.5401 | -141.0642 | 12.8877 | 16.4579 | 16.8341 | 0
2027 | 8185 | MW | 588.5117 | 751.5448 | 951.4187 | 297.3873 | -341.1406 | -355.9112 | -401.078 | -732.167 | -154.7487 | -122.5031 | 10.7397 | 13.7149 | 16.8341 | 4.1224
2027 | 8186 | MW | 532.4629 | 679.9691 | 859.7157 | 269.0647 | -316.7734 | -334.3408 | -376.7702 | -679.8693 | -139.2738 | -115.0787 | 8.5918 | 10.9719 | 0 | 2.7483
2027 | 8187 | MW | 455.3959 | 581.5525 | 745.0869 | 230.1211 | -304.5898 | -323.5556 | -364.6164 | -653.7205 | -134.1155 | -111.3665 | 8.5918 | 10.9719 | 0 | 2.7483
2027 | 8188 | MW | 385.335 | 492.0829 | 630.4582 | 187.6372 | -304.5898 | -323.5556 | -364.6164 | -653.7205 | -134.1155 | -111.3665 | 8.5918 | 10.9719 | 0 | 2.7483
2027 | 8189 | MW | 322.2802 | 411.5602 | 527.2923 | 155.7743 | -316.7734 | -334.3408 | -376.7702 | -679.8693 | -139.2738 | -115.0787 | 8.5918 | 10.9719 | 0 | 2.7483
2027 | 8190 | MW | 266.2315 | 339.9845 | 435.5893 | 127.4517 | -365.5078 | -377.4815 | -425.3857 | -784.4646 | -159.907 | -129.9276 | 8.5918 | 10.9719 | 0 | 4.1224
2027 | 8191 | MW | 217.1888 | 277.3558 | 355.3491 | 106.2098 | -462.9765 | -474.5482 | -534.7707 | -993.6552 | -206.3316 | -163.3375 | 10.7397 | 13.7149 | 0 | 4.1224
2027 | 8192 | MW | 175.1523 | 223.674 | 298.0348 | 88.5081 | -548.2617 | -528.4742 | -595.54 | -1176.6969 | -252.7562 | -181.8986 | 10.7397 | 13.7149 | 16.8341 | 4.1224
2027 | 8193 | MW | 154.134 | 196.8331 | 263.6461 | 77.8872 | -633.5468 | -593.1853 | -668.4633 | -1359.7387 | -288.8642 | -204.1719 | 10.7397 | 13.7149 | 50.5024 | 4.1224
2027 | 8194 | MW | 133.1157 | 169.9923 | 229.2575 | 67.2662 | -682.2812 | -625.5408 | -704.925 | -1464.334 | -309.4974 | -215.3086 | 10.7397 | 13.7149 | 50.5024 | 4.1224
2027 | 8195 | MW | 126.1096 | 161.0453 | 217.7946 | 63.7259 | -731.0156 | -647.1112 | -729.2327 | -1568.9293 | -330.1305 | -222.733 | 10.7397 | 13.7149 | 50.5024 | 4.1224
2027 | 8196 | MW | 140.1218 | 178.9392 | 229.2575 | 70.8065 | -755.3828 | -657.8964 | -741.3866 | -1621.2269 | -340.4471 | -226.4452 | 10.7397 | 13.7149 | 50.5024 | 4.1224
2027 | 8197 | MW | 175.1523 | 223.674 | 286.5719 | 88.5081 | -755.3828 | -657.8964 | -741.3866 | -1621.2269 | -340.4471 | -226.4452 | 8.5918 | 10.9719 | 50.5024 | 4.1224
2027 | 8198 | MW | 196.1706 | 250.5149 | 320.9605 | 102.6694 | -767.5664 | -657.8964 | -741.3866 | -1647.3757 | -340.4471 | -226.4452 | 8.5918 | 10.9719 | 50.5024 | 4.1224
2027 | 8199 | MW | 231.201 | 295.2497 | 366.812 | 120.3711 | -755.3828 | -647.1112 | -729.2327 | -1621.2269 | -335.2888 | -222.733 | 8.5918 | 10.9719 | 50.5024 | 1.3741
2027 | 8200 | MW | 280.2437 | 357.8785 | 458.515 | 145.1533 | -731.0156 | -636.326 | -717.0788 | -1568.9293 | -330.1305 | -219.0208 | 6.4438 | 8.2289 | 0 | 1.3741
2027 | 8201 | MW | 161.1401 | 205.7801 | 263.6461 | 81.4275 | -694.4648 | -636.326 | -717.0788 | -1490.4828 | -324.9722 | -219.0208 | -8.5918 | -10.9719 | -33.6683 | -5.4965
2027 | 8202 | MW | 203.1767 | 259.4619 | 332.4234 | 102.6694 | -694.4648 | -668.6816 | -753.5405 | -1490.4828 | -330.1305 | -230.1574 | -10.7397 | -13.7149 | -33.6683 | -8.2448
2027 | 8203 | MW | 231.201 | 295.2497 | 378.2749 | 116.8307 | -657.914 | -647.1112 | -729.2327 | -1412.0363 | -309.4974 | -222.733 | -12.8877 | -16.4579 | -33.6683 | -9.6189
2027 | 8204 | MW | 252.2193 | 322.0906 | 412.6635 | 127.4517 | -621.3632 | -614.7556 | -692.7711 | -1333.5899 | -294.0225 | -211.5963 | -12.8877 | -16.4579 | -33.6683 | -9.6189
2027 | 8205 | MW | 252.2193 | 322.0906 | 412.6635 | 123.9114 | -584.8125 | -593.1853 | -668.4633 | -1255.1434 | -278.5476 | -204.1719 | -12.8877 | -16.4579 | -33.6683 | -9.6189
2027 | 8206 | MW | 679.5909 | 867.8553 | 1100.436 | 343.4115 | -536.0781 | -550.0445 | -619.8478 | -1150.5481 | -252.7562 | -189.323 | 8.5918 | 10.9719 | 0 | 0
2027 | 8207 | MW | 672.5848 | 858.9083 | 1100.436 | 339.8712 | -462.9765 | -474.5482 | -534.7707 | -993.6552 | -216.6482 | -163.3375 | 12.8877 | 16.4579 | 16.8341 | 1.3741
2027 | 8208 | MW | 637.5543 | 814.1735 | 1043.1217 | 318.6293 | -389.875 | -409.8371 | -461.8474 | -836.7623 | -180.5401 | -141.0642 | 10.7397 | 13.7149 | 16.8341 | 1.3741
2027 | 8209 | MW | 581.5056 | 742.5978 | 951.4187 | 293.847 | -341.1406 | -366.6964 | -413.2319 | -732.167 | -154.7487 | -126.2154 | 10.7397 | 13.7149 | 16.8341 | 2.7483
2027 | 8210 | MW | 525.4569 | 671.0221 | 848.2528 | 265.5244 | -316.7734 | -334.3408 | -376.7702 | -679.8693 | -144.4321 | -115.0787 | 8.5918 | 10.9719 | 16.8341 | 1.3741
2027 | 8211 | MW | 448.3899 | 572.6055 | 733.624 | 226.5808 | -304.5898 | -323.5556 | -364.6164 | -653.7205 | -139.2738 | -111.3665 | 8.5918 | 10.9719 | 16.8341 | 1.3741
2027 | 8212 | MW | 378.3289 | 483.1359 | 618.9953 | 184.0969 | -304.5898 | -323.5556 | -364.6164 | -653.7205 | -139.2738 | -111.3665 | 8.5918 | 10.9719 | 16.8341 | 1.3741
2027 | 8213 | MW | 315.2741 | 402.6133 | 515.8294 | 152.234 | -316.7734 | -334.3408 | -376.7702 | -679.8693 | -144.4321 | -115.0787 | 6.4438 | 8.2289 | 16.8341 | 1.3741
2027 | 8214 | MW | 259.2254 | 331.0376 | 424.1264 | 123.9114 | -365.5078 | -377.4815 | -425.3857 | -784.4646 | -159.907 | -129.9276 | 8.5918 | 10.9719 | 16.8341 | 1.3741
2027 | 8215 | MW | 210.1827 | 268.4088 | 343.8863 | 102.6694 | -462.9765 | -463.763 | -522.6168 | -993.6552 | -211.4899 | -159.6253 | 8.5918 | 10.9719 | 16.8341 | 2.7483
2027 | 8216 | MW | 175.1523 | 223.674 | 286.5719 | 88.5081 | -548.2617 | -528.4742 | -595.54 | -1176.6969 | -257.9145 | -181.8986 | 10.7397 | 13.7149 | 16.8341 | 2.7483
2027 | 8217 | MW | 154.134 | 196.8331 | 252.1833 | 77.8872 | -621.3632 | -593.1853 | -668.4633 | -1333.5899 | -283.7059 | -204.1719 | 10.7397 | 13.7149 | 50.5024 | 2.7483
2027 | 8218 | MW | 133.1157 | 169.9923 | 217.7946 | 67.2662 | -670.0976 | -625.5408 | -704.925 | -1438.1852 | -309.4974 | -215.3086 | 10.7397 | 13.7149 | 50.5024 | 2.7483
2027 | 8219 | MW | 126.1096 | 161.0453 | 206.3318 | 63.7259 | -718.832 | -647.1112 | -729.2327 | -1542.7804 | -324.9722 | -222.733 | 10.7397 | 13.7149 | 50.5024 | 2.7483
2027 | 8220 | MW | 133.1157 | 169.9923 | 217.7946 | 70.8065 | -743.1992 | -657.8964 | -741.3866 | -1595.0781 | -335.2888 | -226.4452 | 10.7397 | 13.7149 | 50.5024 | 2.7483
2027 | 8221 | MW | 175.1523 | 223.674 | 286.5719 | 88.5081 | -767.5664 | -668.6816 | -753.5405 | -1647.3757 | -340.4471 | -230.1574 | 10.7397 | 13.7149 | 50.5024 | 2.7483
2027 | 8222 | MW | 196.1706 | 250.5149 | 320.9605 | 106.2098 | -779.7499 | -668.6816 | -753.5405 | -1673.5245 | -340.4471 | -230.1574 | 10.7397 | 13.7149 | 50.5024 | 2.7483
2027 | 8223 | MW | 224.1949 | 286.3028 | 366.812 | 116.8307 | -767.5664 | -657.8964 | -741.3866 | -1647.3757 | -340.4471 | -226.4452 | 10.7397 | 13.7149 | 50.5024 | 0
2027 | 8224 | MW | 280.2437 | 357.8785 | 447.0521 | 145.1533 | -743.1992 | -636.326 | -717.0788 | -1595.0781 | -335.2888 | -219.0208 | 8.5918 | 10.9719 | 0 | 0
2027 | 8225 | MW | 161.1401 | 205.7801 | 263.6461 | 81.4275 | -706.6484 | -636.326 | -717.0788 | -1516.6316 | -335.2888 | -219.0208 | -8.5918 | -10.9719 | -16.8341 | -6.8707
2027 | 8226 | MW | 203.1767 | 259.4619 | 332.4234 | 102.6694 | -694.4648 | -668.6816 | -753.5405 | -1490.4828 | -330.1305 | -230.1574 | -10.7397 | -13.7149 | -33.6683 | -8.2448
2027 | 8227 | MW | 238.2071 | 304.1967 | 389.7378 | 120.3711 | -657.914 | -636.326 | -717.0788 | -1412.0363 | -314.6557 | -219.0208 | -10.7397 | -13.7149 | -33.6683 | -9.6189
2027 | 8228 | MW | 252.2193 | 322.0906 | 412.6635 | 130.992 | -621.3632 | -603.9705 | -680.6172 | -1333.5899 | -299.1808 | -207.8841 | -12.8877 | -16.4579 | -33.6683 | -8.2448
2027 | 8229 | MW | 252.2193 | 322.0906 | 412.6635 | 127.4517 | -584.8125 | -582.4001 | -656.3094 | -1255.1434 | -278.5476 | -200.4597 | -10.7397 | -13.7149 | -33.6683 | -8.2448
2027 | 8230 | MW | 679.5909 | 867.8553 | 1100.436 | 343.4115 | -536.0781 | -539.2593 | -607.6939 | -1150.5481 | -252.7562 | -185.6108 | 10.7397 | 13.7149 | 16.8341 | -1.3741
2027 | 8231 | MW | 672.5848 | 858.9083 | 1100.436 | 339.8712 | -462.9765 | -474.5482 | -534.7707 | -993.6552 | -216.6482 | -163.3375 | 12.8877 | 16.4579 | 16.8341 | 0
2027 | 8232 | MW | 637.5543 | 814.1735 | 1031.6588 | 322.1696 | -402.0586 | -409.8371 | -461.8474 | -862.9111 | -185.6984 | -141.0642 | 10.7397 | 13.7149 | 16.8341 | 0
2027 | 8233 | MW | 581.5056 | 742.5978 | 951.4187 | 293.847 | -341.1406 | -366.6964 | -413.2319 | -732.167 | -154.7487 | -126.2154 | 8.5918 | 10.9719 | 16.8341 | 2.7483
2027 | 8234 | MW | 525.4569 | 671.0221 | 848.2528 | 265.5244 | -316.7734 | -334.3408 | -376.7702 | -679.8693 | -144.4321 | -115.0787 | 8.5918 | 10.9719 | 0 | 2.7483
2027 | 8235 | MW | 448.3899 | 572.6055 | 733.624 | 223.0405 | -304.5898 | -323.5556 | -364.6164 | -653.7205 | -139.2738 | -111.3665 | 6.4438 | 8.2289 | 0 | 2.7483
2027 | 8236 | MW | 371.3228 | 474.189 | 607.5324 | 184.0969 | -304.5898 | -323.5556 | -364.6164 | -653.7205 | -139.2738 | -111.3665 | 6.4438 | 8.2289 | 0 | 2.7483
2027 | 8237 | MW | 308.268 | 393.6663 | 504.3665 | 152.234 | -316.7734 | -334.3408 | -376.7702 | -679.8693 | -144.4321 | -115.0787 | 6.4438 | 8.2289 | 0 | 2.7483
2027 | 8238 | MW | 259.2254 | 331.0376 | 412.6635 | 127.4517 | -365.5078 | -377.4815 | -425.3857 | -784.4646 | -165.0653 | -129.9276 | 6.4438 | 8.2289 | 16.8341 | 2.7483
2027 | 8239 | MW | 203.1767 | 259.4619 | 332.4234 | 102.6694 | -462.9765 | -463.763 | -522.6168 | -993.6552 | -211.4899 | -159.6253 | 8.5918 | 10.9719 | 16.8341 | 2.7483
2027 | 8240 | MW | 168.1462 | 214.7271 | 275.109 | 81.4275 | -548.2617 | -517.689 | -583.3862 | -1176.6969 | -257.9145 | -178.1864 | 8.5918 | 10.9719 | 16.8341 | 4.1224
2027 | 8241 | MW | 147.1279 | 187.8862 | 240.7204 | 74.3468 | -621.3632 | -582.4001 | -656.3094 | -1333.5899 | -294.0225 | -200.4597 | 10.7397 | 13.7149 | 50.5024 | 4.1224
2027 | 8242 | MW | 126.1096 | 161.0453 | 217.7946 | 67.2662 | -670.0976 | -614.7556 | -692.7711 | -1438.1852 | -314.6557 | -211.5963 | 10.7397 | 13.7149 | 50.5024 | 4.1224
2027 | 8243 | MW | 126.1096 | 161.0453 | 206.3318 | 63.7259 | -706.6484 | -636.326 | -717.0788 | -1516.6316 | -335.2888 | -219.0208 | 10.7397 | 13.7149 | 50.5024 | 4.1224
2027 | 8244 | MW | 133.1157 | 169.9923 | 217.7946 | 70.8065 | -743.1992 | -657.8964 | -741.3866 | -1595.0781 | -340.4471 | -226.4452 | 10.7397 | 13.7149 | 33.6683 | 4.1224
2027 | 8245 | MW | 175.1523 | 223.674 | 275.109 | 88.5081 | -755.3828 | -668.6816 | -753.5405 | -1621.2269 | -345.6054 | -230.1574 | 10.7397 | 13.7149 | 33.6683 | 4.1224
2027 | 8246 | MW | 196.1706 | 250.5149 | 309.4976 | 102.6694 | -755.3828 | -668.6816 | -753.5405 | -1621.2269 | -345.6054 | -230.1574 | 10.7397 | 13.7149 | 33.6683 | 4.1224
2027 | 8247 | MW | 224.1949 | 286.3028 | 366.812 | 116.8307 | -743.1992 | -657.8964 | -741.3866 | -1595.0781 | -335.2888 | -226.4452 | 10.7397 | 13.7149 | 33.6683 | 1.3741
2027 | 8248 | MW | 280.2437 | 357.8785 | 458.515 | 138.0727 | -718.832 | -636.326 | -717.0788 | -1542.7804 | -330.1305 | -219.0208 | 6.4438 | 8.2289 | 0 | 1.3741
2027 | 8249 | MW | 161.1401 | 205.7801 | 263.6461 | 84.9678 | -694.4648 | -636.326 | -717.0788 | -1490.4828 | -330.1305 | -219.0208 | -8.5918 | -10.9719 | -16.8341 | -6.8707
2027 | 8250 | MW | 210.1827 | 268.4088 | 343.8863 | 106.2098 | -694.4648 | -657.8964 | -741.3866 | -1490.4828 | -324.9722 | -226.4452 | -8.5918 | -10.9719 | -33.6683 | -8.2448
2027 | 8251 | MW | 238.2071 | 304.1967 | 389.7378 | 120.3711 | -645.7304 | -625.5408 | -704.925 | -1385.8875 | -309.4974 | -215.3086 | -10.7397 | -13.7149 | -33.6683 | -8.2448
2027 | 8252 | MW | 259.2254 | 331.0376 | 412.6635 | 130.992 | -621.3632 | -593.1853 | -668.4633 | -1333.5899 | -294.0225 | -204.1719 | -10.7397 | -13.7149 | -33.6683 | -8.2448
2027 | 8253 | MW | 252.2193 | 322.0906 | 412.6635 | 127.4517 | -584.8125 | -571.6149 | -644.1556 | -1255.1434 | -278.5476 | -196.7475 | -10.7397 | -13.7149 | -33.6683 | -8.2448
2027 | 8254 | MW | 679.5909 | 867.8553 | 1100.436 | 339.8712 | -536.0781 | -528.4742 | -595.54 | -1150.5481 | -252.7562 | -181.8986 | 8.5918 | 10.9719 | 16.8341 | -1.3741
2027 | 8255 | MW | 672.5848 | 858.9083 | 1100.436 | 336.3309 | -475.1601 | -463.763 | -522.6168 | -1019.804 | -221.8064 | -159.6253 | 12.8877 | 16.4579 | 16.8341 | 1.3741
2027 | 8256 | MW | 637.5543 | 814.1735 | 1031.6588 | 315.0889 | -402.0586 | -399.0519 | -449.6935 | -862.9111 | -185.6984 | -137.352 | 10.7397 | 13.7149 | 16.8341 | 0
2027 | 8257 | MW | 581.5056 | 742.5978 | 951.4187 | 290.3067 | -328.957 | -334.3408 | -376.7702 | -706.0182 | -149.5904 | -115.0787 | 10.7397 | 13.7149 | 0 | 2.7483
2027 | 8258 | MW | 525.4569 | 671.0221 | 848.2528 | 261.9841 | -304.5898 | -312.7704 | -352.4625 | -653.7205 | -139.2738 | -107.6543 | 10.7397 | 13.7149 | 0 | 2.7483
2027 | 8259 | MW | 448.3899 | 572.6055 | 733.624 | 223.0405 | -292.4062 | -301.9852 | -340.3086 | -627.5717 | -134.1155 | -103.9421 | 8.5918 | 10.9719 | 0 | 2.7483
2027 | 8260 | MW | 371.3228 | 474.189 | 607.5324 | 180.5566 | -292.4062 | -301.9852 | -340.3086 | -627.5717 | -134.1155 | -103.9421 | 8.5918 | 10.9719 | 0 | 2.7483
2027 | 8261 | MW | 315.2741 | 402.6133 | 515.8294 | 152.234 | -304.5898 | -301.9852 | -340.3086 | -653.7205 | -134.1155 | -103.9421 | 8.5918 | 10.9719 | 0 | 2.7483
2027 | 8262 | MW | 266.2315 | 339.9845 | 447.0521 | 130.992 | -328.957 | -323.5556 | -364.6164 | -706.0182 | -144.4321 | -111.3665 | 8.5918 | 10.9719 | 0 | 2.7483
2027 | 8263 | MW | 231.201 | 295.2497 | 378.2749 | 113.2904 | -377.6914 | -377.4815 | -425.3857 | -810.6135 | -175.3818 | -129.9276 | 10.7397 | 13.7149 | 16.8341 | 4.1224
2027 | 8264 | MW | 203.1767 | 259.4619 | 332.4234 | 99.1291 | -438.6093 | -399.0519 | -449.6935 | -941.3576 | -206.3316 | -137.352 | 12.8877 | 16.4579 | 16.8341 | 4.1224
2027 | 8265 | MW | 175.1523 | 223.674 | 286.5719 | 84.9678 | -487.3437 | -442.1927 | -498.309 | -1045.9528 | -232.123 | -152.2009 | 12.8877 | 16.4579 | 50.5024 | 4.1224
2027 | 8266 | MW | 168.1462 | 214.7271 | 275.109 | 77.8872 | -523.8945 | -474.5482 | -534.7707 | -1124.3993 | -252.7562 | -163.3375 | 12.8877 | 16.4579 | 50.5024 | 2.7483
2027 | 8267 | MW | 189.1645 | 241.568 | 309.4976 | 88.5081 | -548.2617 | -496.1186 | -559.0784 | -1176.6969 | -263.0728 | -170.762 | 10.7397 | 13.7149 | 33.6683 | 2.7483
2027 | 8268 | MW | 224.1949 | 286.3028 | 366.812 | 113.2904 | -572.6289 | -506.9038 | -571.2323 | -1228.9946 | -268.2311 | -174.4742 | 10.7397 | 13.7149 | 33.6683 | 2.7483
2027 | 8269 | MW | 280.2437 | 357.8785 | 458.515 | 138.0727 | -584.8125 | -506.9038 | -571.2323 | -1255.1434 | -273.3893 | -174.4742 | 10.7397 | 13.7149 | 33.6683 | 2.7483
2027 | 8270 | MW | 315.2741 | 402.6133 | 515.8294 | 152.234 | -584.8125 | -506.9038 | -571.2323 | -1255.1434 | -273.3893 | -174.4742 | 10.7397 | 13.7149 | 33.6683 | 2.7483
2027 | 8271 | MW | 343.2985 | 438.4011 | 561.6809 | 169.9356 | -572.6289 | -506.9038 | -571.2323 | -1228.9946 | -268.2311 | -174.4742 | 10.7397 | 13.7149 | 33.6683 | 0
2027 | 8272 | MW | 154.134 | 196.8331 | 252.1833 | 81.4275 | -560.4453 | -496.1186 | -559.0784 | -1202.8458 | -263.0728 | -170.762 | 6.4438 | 8.2289 | 0 | 0
2027 | 8273 | MW | 168.1462 | 214.7271 | 275.109 | 84.9678 | -548.2617 | -506.9038 | -571.2323 | -1176.6969 | -263.0728 | -174.4742 | -6.4438 | -8.2289 | -16.8341 | -5.4965
2027 | 8274 | MW | 189.1645 | 241.568 | 298.0348 | 95.5888 | -560.4453 | -539.2593 | -607.6939 | -1202.8458 | -268.2311 | -185.6108 | -8.5918 | -10.9719 | -33.6683 | -6.8707
2027 | 8275 | MW | 196.1706 | 250.5149 | 309.4976 | 95.5888 | -548.2617 | -539.2593 | -607.6939 | -1176.6969 | -263.0728 | -185.6108 | -10.7397 | -13.7149 | -33.6683 | -8.2448
2027 | 8276 | MW | 196.1706 | 250.5149 | 320.9605 | 99.1291 | -548.2617 | -528.4742 | -595.54 | -1176.6969 | -257.9145 | -181.8986 | -10.7397 | -13.7149 | -33.6683 | -8.2448
2027 | 8277 | MW | 609.53 | 778.3856 | 997.2702 | 304.468 | -536.0781 | -517.689 | -583.3862 | -1150.5481 | -252.7562 | -178.1864 | -10.7397 | -13.7149 | -33.6683 | -8.2448
2027 | 8278 | MW | 623.5421 | 796.2796 | 1020.1959 | 311.5486 | -499.5273 | -485.3334 | -546.9245 | -1072.1017 | -232.123 | -167.0497 | 10.7397 | 13.7149 | 16.8341 | 0
2027 | 8279 | MW | 602.5239 | 769.4387 | 974.3444 | 300.9276 | -438.6093 | -431.4075 | -486.1551 | -941.3576 | -206.3316 | -148.4887 | 15.0356 | 19.2009 | 16.8341 | 1.3741
2027 | 8280 | MW | 574.4995 | 733.6508 | 939.9558 | 286.7663 | -377.6914 | -377.4815 | -425.3857 | -810.6135 | -175.3818 | -129.9276 | 12.8877 | 16.4579 | 16.8341 | 0
2027 | 8281 | MW | 532.4629 | 679.9691 | 871.1785 | 265.5244 | -328.957 | -334.3408 | -376.7702 | -706.0182 | -149.5904 | -115.0787 | 8.5918 | 10.9719 | 16.8341 | 2.7483
2027 | 8282 | MW | 476.4142 | 608.3934 | 768.0127 | 240.7421 | -304.5898 | -301.9852 | -340.3086 | -653.7205 | -139.2738 | -103.9421 | 6.4438 | 8.2289 | 16.8341 | 2.7483
2027 | 8283 | MW | 413.3594 | 527.8707 | 664.8468 | 208.8792 | -292.4062 | -291.2 | -328.1547 | -627.5717 | -134.1155 | -100.2298 | 6.4438 | 8.2289 | 16.8341 | 2.7483
2027 | 8284 | MW | 357.3107 | 456.295 | 573.1438 | 180.5566 | -292.4062 | -291.2 | -328.1547 | -627.5717 | -128.9572 | -100.2298 | 6.4438 | 8.2289 | 16.8341 | 2.7483
2027 | 8285 | MW | 315.2741 | 402.6133 | 515.8294 | 159.3146 | -292.4062 | -291.2 | -328.1547 | -627.5717 | -134.1155 | -100.2298 | 6.4438 | 8.2289 | 16.8341 | 2.7483
2027 | 8286 | MW | 280.2437 | 357.8785 | 458.515 | 141.613 | -316.7734 | -312.7704 | -352.4625 | -679.8693 | -139.2738 | -107.6543 | 6.4438 | 8.2289 | 16.8341 | 2.7483
2027 | 8287 | MW | 252.2193 | 322.0906 | 412.6635 | 127.4517 | -353.3242 | -355.9112 | -401.078 | -758.3158 | -165.0653 | -122.5031 | 8.5918 | 10.9719 | 16.8341 | 4.1224
2027 | 8288 | MW | 224.1949 | 286.3028 | 355.3491 | 116.8307 | -389.875 | -366.6964 | -413.2319 | -836.7623 | -190.8567 | -126.2154 | 10.7397 | 13.7149 | 16.8341 | 4.1224
2027 | 8289 | MW | 196.1706 | 250.5149 | 320.9605 | 106.2098 | -426.4258 | -409.8371 | -461.8474 | -915.2087 | -206.3316 | -141.0642 | 10.7397 | 13.7149 | 67.3366 | 4.1224
2027 | 8290 | MW | 189.1645 | 241.568 | 298.0348 | 99.1291 | -462.9765 | -431.4075 | -486.1551 | -993.6552 | -216.6482 | -148.4887 | 8.5918 | 10.9719 | 67.3366 | 2.7483
2027 | 8291 | MW | 203.1767 | 259.4619 | 332.4234 | 102.6694 | -475.1601 | -442.1927 | -498.309 | -1019.804 | -232.123 | -152.2009 | 8.5918 | 10.9719 | 67.3366 | 2.7483
2027 | 8292 | MW | 231.201 | 295.2497 | 378.2749 | 116.8307 | -487.3437 | -452.9778 | -510.4629 | -1045.9528 | -237.2813 | -155.9131 | 8.5918 | 10.9719 | 67.3366 | 2.7483
2027 | 8293 | MW | 287.2497 | 366.8254 | 469.9779 | 145.1533 | -499.5273 | -452.9778 | -510.4629 | -1072.1017 | -242.4396 | -155.9131 | 8.5918 | 10.9719 | 67.3366 | 2.7483
2027 | 8294 | MW | 315.2741 | 402.6133 | 504.3665 | 159.3146 | -499.5273 | -452.9778 | -510.4629 | -1072.1017 | -247.5979 | -155.9131 | 8.5918 | 10.9719 | 50.5024 | 2.7483
2027 | 8295 | MW | 350.3046 | 447.3481 | 561.6809 | 180.5566 | -499.5273 | -452.9778 | -510.4629 | -1072.1017 | -242.4396 | -155.9131 | 8.5918 | 10.9719 | 50.5024 | 0
2027 | 8296 | MW | 154.134 | 196.8331 | 252.1833 | 77.8872 | -487.3437 | -442.1927 | -498.309 | -1045.9528 | -242.4396 | -152.2009 | 6.4438 | 8.2289 | 0 | 0
2027 | 8297 | MW | 168.1462 | 214.7271 | 275.109 | 84.9678 | -487.3437 | -474.5482 | -534.7707 | -1045.9528 | -242.4396 | -163.3375 | -8.5918 | -10.9719 | -16.8341 | -5.4965
2027 | 8298 | MW | 189.1645 | 241.568 | 298.0348 | 95.5888 | -536.0781 | -528.4742 | -595.54 | -1150.5481 | -257.9145 | -181.8986 | -8.5918 | -10.9719 | -33.6683 | -6.8707
2027 | 8299 | MW | 189.1645 | 241.568 | 309.4976 | 95.5888 | -536.0781 | -539.2593 | -607.6939 | -1150.5481 | -257.9145 | -185.6108 | -10.7397 | -13.7149 | -33.6683 | -8.2448
2027 | 8300 | MW | 189.1645 | 241.568 | 298.0348 | 95.5888 | -536.0781 | -539.2593 | -607.6939 | -1150.5481 | -257.9145 | -185.6108 | -10.7397 | -13.7149 | -33.6683 | -8.2448
2027 | 8301 | MW | 609.53 | 778.3856 | 997.2702 | 304.468 | -536.0781 | -528.4742 | -595.54 | -1150.5481 | -252.7562 | -181.8986 | -10.7397 | -13.7149 | -33.6683 | -8.2448
2027 | 8302 | MW | 609.53 | 778.3856 | 997.2702 | 308.0083 | -487.3437 | -496.1186 | -559.0784 | -1045.9528 | -232.123 | -170.762 | 8.5918 | 10.9719 | 16.8341 | -1.3741
2027 | 8303 | MW | 595.5178 | 760.4917 | 962.8815 | 300.9276 | -438.6093 | -442.1927 | -498.309 | -941.3576 | -201.1733 | -152.2009 | 12.8877 | 16.4579 | 16.8341 | 1.3741
2027 | 8304 | MW | 567.4934 | 724.7039 | 928.4929 | 286.7663 | -365.5078 | -377.4815 | -425.3857 | -784.4646 | -170.2236 | -129.9276 | 10.7397 | 13.7149 | 16.8341 | 0
2027 | 8305 | MW | 532.4629 | 679.9691 | 871.1785 | 269.0647 | -341.1406 | -345.126 | -388.9241 | -732.167 | -154.7487 | -118.7909 | 8.5918 | 10.9719 | 0 | 2.7483
2027 | 8306 | MW | 476.4142 | 608.3934 | 768.0127 | 237.2018 | -316.7734 | -323.5556 | -364.6164 | -679.8693 | -144.4321 | -111.3665 | 6.4438 | 8.2289 | 0 | 1.3741
2027 | 8307 | MW | 420.3655 | 536.8177 | 687.7725 | 208.8792 | -304.5898 | -312.7704 | -352.4625 | -653.7205 | -139.2738 | -107.6543 | 6.4438 | 8.2289 | 0 | 1.3741
2027 | 8308 | MW | 364.3168 | 465.242 | 607.5324 | 180.5566 | -304.5898 | -312.7704 | -352.4625 | -653.7205 | -139.2738 | -107.6543 | 6.4438 | 8.2289 | 0 | 1.3741
2027 | 8309 | MW | 322.2802 | 411.5602 | 527.2923 | 159.3146 | -316.7734 | -323.5556 | -364.6164 | -679.8693 | -139.2738 | -111.3665 | 6.4438 | 8.2289 | 0 | 1.3741
2027 | 8310 | MW | 280.2437 | 357.8785 | 458.515 | 141.613 | -365.5078 | -366.6964 | -413.2319 | -784.4646 | -159.907 | -126.2154 | 8.5918 | 10.9719 | 0 | 1.3741
2027 | 8311 | MW | 245.2132 | 313.1436 | 389.7378 | 123.9114 | -462.9765 | -463.763 | -522.6168 | -993.6552 | -206.3316 | -159.6253 | 8.5918 | 10.9719 | 16.8341 | 2.7483
2027 | 8312 | MW | 210.1827 | 268.4088 | 343.8863 | 109.7501 | -536.0781 | -517.689 | -583.3862 | -1150.5481 | -252.7562 | -178.1864 | 10.7397 | 13.7149 | 16.8341 | 2.7483
2027 | 8313 | MW | 189.1645 | 241.568 | 320.9605 | 99.1291 | -609.1796 | -571.6149 | -644.1556 | -1307.441 | -278.5476 | -196.7475 | 10.7397 | 13.7149 | 50.5024 | 2.7483
2027 | 8314 | MW | 168.1462 | 214.7271 | 286.5719 | 88.5081 | -645.7304 | -614.7556 | -692.7711 | -1385.8875 | -304.3391 | -211.5963 | 8.5918 | 10.9719 | 50.5024 | 2.7483
2027 | 8315 | MW | 161.1401 | 205.7801 | 263.6461 | 81.4275 | -682.2812 | -636.326 | -717.0788 | -1464.334 | -324.9722 | -219.0208 | 8.5918 | 10.9719 | 50.5024 | 2.7483
2027 | 8316 | MW | 161.1401 | 205.7801 | 263.6461 | 84.9678 | -706.6484 | -647.1112 | -729.2327 | -1516.6316 | -340.4471 | -222.733 | 8.5918 | 10.9719 | 50.5024 | 2.7483
2027 | 8317 | MW | 196.1706 | 250.5149 | 309.4976 | 102.6694 | -718.832 | -647.1112 | -729.2327 | -1542.7804 | -345.6054 | -222.733 | 8.5918 | 10.9719 | 50.5024 | 2.7483
2027 | 8318 | MW | 217.1888 | 277.3558 | 343.8863 | 116.8307 | -706.6484 | -657.8964 | -741.3866 | -1516.6316 | -350.7637 | -226.4452 | 8.5918 | 10.9719 | 50.5024 | 2.7483
2027 | 8319 | MW | 245.2132 | 313.1436 | 389.7378 | 127.4517 | -694.4648 | -636.326 | -717.0788 | -1490.4828 | -345.6054 | -219.0208 | 8.5918 | 10.9719 | 50.5024 | 0
2027 | 8320 | MW | 294.2558 | 375.7724 | 481.4408 | 148.6937 | -682.2812 | -625.5408 | -704.925 | -1464.334 | -340.4471 | -215.3086 | 4.2959 | 5.486 | 0 | 0
2027 | 8321 | MW | 161.1401 | 205.7801 | 263.6461 | 84.9678 | -657.914 | -625.5408 | -704.925 | -1412.0363 | -330.1305 | -215.3086 | -8.5918 | -10.9719 | -33.6683 | -6.8707
2027 | 8322 | MW | 203.1767 | 259.4619 | 332.4234 | 102.6694 | -670.0976 | -657.8964 | -741.3866 | -1438.1852 | -324.9722 | -226.4452 | -10.7397 | -13.7149 | -33.6683 | -9.6189
2027 | 8323 | MW | 231.201 | 295.2497 | 378.2749 | 116.8307 | -645.7304 | -636.326 | -717.0788 | -1385.8875 | -309.4974 | -219.0208 | -12.8877 | -16.4579 | -33.6683 | -10.9931
2027 | 8324 | MW | 252.2193 | 322.0906 | 412.6635 | 127.4517 | -609.1796 | -603.9705 | -680.6172 | -1307.441 | -294.0225 | -207.8841 | -12.8877 | -16.4579 | -33.6683 | -10.9931
2027 | 8325 | MW | 252.2193 | 322.0906 | 412.6635 | 123.9114 | -584.8125 | -582.4001 | -656.3094 | -1255.1434 | -278.5476 | -200.4597 | -12.8877 | -16.4579 | -33.6683 | -10.9931
2027 | 8326 | MW | 686.597 | 876.8022 | 1123.3618 | 346.9519 | -536.0781 | -539.2593 | -607.6939 | -1150.5481 | -252.7562 | -185.6108 | 8.5918 | 10.9719 | 16.8341 | -2.7483
2027 | 8327 | MW | 686.597 | 876.8022 | 1123.3618 | 343.4115 | -462.9765 | -474.5482 | -534.7707 | -993.6552 | -216.6482 | -163.3375 | 10.7397 | 13.7149 | 16.8341 | 0
2027 | 8328 | MW | 651.5665 | 832.0674 | 1066.0474 | 325.7099 | -389.875 | -399.0519 | -449.6935 | -836.7623 | -180.5401 | -137.352 | 8.5918 | 10.9719 | 16.8341 | 0
2027 | 8329 | MW | 602.5239 | 769.4387 | 985.8073 | 300.9276 | -341.1406 | -355.9112 | -401.078 | -732.167 | -154.7487 | -122.5031 | 8.5918 | 10.9719 | 16.8341 | 2.7483
2027 | 8330 | MW | 553.4812 | 706.8099 | 894.1043 | 276.1454 | -316.7734 | -334.3408 | -376.7702 | -679.8693 | -139.2738 | -115.0787 | 8.5918 | 10.9719 | 0 | 2.7483
2027 | 8331 | MW | 476.4142 | 608.3934 | 790.9384 | 237.2018 | -304.5898 | -312.7704 | -352.4625 | -653.7205 | -139.2738 | -107.6543 | 6.4438 | 8.2289 | 0 | 2.7483
2027 | 8332 | MW | 406.3533 | 518.9238 | 664.8468 | 198.2582 | -304.5898 | -312.7704 | -352.4625 | -653.7205 | -134.1155 | -107.6543 | 6.4438 | 8.2289 | 0 | 2.7483
2027 | 8333 | MW | 343.2985 | 438.4011 | 573.1438 | 166.3953 | -316.7734 | -323.5556 | -364.6164 | -679.8693 | -139.2738 | -111.3665 | 6.4438 | 8.2289 | 0 | 2.7483
2027 | 8334 | MW | 294.2558 | 375.7724 | 481.4408 | 141.613 | -365.5078 | -366.6964 | -413.2319 | -784.4646 | -159.907 | -126.2154 | 6.4438 | 8.2289 | 0 | 2.7483
2027 | 8335 | MW | 245.2132 | 313.1436 | 401.2006 | 120.3711 | -462.9765 | -463.763 | -522.6168 | -993.6552 | -206.3316 | -159.6253 | 6.4438 | 8.2289 | 16.8341 | 2.7483
2027 | 8336 | MW | 203.1767 | 259.4619 | 332.4234 | 102.6694 | -536.0781 | -517.689 | -583.3862 | -1150.5481 | -247.5979 | -178.1864 | 8.5918 | 10.9719 | 16.8341 | 2.7483
2027 | 8337 | MW | 175.1523 | 223.674 | 298.0348 | 88.5081 | -609.1796 | -582.4001 | -656.3094 | -1307.441 | -278.5476 | -200.4597 | 8.5918 | 10.9719 | 50.5024 | 2.7483
2027 | 8338 | MW | 147.1279 | 187.8862 | 252.1833 | 74.3468 | -657.914 | -614.7556 | -692.7711 | -1412.0363 | -304.3391 | -211.5963 | 10.7397 | 13.7149 | 50.5024 | 4.1224
2027 | 8339 | MW | 140.1218 | 178.9392 | 229.2575 | 70.8065 | -694.4648 | -647.1112 | -729.2327 | -1490.4828 | -324.9722 | -222.733 | 10.7397 | 13.7149 | 50.5024 | 4.1224
2027 | 8340 | MW | 147.1279 | 187.8862 | 240.7204 | 74.3468 | -706.6484 | -657.8964 | -741.3866 | -1516.6316 | -340.4471 | -226.4452 | 10.7397 | 13.7149 | 50.5024 | 4.1224
2027 | 8341 | MW | 182.1584 | 232.621 | 298.0348 | 92.0485 | -706.6484 | -657.8964 | -741.3866 | -1516.6316 | -350.7637 | -226.4452 | 10.7397 | 13.7149 | 50.5024 | 4.1224
2027 | 8342 | MW | 210.1827 | 268.4088 | 332.4234 | 109.7501 | -706.6484 | -657.8964 | -741.3866 | -1516.6316 | -355.922 | -226.4452 | 10.7397 | 13.7149 | 50.5024 | 4.1224
2027 | 8343 | MW | 238.2071 | 304.1967 | 378.2749 | 120.3711 | -694.4648 | -647.1112 | -729.2327 | -1490.4828 | -350.7637 | -222.733 | 10.7397 | 13.7149 | 50.5024 | 0
2027 | 8344 | MW | 287.2497 | 366.8254 | 469.9779 | 141.613 | -682.2812 | -625.5408 | -704.925 | -1464.334 | -345.6054 | -215.3086 | 6.4438 | 8.2289 | 0 | 0
2027 | 8345 | MW | 161.1401 | 205.7801 | 263.6461 | 81.4275 | -670.0976 | -625.5408 | -704.925 | -1438.1852 | -335.2888 | -215.3086 | -10.7397 | -13.7149 | -33.6683 | -6.8707
2027 | 8346 | MW | 203.1767 | 259.4619 | 332.4234 | 102.6694 | -670.0976 | -657.8964 | -741.3866 | -1438.1852 | -330.1305 | -226.4452 | -10.7397 | -13.7149 | -33.6683 | -8.2448
2027 | 8347 | MW | 231.201 | 295.2497 | 378.2749 | 120.3711 | -645.7304 | -625.5408 | -704.925 | -1385.8875 | -309.4974 | -215.3086 | -12.8877 | -16.4579 | -33.6683 | -9.6189
2027 | 8348 | MW | 252.2193 | 322.0906 | 412.6635 | 130.992 | -621.3632 | -603.9705 | -680.6172 | -1333.5899 | -294.0225 | -207.8841 | -12.8877 | -16.4579 | -33.6683 | -9.6189
2027 | 8349 | MW | 252.2193 | 322.0906 | 401.2006 | 127.4517 | -584.8125 | -582.4001 | -656.3094 | -1255.1434 | -278.5476 | -200.4597 | -12.8877 | -16.4579 | -33.6683 | -9.6189
2027 | 8350 | MW | 686.597 | 876.8022 | 1123.3618 | 346.9519 | -536.0781 | -539.2593 | -607.6939 | -1150.5481 | -252.7562 | -185.6108 | 8.5918 | 10.9719 | 16.8341 | -1.3741
2027 | 8351 | MW | 686.597 | 876.8022 | 1111.8989 | 343.4115 | -475.1601 | -463.763 | -522.6168 | -1019.804 | -216.6482 | -159.6253 | 10.7397 | 13.7149 | 16.8341 | 0
2027 | 8352 | MW | 644.5604 | 823.1204 | 1054.5845 | 325.7099 | -402.0586 | -399.0519 | -449.6935 | -862.9111 | -180.5401 | -137.352 | 8.5918 | 10.9719 | 16.8341 | 0
2027 | 8353 | MW | 588.5117 | 751.5448 | 962.8815 | 297.3873 | -341.1406 | -355.9112 | -401.078 | -732.167 | -154.7487 | -122.5031 | 10.7397 | 13.7149 | 0 | 4.1224
2027 | 8354 | MW | 532.4629 | 679.9691 | 871.1785 | 269.0647 | -316.7734 | -334.3408 | -376.7702 | -679.8693 | -144.4321 | -115.0787 | 8.5918 | 10.9719 | 0 | 2.7483
2027 | 8355 | MW | 462.402 | 590.4994 | 745.0869 | 230.1211 | -304.5898 | -312.7704 | -352.4625 | -653.7205 | -139.2738 | -107.6543 | 8.5918 | 10.9719 | 0 | 2.7483
2027 | 8356 | MW | 385.335 | 492.0829 | 630.4582 | 187.6372 | -316.7734 | -312.7704 | -352.4625 | -679.8693 | -139.2738 | -107.6543 | 6.4438 | 8.2289 | 0 | 2.7483
2027 | 8357 | MW | 322.2802 | 411.5602 | 527.2923 | 155.7743 | -316.7734 | -323.5556 | -364.6164 | -679.8693 | -144.4321 | -111.3665 | 6.4438 | 8.2289 | 0 | 2.7483
2027 | 8358 | MW | 273.2376 | 348.9315 | 447.0521 | 130.992 | -377.6914 | -366.6964 | -413.2319 | -810.6135 | -165.0653 | -126.2154 | 8.5918 | 10.9719 | 0 | 2.7483
2027 | 8359 | MW | 224.1949 | 286.3028 | 366.812 | 109.7501 | -475.1601 | -463.763 | -522.6168 | -1019.804 | -211.4899 | -159.6253 | 8.5918 | 10.9719 | 16.8341 | 4.1224
2027 | 8360 | MW | 182.1584 | 232.621 | 298.0348 | 92.0485 | -548.2617 | -517.689 | -583.3862 | -1176.6969 | -252.7562 | -178.1864 | 10.7397 | 13.7149 | 16.8341 | 4.1224
2027 | 8361 | MW | 161.1401 | 205.7801 | 275.109 | 81.4275 | -621.3632 | -582.4001 | -656.3094 | -1333.5899 | -283.7059 | -200.4597 | 10.7397 | 13.7149 | 50.5024 | 4.1224
2027 | 8362 | MW | 140.1218 | 178.9392 | 229.2575 | 70.8065 | -657.914 | -614.7556 | -692.7711 | -1412.0363 | -309.4974 | -211.5963 | 10.7397 | 13.7149 | 50.5024 | 4.1224
2027 | 8363 | MW | 133.1157 | 169.9923 | 217.7946 | 67.2662 | -694.4648 | -647.1112 | -729.2327 | -1490.4828 | -330.1305 | -222.733 | 10.7397 | 13.7149 | 50.5024 | 4.1224
2027 | 8364 | MW | 140.1218 | 178.9392 | 229.2575 | 70.8065 | -718.832 | -657.8964 | -741.3866 | -1542.7804 | -345.6054 | -226.4452 | 10.7397 | 13.7149 | 50.5024 | 4.1224
2027 | 8365 | MW | 175.1523 | 223.674 | 286.5719 | 84.9678 | -731.0156 | -668.6816 | -753.5405 | -1568.9293 | -355.922 | -230.1574 | 10.7397 | 13.7149 | 50.5024 | 4.1224
2027 | 8366 | MW | 203.1767 | 259.4619 | 320.9605 | 102.6694 | -731.0156 | -668.6816 | -753.5405 | -1568.9293 | -366.2386 | -230.1574 | 10.7397 | 13.7149 | 33.6683 | 4.1224
2027 | 8367 | MW | 231.201 | 295.2497 | 366.812 | 116.8307 | -718.832 | -657.8964 | -741.3866 | -1542.7804 | -366.2386 | -226.4452 | 10.7397 | 13.7149 | 33.6683 | 1.3741
2027 | 8368 | MW | 280.2437 | 357.8785 | 458.515 | 141.613 | -694.4648 | -636.326 | -717.0788 | -1490.4828 | -350.7637 | -219.0208 | 6.4438 | 8.2289 | 0 | 1.3741
2027 | 8369 | MW | 161.1401 | 205.7801 | 263.6461 | 84.9678 | -670.0976 | -636.326 | -717.0788 | -1438.1852 | -345.6054 | -219.0208 | -8.5918 | -10.9719 | -33.6683 | -6.8707
2027 | 8370 | MW | 203.1767 | 259.4619 | 332.4234 | 102.6694 | -682.2812 | -657.8964 | -741.3866 | -1464.334 | -340.4471 | -226.4452 | -8.5918 | -10.9719 | -33.6683 | -9.6189
2027 | 8371 | MW | 238.2071 | 304.1967 | 378.2749 | 120.3711 | -645.7304 | -625.5408 | -704.925 | -1385.8875 | -314.6557 | -215.3086 | -10.7397 | -13.7149 | -33.6683 | -9.6189
2027 | 8372 | MW | 252.2193 | 322.0906 | 412.6635 | 127.4517 | -621.3632 | -603.9705 | -680.6172 | -1333.5899 | -299.1808 | -207.8841 | -10.7397 | -13.7149 | -33.6683 | -9.6189
2027 | 8373 | MW | 252.2193 | 322.0906 | 412.6635 | 127.4517 | -584.8125 | -582.4001 | -656.3094 | -1255.1434 | -278.5476 | -200.4597 | -12.8877 | -16.4579 | -33.6683 | -9.6189
2027 | 8374 | MW | 679.5909 | 867.8553 | 1111.8989 | 339.8712 | -536.0781 | -539.2593 | -607.6939 | -1150.5481 | -252.7562 | -185.6108 | 10.7397 | 13.7149 | 16.8341 | -1.3741
2027 | 8375 | MW | 672.5848 | 858.9083 | 1100.436 | 339.8712 | -462.9765 | -463.763 | -522.6168 | -993.6552 | -216.6482 | -159.6253 | 15.0356 | 19.2009 | 16.8341 | 1.3741
2027 | 8376 | MW | 637.5543 | 814.1735 | 1043.1217 | 318.6293 | -402.0586 | -399.0519 | -449.6935 | -862.9111 | -185.6984 | -137.352 | 12.8877 | 16.4579 | 16.8341 | 1.3741
2027 | 8377 | MW | 581.5056 | 742.5978 | 951.4187 | 290.3067 | -341.1406 | -355.9112 | -401.078 | -732.167 | -154.7487 | -122.5031 | 8.5918 | 10.9719 | 0 | 2.7483
2027 | 8378 | MW | 525.4569 | 671.0221 | 848.2528 | 261.9841 | -316.7734 | -323.5556 | -364.6164 | -679.8693 | -144.4321 | -111.3665 | 6.4438 | 8.2289 | 0 | 2.7483
2027 | 8379 | MW | 448.3899 | 572.6055 | 733.624 | 223.0405 | -304.5898 | -312.7704 | -352.4625 | -653.7205 | -139.2738 | -107.6543 | 6.4438 | 8.2289 | 0 | 2.7483
2027 | 8380 | MW | 371.3228 | 474.189 | 607.5324 | 180.5566 | -316.7734 | -312.7704 | -352.4625 | -679.8693 | -139.2738 | -107.6543 | 6.4438 | 8.2289 | 0 | 2.7483
2027 | 8381 | MW | 308.268 | 393.6663 | 515.8294 | 148.6937 | -316.7734 | -312.7704 | -352.4625 | -679.8693 | -144.4321 | -107.6543 | 6.4438 | 8.2289 | 0 | 2.7483
2027 | 8382 | MW | 259.2254 | 331.0376 | 435.5893 | 123.9114 | -377.6914 | -355.9112 | -401.078 | -810.6135 | -165.0653 | -122.5031 | 6.4438 | 8.2289 | 0 | 2.7483
2027 | 8383 | MW | 210.1827 | 268.4088 | 343.8863 | 102.6694 | -475.1601 | -452.9778 | -510.4629 | -1019.804 | -211.4899 | -155.9131 | 8.5918 | 10.9719 | 16.8341 | 2.7483
2027 | 8384 | MW | 175.1523 | 223.674 | 286.5719 | 84.9678 | -548.2617 | -506.9038 | -571.2323 | -1176.6969 | -257.9145 | -174.4742 | 8.5918 | 10.9719 | 16.8341 | 2.7483
2027 | 8385 | MW | 154.134 | 196.8331 | 252.1833 | 77.8872 | -621.3632 | -571.6149 | -644.1556 | -1333.5899 | -294.0225 | -196.7475 | 10.7397 | 13.7149 | 50.5024 | 4.1224
2027 | 8386 | MW | 133.1157 | 169.9923 | 217.7946 | 67.2662 | -670.0976 | -603.9705 | -680.6172 | -1438.1852 | -319.8139 | -207.8841 | 8.5918 | 10.9719 | 50.5024 | 4.1224
2027 | 8387 | MW | 126.1096 | 161.0453 | 206.3318 | 63.7259 | -706.6484 | -636.326 | -717.0788 | -1516.6316 | -345.6054 | -219.0208 | 8.5918 | 10.9719 | 50.5024 | 4.1224
2027 | 8388 | MW | 133.1157 | 169.9923 | 217.7946 | 74.3468 | -731.0156 | -647.1112 | -729.2327 | -1568.9293 | -361.0803 | -222.733 | 8.5918 | 10.9719 | 50.5024 | 4.1224
2027 | 8389 | MW | 175.1523 | 223.674 | 286.5719 | 88.5081 | -743.1992 | -647.1112 | -729.2327 | -1595.0781 | -371.3968 | -222.733 | 8.5918 | 10.9719 | 33.6683 | 4.1224
2027 | 8390 | MW | 203.1767 | 259.4619 | 320.9605 | 106.2098 | -743.1992 | -657.8964 | -741.3866 | -1595.0781 | -376.5551 | -226.4452 | 8.5918 | 10.9719 | 33.6683 | 2.7483
2027 | 8391 | MW | 231.201 | 295.2497 | 366.812 | 116.8307 | -731.0156 | -647.1112 | -729.2327 | -1568.9293 | -371.3968 | -222.733 | 8.5918 | 10.9719 | 33.6683 | 0
2027 | 8392 | MW | 280.2437 | 357.8785 | 458.515 | 141.613 | -694.4648 | -625.5408 | -704.925 | -1490.4828 | -361.0803 | -215.3086 | 6.4438 | 8.2289 | 0 | 0
2027 | 8393 | MW | 161.1401 | 205.7801 | 263.6461 | 84.9678 | -670.0976 | -625.5408 | -704.925 | -1438.1852 | -345.6054 | -215.3086 | -8.5918 | -10.9719 | -33.6683 | -6.8707
2027 | 8394 | MW | 203.1767 | 259.4619 | 332.4234 | 102.6694 | -670.0976 | -647.1112 | -729.2327 | -1438.1852 | -335.2888 | -222.733 | -8.5918 | -10.9719 | -33.6683 | -8.2448
2027 | 8395 | MW | 238.2071 | 304.1967 | 389.7378 | 120.3711 | -645.7304 | -625.5408 | -704.925 | -1385.8875 | -309.4974 | -215.3086 | -10.7397 | -13.7149 | -33.6683 | -9.6189
2027 | 8396 | MW | 252.2193 | 322.0906 | 412.6635 | 130.992 | -609.1796 | -593.1853 | -668.4633 | -1307.441 | -294.0225 | -204.1719 | -10.7397 | -13.7149 | -33.6683 | -9.6189
2027 | 8397 | MW | 252.2193 | 322.0906 | 412.6635 | 127.4517 | -584.8125 | -571.6149 | -644.1556 | -1255.1434 | -278.5476 | -196.7475 | -10.7397 | -13.7149 | -33.6683 | -9.6189
2027 | 8398 | MW | 679.5909 | 867.8553 | 1111.8989 | 339.8712 | -536.0781 | -528.4742 | -595.54 | -1150.5481 | -252.7562 | -181.8986 | 8.5918 | 10.9719 | 16.8341 | -1.3741
2027 | 8399 | MW | 672.5848 | 858.9083 | 1100.436 | 336.3309 | -462.9765 | -463.763 | -522.6168 | -993.6552 | -216.6482 | -159.6253 | 12.8877 | 16.4579 | 16.8341 | 0
2027 | 8400 | MW | 637.5543 | 814.1735 | 1043.1217 | 315.0889 | -389.875 | -399.0519 | -449.6935 | -836.7623 | -180.5401 | -137.352 | 10.7397 | 13.7149 | 16.8341 | 0
2027 | 8401 | MW | 581.5056 | 742.5978 | 951.4187 | 286.7663 | -341.1406 | -345.126 | -388.9241 | -732.167 | -154.7487 | -118.7909 | 8.5918 | 10.9719 | 0 | 2.7483
2027 | 8402 | MW | 525.4569 | 671.0221 | 848.2528 | 261.9841 | -316.7734 | -323.5556 | -364.6164 | -679.8693 | -144.4321 | -111.3665 | 6.4438 | 8.2289 | 0 | 2.7483
2027 | 8403 | MW | 448.3899 | 572.6055 | 733.624 | 223.0405 | -304.5898 | -312.7704 | -352.4625 | -653.7205 | -139.2738 | -107.6543 | 6.4438 | 8.2289 | 0 | 2.7483
2027 | 8404 | MW | 371.3228 | 474.189 | 607.5324 | 180.5566 | -304.5898 | -312.7704 | -352.4625 | -653.7205 | -134.1155 | -107.6543 | 6.4438 | 8.2289 | 0 | 2.7483
2027 | 8405 | MW | 308.268 | 393.6663 | 504.3665 | 148.6937 | -316.7734 | -312.7704 | -352.4625 | -679.8693 | -139.2738 | -107.6543 | 6.4438 | 8.2289 | 0 | 2.7483
2027 | 8406 | MW | 259.2254 | 331.0376 | 424.1264 | 123.9114 | -365.5078 | -355.9112 | -401.078 | -784.4646 | -159.907 | -122.5031 | 6.4438 | 8.2289 | 0 | 2.7483
2027 | 8407 | MW | 210.1827 | 268.4088 | 343.8863 | 99.1291 | -462.9765 | -452.9778 | -510.4629 | -993.6552 | -206.3316 | -155.9131 | 8.5918 | 10.9719 | 16.8341 | 2.7483
2027 | 8408 | MW | 168.1462 | 214.7271 | 275.109 | 84.9678 | -536.0781 | -506.9038 | -571.2323 | -1150.5481 | -252.7562 | -174.4742 | 8.5918 | 10.9719 | 16.8341 | 2.7483
2027 | 8409 | MW | 154.134 | 196.8331 | 252.1833 | 77.8872 | -609.1796 | -560.8297 | -632.0017 | -1307.441 | -288.8642 | -193.0353 | 10.7397 | 13.7149 | 50.5024 | 4.1224
2027 | 8410 | MW | 133.1157 | 169.9923 | 217.7946 | 67.2662 | -657.914 | -593.1853 | -668.4633 | -1412.0363 | -314.6557 | -204.1719 | 8.5918 | 10.9719 | 50.5024 | 4.1224
2027 | 8411 | MW | 126.1096 | 161.0453 | 217.7946 | 63.7259 | -694.4648 | -625.5408 | -704.925 | -1490.4828 | -340.4471 | -215.3086 | 8.5918 | 10.9719 | 50.5024 | 4.1224
2027 | 8412 | MW | 133.1157 | 169.9923 | 217.7946 | 70.8065 | -718.832 | -625.5408 | -704.925 | -1542.7804 | -355.922 | -215.3086 | 8.5918 | 10.9719 | 33.6683 | 4.1224
2027 | 8413 | MW | 168.1462 | 214.7271 | 275.109 | 88.5081 | -731.0156 | -625.5408 | -704.925 | -1568.9293 | -366.2386 | -215.3086 | 8.5918 | 10.9719 | 33.6683 | 4.1224
2027 | 8414 | MW | 196.1706 | 250.5149 | 309.4976 | 102.6694 | -731.0156 | -625.5408 | -704.925 | -1568.9293 | -371.3968 | -215.3086 | 8.5918 | 10.9719 | 33.6683 | 4.1224
2027 | 8415 | MW | 231.201 | 295.2497 | 366.812 | 116.8307 | -718.832 | -614.7556 | -692.7711 | -1542.7804 | -371.3968 | -211.5963 | 8.5918 | 10.9719 | 33.6683 | 0
2027 | 8416 | MW | 280.2437 | 357.8785 | 458.515 | 141.613 | -694.4648 | -603.9705 | -680.6172 | -1490.4828 | -366.2386 | -207.8841 | 6.4438 | 8.2289 | 0 | 0
2027 | 8417 | MW | 161.1401 | 205.7801 | 263.6461 | 84.9678 | -670.0976 | -614.7556 | -692.7711 | -1438.1852 | -350.7637 | -211.5963 | -8.5918 | -10.9719 | -16.8341 | -6.8707
2027 | 8418 | MW | 210.1827 | 268.4088 | 332.4234 | 106.2098 | -670.0976 | -647.1112 | -729.2327 | -1438.1852 | -335.2888 | -222.733 | -8.5918 | -10.9719 | -33.6683 | -8.2448
2027 | 8419 | MW | 238.2071 | 304.1967 | 389.7378 | 123.9114 | -633.5468 | -614.7556 | -692.7711 | -1359.7387 | -309.4974 | -211.5963 | -10.7397 | -13.7149 | -33.6683 | -8.2448
2027 | 8420 | MW | 259.2254 | 331.0376 | 412.6635 | 130.992 | -609.1796 | -593.1853 | -668.4633 | -1307.441 | -288.8642 | -204.1719 | -10.7397 | -13.7149 | -33.6683 | -8.2448
2027 | 8421 | MW | 252.2193 | 322.0906 | 412.6635 | 130.992 | -584.8125 | -571.6149 | -644.1556 | -1255.1434 | -273.3893 | -196.7475 | -10.7397 | -13.7149 | -33.6683 | -8.2448
2027 | 8422 | MW | 679.5909 | 867.8553 | 1100.436 | 339.8712 | -536.0781 | -528.4742 | -595.54 | -1150.5481 | -252.7562 | -181.8986 | 8.5918 | 10.9719 | 16.8341 | -1.3741
2027 | 8423 | MW | 672.5848 | 858.9083 | 1100.436 | 339.8712 | -462.9765 | -463.763 | -522.6168 | -993.6552 | -216.6482 | -159.6253 | 10.7397 | 13.7149 | 16.8341 | 1.3741
2027 | 8424 | MW | 637.5543 | 814.1735 | 1031.6588 | 318.6293 | -402.0586 | -399.0519 | -449.6935 | -862.9111 | -185.6984 | -137.352 | 10.7397 | 13.7149 | 16.8341 | 0
2027 | 8425 | MW | 581.5056 | 742.5978 | 939.9558 | 290.3067 | -328.957 | -345.126 | -388.9241 | -706.0182 | -149.5904 | -118.7909 | 12.8877 | 16.4579 | 16.8341 | 4.1224
2027 | 8426 | MW | 525.4569 | 671.0221 | 848.2528 | 265.5244 | -304.5898 | -312.7704 | -352.4625 | -653.7205 | -134.1155 | -107.6543 | 10.7397 | 13.7149 | 0 | 2.7483
2027 | 8427 | MW | 448.3899 | 572.6055 | 722.1612 | 223.0405 | -292.4062 | -301.9852 | -340.3086 | -627.5717 | -128.9572 | -103.9421 | 10.7397 | 13.7149 | 0 | 2.7483
2027 | 8428 | MW | 371.3228 | 474.189 | 607.5324 | 184.0969 | -292.4062 | -301.9852 | -340.3086 | -627.5717 | -128.9572 | -103.9421 | 8.5918 | 10.9719 | 0 | 2.7483
2027 | 8429 | MW | 308.268 | 393.6663 | 504.3665 | 152.234 | -292.4062 | -301.9852 | -340.3086 | -627.5717 | -134.1155 | -103.9421 | 10.7397 | 13.7149 | 0 | 2.7483
2027 | 8430 | MW | 266.2315 | 339.9845 | 435.5893 | 130.992 | -328.957 | -334.3408 | -376.7702 | -706.0182 | -144.4321 | -115.0787 | 10.7397 | 13.7149 | 16.8341 | 4.1224
2027 | 8431 | MW | 231.201 | 295.2497 | 378.2749 | 113.2904 | -377.6914 | -377.4815 | -425.3857 | -810.6135 | -170.2236 | -129.9276 | 10.7397 | 13.7149 | 16.8341 | 4.1224
2027 | 8432 | MW | 203.1767 | 259.4619 | 332.4234 | 99.1291 | -426.4258 | -399.0519 | -449.6935 | -915.2087 | -201.1733 | -137.352 | 12.8877 | 16.4579 | 16.8341 | 5.4965
2027 | 8433 | MW | 182.1584 | 232.621 | 298.0348 | 88.5081 | -475.1601 | -452.9778 | -510.4629 | -1019.804 | -221.8064 | -155.9131 | 12.8877 | 16.4579 | 50.5024 | 4.1224
2027 | 8434 | MW | 175.1523 | 223.674 | 286.5719 | 84.9678 | -499.5273 | -474.5482 | -534.7707 | -1072.1017 | -232.123 | -163.3375 | 12.8877 | 16.4579 | 50.5024 | 4.1224
2027 | 8435 | MW | 189.1645 | 241.568 | 309.4976 | 95.5888 | -511.7109 | -485.3334 | -546.9245 | -1098.2505 | -242.4396 | -167.0497 | 12.8877 | 16.4579 | 50.5024 | 4.1224
2027 | 8436 | MW | 217.1888 | 277.3558 | 355.3491 | 113.2904 | -523.8945 | -496.1186 | -559.0784 | -1124.3993 | -252.7562 | -170.762 | 12.8877 | 16.4579 | 50.5024 | 4.1224
2027 | 8437 | MW | 280.2437 | 357.8785 | 447.0521 | 145.1533 | -536.0781 | -496.1186 | -559.0784 | -1150.5481 | -263.0728 | -170.762 | 12.8877 | 16.4579 | 33.6683 | 2.7483
2027 | 8438 | MW | 315.2741 | 402.6133 | 515.8294 | 159.3146 | -523.8945 | -485.3334 | -546.9245 | -1124.3993 | -263.0728 | -167.0497 | 12.8877 | 16.4579 | 33.6683 | 2.7483
2027 | 8439 | MW | 350.3046 | 447.3481 | 573.1438 | 173.4759 | -511.7109 | -474.5482 | -534.7707 | -1098.2505 | -263.0728 | -163.3375 | 12.8877 | 16.4579 | 33.6683 | 1.3741
2027 | 8440 | MW | 154.134 | 196.8331 | 252.1833 | 81.4275 | -499.5273 | -463.763 | -522.6168 | -1072.1017 | -263.0728 | -159.6253 | 8.5918 | 10.9719 | 0 | 1.3741
2027 | 8441 | MW | 175.1523 | 223.674 | 286.5719 | 92.0485 | -499.5273 | -485.3334 | -546.9245 | -1072.1017 | -257.9145 | -167.0497 | -6.4438 | -8.2289 | -16.8341 | -5.4965
2027 | 8442 | MW | 196.1706 | 250.5149 | 320.9605 | 99.1291 | -536.0781 | -539.2593 | -607.6939 | -1150.5481 | -268.2311 | -185.6108 | -8.5918 | -10.9719 | -33.6683 | -6.8707
2027 | 8443 | MW | 210.1827 | 268.4088 | 343.8863 | 106.2098 | -536.0781 | -539.2593 | -607.6939 | -1150.5481 | -263.0728 | -185.6108 | -10.7397 | -13.7149 | -33.6683 | -8.2448
2027 | 8444 | MW | 210.1827 | 268.4088 | 343.8863 | 106.2098 | -536.0781 | -539.2593 | -607.6939 | -1150.5481 | -257.9145 | -185.6108 | -10.7397 | -13.7149 | -33.6683 | -8.2448
2027 | 8445 | MW | 623.5421 | 796.2796 | 1008.733 | 311.5486 | -523.8945 | -539.2593 | -607.6939 | -1124.3993 | -247.5979 | -185.6108 | -10.7397 | -13.7149 | -33.6683 | -8.2448
2027 | 8446 | MW | 616.536 | 787.3326 | 1008.733 | 308.0083 | -499.5273 | -506.9038 | -571.2323 | -1072.1017 | -232.123 | -174.4742 | 12.8877 | 16.4579 | 16.8341 | 0
2027 | 8447 | MW | 588.5117 | 751.5448 | 962.8815 | 293.847 | -438.6093 | -452.9778 | -510.4629 | -941.3576 | -206.3316 | -155.9131 | 17.1836 | 21.9439 | 16.8341 | 1.3741
2027 | 8448 | MW | 553.4812 | 706.8099 | 905.5672 | 279.6857 | -377.6914 | -388.2667 | -437.5396 | -810.6135 | -170.2236 | -133.6398 | 15.0356 | 19.2009 | 16.8341 | 1.3741
2027 | 8449 | MW | 511.4447 | 653.1282 | 836.7899 | 258.4437 | -328.957 | -345.126 | -388.9241 | -706.0182 | -149.5904 | -118.7909 | 10.7397 | 13.7149 | 0 | 2.7483
2027 | 8450 | MW | 455.3959 | 581.5525 | 745.0869 | 226.5808 | -304.5898 | -323.5556 | -364.6164 | -653.7205 | -134.1155 | -111.3665 | 10.7397 | 13.7149 | 0 | 2.7483
2027 | 8451 | MW | 392.3411 | 501.0298 | 641.921 | 198.2582 | -292.4062 | -312.7704 | -352.4625 | -627.5717 | -128.9572 | -107.6543 | 8.5918 | 10.9719 | 0 | 2.7483
2027 | 8452 | MW | 343.2985 | 438.4011 | 550.218 | 169.9356 | -292.4062 | -301.9852 | -340.3086 | -627.5717 | -128.9572 | -103.9421 | 8.5918 | 10.9719 | 0 | 2.7483
2027 | 8453 | MW | 301.2619 | 384.7193 | 492.9036 | 148.6937 | -292.4062 | -312.7704 | -352.4625 | -627.5717 | -134.1155 | -107.6543 | 8.5918 | 10.9719 | 0 | 2.7483
2027 | 8454 | MW | 266.2315 | 339.9845 | 435.5893 | 130.992 | -316.7734 | -323.5556 | -364.6164 | -679.8693 | -144.4321 | -111.3665 | 8.5918 | 10.9719 | 0 | 2.7483
2027 | 8455 | MW | 245.2132 | 313.1436 | 401.2006 | 120.3711 | -365.5078 | -377.4815 | -425.3857 | -784.4646 | -170.2236 | -129.9276 | 8.5918 | 10.9719 | 16.8341 | 4.1224
2027 | 8456 | MW | 217.1888 | 277.3558 | 355.3491 | 106.2098 | -389.875 | -377.4815 | -425.3857 | -836.7623 | -190.8567 | -129.9276 | 10.7397 | 13.7149 | 16.8341 | 4.1224
2027 | 8457 | MW | 189.1645 | 241.568 | 309.4976 | 95.5888 | -438.6093 | -420.6223 | -474.0013 | -941.3576 | -206.3316 | -144.7764 | 12.8877 | 16.4579 | 50.5024 | 4.1224
2027 | 8458 | MW | 182.1584 | 232.621 | 298.0348 | 92.0485 | -450.7929 | -452.9778 | -510.4629 | -967.5064 | -211.4899 | -155.9131 | 12.8877 | 16.4579 | 50.5024 | 4.1224
2027 | 8459 | MW | 189.1645 | 241.568 | 309.4976 | 95.5888 | -475.1601 | -463.763 | -522.6168 | -1019.804 | -221.8064 | -159.6253 | 15.0356 | 19.2009 | 50.5024 | 4.1224
2027 | 8460 | MW | 224.1949 | 286.3028 | 366.812 | 113.2904 | -487.3437 | -463.763 | -522.6168 | -1045.9528 | -226.9647 | -159.6253 | 15.0356 | 19.2009 | 50.5024 | 4.1224
2027 | 8461 | MW | 287.2497 | 366.8254 | 469.9779 | 145.1533 | -511.7109 | -463.763 | -522.6168 | -1098.2505 | -237.2813 | -159.6253 | 15.0356 | 19.2009 | 50.5024 | 4.1224
2027 | 8462 | MW | 322.2802 | 411.5602 | 527.2923 | 162.855 | -511.7109 | -463.763 | -522.6168 | -1098.2505 | -242.4396 | -159.6253 | 15.0356 | 19.2009 | 33.6683 | 4.1224
2027 | 8463 | MW | 343.2985 | 438.4011 | 550.218 | 173.4759 | -499.5273 | -452.9778 | -510.4629 | -1072.1017 | -242.4396 | -155.9131 | 15.0356 | 19.2009 | 33.6683 | 1.3741
2027 | 8464 | MW | 140.1218 | 178.9392 | 217.7946 | 74.3468 | -487.3437 | -442.1927 | -498.309 | -1045.9528 | -242.4396 | -152.2009 | 8.5918 | 10.9719 | 0 | 1.3741
2027 | 8465 | MW | 154.134 | 196.8331 | 252.1833 | 81.4275 | -487.3437 | -474.5482 | -534.7707 | -1045.9528 | -242.4396 | -163.3375 | -8.5918 | -10.9719 | -16.8341 | -6.8707
2027 | 8466 | MW | 175.1523 | 223.674 | 286.5719 | 92.0485 | -523.8945 | -528.4742 | -595.54 | -1124.3993 | -252.7562 | -181.8986 | -10.7397 | -13.7149 | -33.6683 | -8.2448
2027 | 8467 | MW | 182.1584 | 232.621 | 286.5719 | 95.5888 | -536.0781 | -539.2593 | -607.6939 | -1150.5481 | -257.9145 | -185.6108 | -10.7397 | -13.7149 | -33.6683 | -8.2448
2027 | 8468 | MW | 182.1584 | 232.621 | 298.0348 | 95.5888 | -536.0781 | -550.0445 | -619.8478 | -1150.5481 | -257.9145 | -189.323 | -10.7397 | -13.7149 | -33.6683 | -8.2448
2027 | 8469 | MW | 602.5239 | 769.4387 | 974.3444 | 304.468 | -523.8945 | -539.2593 | -607.6939 | -1124.3993 | -252.7562 | -185.6108 | -10.7397 | -13.7149 | -33.6683 | -8.2448
2027 | 8470 | MW | 595.5178 | 760.4917 | 974.3444 | 300.9276 | -487.3437 | -506.9038 | -571.2323 | -1045.9528 | -232.123 | -174.4742 | 10.7397 | 13.7149 | 16.8341 | 0
2027 | 8471 | MW | 574.4995 | 733.6508 | 939.9558 | 290.3067 | -438.6093 | -452.9778 | -510.4629 | -941.3576 | -206.3316 | -155.9131 | 15.0356 | 19.2009 | 16.8341 | 1.3741
2027 | 8472 | MW | 553.4812 | 706.8099 | 894.1043 | 276.1454 | -365.5078 | -388.2667 | -437.5396 | -784.4646 | -170.2236 | -133.6398 | 12.8877 | 16.4579 | 16.8341 | 1.3741
2027 | 8473 | MW | 511.4447 | 653.1282 | 836.7899 | 258.4437 | -341.1406 | -355.9112 | -401.078 | -732.167 | -154.7487 | -122.5031 | 8.5918 | 10.9719 | 16.8341 | 2.7483
2027 | 8474 | MW | 448.3899 | 572.6055 | 733.624 | 226.5808 | -316.7734 | -334.3408 | -376.7702 | -679.8693 | -144.4321 | -115.0787 | 8.5918 | 10.9719 | 16.8341 | 2.7483
2027 | 8475 | MW | 392.3411 | 501.0298 | 630.4582 | 194.7179 | -304.5898 | -323.5556 | -364.6164 | -653.7205 | -139.2738 | -111.3665 | 6.4438 | 8.2289 | 16.8341 | 2.7483
2027 | 8476 | MW | 343.2985 | 438.4011 | 550.218 | 169.9356 | -304.5898 | -323.5556 | -364.6164 | -653.7205 | -139.2738 | -111.3665 | 6.4438 | 8.2289 | 16.8341 | 2.7483
2027 | 8477 | MW | 294.2558 | 375.7724 | 481.4408 | 148.6937 | -316.7734 | -334.3408 | -376.7702 | -679.8693 | -144.4321 | -115.0787 | 6.4438 | 8.2289 | 16.8341 | 2.7483
2027 | 8478 | MW | 252.2193 | 322.0906 | 412.6635 | 130.992 | -365.5078 | -377.4815 | -425.3857 | -784.4646 | -165.0653 | -129.9276 | 6.4438 | 8.2289 | 16.8341 | 2.7483
2027 | 8479 | MW | 217.1888 | 277.3558 | 355.3491 | 109.7501 | -450.7929 | -463.763 | -522.6168 | -967.5064 | -206.3316 | -159.6253 | 8.5918 | 10.9719 | 16.8341 | 4.1224
2027 | 8480 | MW | 189.1645 | 241.568 | 309.4976 | 99.1291 | -536.0781 | -517.689 | -583.3862 | -1150.5481 | -252.7562 | -178.1864 | 8.5918 | 10.9719 | 16.8341 | 4.1224
2027 | 8481 | MW | 175.1523 | 223.674 | 286.5719 | 95.5888 | -609.1796 | -582.4001 | -656.3094 | -1307.441 | -278.5476 | -200.4597 | 10.7397 | 13.7149 | 67.3366 | 4.1224
2027 | 8482 | MW | 161.1401 | 205.7801 | 263.6461 | 84.9678 | -645.7304 | -603.9705 | -680.6172 | -1385.8875 | -299.1808 | -207.8841 | 10.7397 | 13.7149 | 50.5024 | 4.1224
2027 | 8483 | MW | 154.134 | 196.8331 | 240.7204 | 77.8872 | -694.4648 | -625.5408 | -704.925 | -1490.4828 | -319.8139 | -215.3086 | 10.7397 | 13.7149 | 50.5024 | 4.1224
2027 | 8484 | MW | 154.134 | 196.8331 | 252.1833 | 84.9678 | -718.832 | -636.326 | -717.0788 | -1542.7804 | -335.2888 | -219.0208 | 10.7397 | 13.7149 | 50.5024 | 2.7483
2027 | 8485 | MW | 189.1645 | 241.568 | 309.4976 | 99.1291 | -743.1992 | -636.326 | -717.0788 | -1595.0781 | -345.6054 | -219.0208 | 10.7397 | 13.7149 | 50.5024 | 2.7483
2027 | 8486 | MW | 210.1827 | 268.4088 | 343.8863 | 113.2904 | -743.1992 | -636.326 | -717.0788 | -1595.0781 | -350.7637 | -219.0208 | 10.7397 | 13.7149 | 50.5024 | 2.7483
2027 | 8487 | MW | 245.2132 | 313.1436 | 389.7378 | 123.9114 | -718.832 | -625.5408 | -704.925 | -1542.7804 | -350.7637 | -215.3086 | 10.7397 | 13.7149 | 50.5024 | 0
2027 | 8488 | MW | 294.2558 | 375.7724 | 481.4408 | 148.6937 | -694.4648 | -603.9705 | -680.6172 | -1490.4828 | -340.4471 | -207.8841 | 6.4438 | 8.2289 | 0 | 0
2027 | 8489 | MW | 161.1401 | 205.7801 | 263.6461 | 81.4275 | -670.0976 | -614.7556 | -692.7711 | -1438.1852 | -330.1305 | -211.5963 | -10.7397 | -13.7149 | -33.6683 | -5.4965
2027 | 8490 | MW | 203.1767 | 259.4619 | 332.4234 | 102.6694 | -670.0976 | -647.1112 | -729.2327 | -1438.1852 | -324.9722 | -222.733 | -10.7397 | -13.7149 | -33.6683 | -8.2448
2027 | 8491 | MW | 231.201 | 295.2497 | 378.2749 | 120.3711 | -633.5468 | -625.5408 | -704.925 | -1359.7387 | -304.3391 | -215.3086 | -12.8877 | -16.4579 | -33.6683 | -9.6189
2027 | 8492 | MW | 252.2193 | 322.0906 | 401.2006 | 127.4517 | -609.1796 | -603.9705 | -680.6172 | -1307.441 | -288.8642 | -207.8841 | -12.8877 | -16.4579 | -33.6683 | -9.6189
2027 | 8493 | MW | 245.2132 | 313.1436 | 401.2006 | 123.9114 | -584.8125 | -582.4001 | -656.3094 | -1255.1434 | -273.3893 | -200.4597 | -10.7397 | -13.7149 | -33.6683 | -9.6189
2027 | 8494 | MW | 693.6031 | 885.7492 | 1134.8247 | 350.4922 | -536.0781 | -539.2593 | -607.6939 | -1150.5481 | -252.7562 | -185.6108 | 8.5918 | 10.9719 | 16.8341 | -1.3741
2027 | 8495 | MW | 693.6031 | 885.7492 | 1123.3618 | 346.9519 | -475.1601 | -474.5482 | -534.7707 | -1019.804 | -216.6482 | -163.3375 | 10.7397 | 13.7149 | 16.8341 | 1.3741
2027 | 8496 | MW | 658.5726 | 841.0144 | 1066.0474 | 329.2502 | -402.0586 | -409.8371 | -461.8474 | -862.9111 | -185.6984 | -141.0642 | 10.7397 | 13.7149 | 16.8341 | 0
2027 | 8497 | MW | 609.53 | 778.3856 | 985.8073 | 304.468 | -353.3242 | -366.6964 | -413.2319 | -758.3158 | -154.7487 | -126.2154 | 8.5918 | 10.9719 | 0 | 2.7483
2027 | 8498 | MW | 553.4812 | 706.8099 | 894.1043 | 279.6857 | -316.7734 | -334.3408 | -376.7702 | -679.8693 | -144.4321 | -115.0787 | 6.4438 | 8.2289 | 0 | 2.7483
2027 | 8499 | MW | 476.4142 | 608.3934 | 779.4755 | 240.7421 | -316.7734 | -323.5556 | -364.6164 | -679.8693 | -139.2738 | -111.3665 | 6.4438 | 8.2289 | 0 | 2.7483
2027 | 8500 | MW | 406.3533 | 518.9238 | 664.8468 | 201.7985 | -316.7734 | -323.5556 | -364.6164 | -679.8693 | -139.2738 | -111.3665 | 6.4438 | 8.2289 | 0 | 2.7483
2027 | 8501 | MW | 343.2985 | 438.4011 | 561.6809 | 166.3953 | -328.957 | -334.3408 | -376.7702 | -706.0182 | -144.4321 | -115.0787 | 6.4438 | 8.2289 | 0 | 2.7483
2027 | 8502 | MW | 287.2497 | 366.8254 | 469.9779 | 141.613 | -377.6914 | -377.4815 | -425.3857 | -810.6135 | -165.0653 | -129.9276 | 6.4438 | 8.2289 | 0 | 4.1224
2027 | 8503 | MW | 238.2071 | 304.1967 | 389.7378 | 116.8307 | -462.9765 | -463.763 | -522.6168 | -993.6552 | -211.4899 | -159.6253 | 8.5918 | 10.9719 | 16.8341 | 4.1224
2027 | 8504 | MW | 189.1645 | 241.568 | 320.9605 | 99.1291 | -548.2617 | -517.689 | -583.3862 | -1176.6969 | -252.7562 | -178.1864 | 10.7397 | 13.7149 | 16.8341 | 4.1224
2027 | 8505 | MW | 168.1462 | 214.7271 | 275.109 | 84.9678 | -621.3632 | -571.6149 | -644.1556 | -1333.5899 | -283.7059 | -196.7475 | 10.7397 | 13.7149 | 50.5024 | 4.1224
2027 | 8506 | MW | 140.1218 | 178.9392 | 229.2575 | 70.8065 | -657.914 | -603.9705 | -680.6172 | -1412.0363 | -304.3391 | -207.8841 | 8.5918 | 10.9719 | 50.5024 | 4.1224
2027 | 8507 | MW | 133.1157 | 169.9923 | 217.7946 | 67.2662 | -694.4648 | -625.5408 | -704.925 | -1490.4828 | -324.9722 | -215.3086 | 8.5918 | 10.9719 | 50.5024 | 4.1224
2027 | 8508 | MW | 140.1218 | 178.9392 | 229.2575 | 74.3468 | -718.832 | -625.5408 | -704.925 | -1542.7804 | -335.2888 | -215.3086 | 8.5918 | 10.9719 | 50.5024 | 2.7483
2027 | 8509 | MW | 175.1523 | 223.674 | 286.5719 | 92.0485 | -731.0156 | -625.5408 | -704.925 | -1568.9293 | -345.6054 | -215.3086 | 8.5918 | 10.9719 | 50.5024 | 2.7483
2027 | 8510 | MW | 203.1767 | 259.4619 | 320.9605 | 109.7501 | -731.0156 | -625.5408 | -704.925 | -1568.9293 | -350.7637 | -215.3086 | 8.5918 | 10.9719 | 50.5024 | 2.7483
2027 | 8511 | MW | 231.201 | 295.2497 | 366.812 | 120.3711 | -731.0156 | -625.5408 | -704.925 | -1568.9293 | -345.6054 | -215.3086 | 8.5918 | 10.9719 | 50.5024 | 0
2027 | 8512 | MW | 287.2497 | 366.8254 | 458.515 | 145.1533 | -706.6484 | -603.9705 | -680.6172 | -1516.6316 | -340.4471 | -207.8841 | 4.2959 | 5.486 | 0 | 0
2027 | 8513 | MW | 161.1401 | 205.7801 | 263.6461 | 81.4275 | -682.2812 | -614.7556 | -692.7711 | -1464.334 | -330.1305 | -211.5963 | -8.5918 | -10.9719 | -33.6683 | -5.4965
2027 | 8514 | MW | 203.1767 | 259.4619 | 332.4234 | 102.6694 | -682.2812 | -636.326 | -717.0788 | -1464.334 | -324.9722 | -219.0208 | -10.7397 | -13.7149 | -33.6683 | -8.2448
2027 | 8515 | MW | 231.201 | 295.2497 | 378.2749 | 120.3711 | -645.7304 | -614.7556 | -692.7711 | -1385.8875 | -304.3391 | -211.5963 | -12.8877 | -16.4579 | -33.6683 | -9.6189
2027 | 8516 | MW | 252.2193 | 322.0906 | 401.2006 | 127.4517 | -621.3632 | -603.9705 | -680.6172 | -1333.5899 | -294.0225 | -207.8841 | -12.8877 | -16.4579 | -33.6683 | -9.6189
2027 | 8517 | MW | 245.2132 | 313.1436 | 401.2006 | 127.4517 | -584.8125 | -582.4001 | -656.3094 | -1255.1434 | -278.5476 | -200.4597 | -12.8877 | -16.4579 | -33.6683 | -9.6189
2027 | 8518 | MW | 679.5909 | 867.8553 | 1111.8989 | 343.4115 | -536.0781 | -539.2593 | -607.6939 | -1150.5481 | -252.7562 | -185.6108 | 8.5918 | 10.9719 | 16.8341 | -1.3741
2027 | 8519 | MW | 679.5909 | 867.8553 | 1111.8989 | 339.8712 | -475.1601 | -474.5482 | -534.7707 | -1019.804 | -216.6482 | -163.3375 | 10.7397 | 13.7149 | 16.8341 | 1.3741
2027 | 8520 | MW | 637.5543 | 814.1735 | 1043.1217 | 322.1696 | -402.0586 | -409.8371 | -461.8474 | -862.9111 | -185.6984 | -141.0642 | 10.7397 | 13.7149 | 16.8341 | 1.3741
2027 | 8521 | MW | 588.5117 | 751.5448 | 951.4187 | 293.847 | -341.1406 | -366.6964 | -413.2319 | -732.167 | -154.7487 | -126.2154 | 12.8877 | 16.4579 | 16.8341 | 2.7483
2027 | 8522 | MW | 525.4569 | 671.0221 | 859.7157 | 269.0647 | -316.7734 | -334.3408 | -376.7702 | -679.8693 | -144.4321 | -115.0787 | 10.7397 | 13.7149 | 16.8341 | 1.3741
2027 | 8523 | MW | 455.3959 | 581.5525 | 733.624 | 226.5808 | -316.7734 | -323.5556 | -364.6164 | -679.8693 | -139.2738 | -111.3665 | 8.5918 | 10.9719 | 16.8341 | 1.3741
2027 | 8524 | MW | 378.3289 | 483.1359 | 618.9953 | 187.6372 | -316.7734 | -323.5556 | -364.6164 | -679.8693 | -139.2738 | -111.3665 | 8.5918 | 10.9719 | 16.8341 | 1.3741
2027 | 8525 | MW | 315.2741 | 402.6133 | 515.8294 | 155.7743 | -316.7734 | -334.3408 | -376.7702 | -679.8693 | -144.4321 | -115.0787 | 8.5918 | 10.9719 | 16.8341 | 1.3741
2027 | 8526 | MW | 266.2315 | 339.9845 | 435.5893 | 130.992 | -365.5078 | -377.4815 | -425.3857 | -784.4646 | -159.907 | -129.9276 | 8.5918 | 10.9719 | 16.8341 | 2.7483
2027 | 8527 | MW | 217.1888 | 277.3558 | 355.3491 | 106.2098 | -462.9765 | -463.763 | -522.6168 | -993.6552 | -206.3316 | -159.6253 | 10.7397 | 13.7149 | 16.8341 | 2.7483
2027 | 8528 | MW | 175.1523 | 223.674 | 286.5719 | 88.5081 | -536.0781 | -517.689 | -583.3862 | -1150.5481 | -247.5979 | -178.1864 | 10.7397 | 13.7149 | 16.8341 | 2.7483
2027 | 8529 | MW | 154.134 | 196.8331 | 263.6461 | 77.8872 | -609.1796 | -571.6149 | -644.1556 | -1307.441 | -283.7059 | -196.7475 | 12.8877 | 16.4579 | 50.5024 | 2.7483
2027 | 8530 | MW | 133.1157 | 169.9923 | 217.7946 | 67.2662 | -657.914 | -603.9705 | -680.6172 | -1412.0363 | -309.4974 | -207.8841 | 12.8877 | 16.4579 | 67.3366 | 2.7483
2027 | 8531 | MW | 126.1096 | 161.0453 | 206.3318 | 63.7259 | -706.6484 | -625.5408 | -704.925 | -1516.6316 | -330.1305 | -215.3086 | 15.0356 | 19.2009 | 50.5024 | 2.7483
2027 | 8532 | MW | 133.1157 | 169.9923 | 217.7946 | 70.8065 | -743.1992 | -625.5408 | -704.925 | -1595.0781 | -340.4471 | -215.3086 | 15.0356 | 19.2009 | 50.5024 | 2.7483
2027 | 8533 | MW | 168.1462 | 214.7271 | 275.109 | 88.5081 | -755.3828 | -625.5408 | -704.925 | -1621.2269 | -345.6054 | -215.3086 | 15.0356 | 19.2009 | 50.5024 | 2.7483
2027 | 8534 | MW | 196.1706 | 250.5149 | 320.9605 | 102.6694 | -767.5664 | -625.5408 | -704.925 | -1647.3757 | -350.7637 | -215.3086 | 15.0356 | 19.2009 | 50.5024 | 2.7483
2027 | 8535 | MW | 231.201 | 295.2497 | 366.812 | 120.3711 | -755.3828 | -614.7556 | -692.7711 | -1621.2269 | -350.7637 | -211.5963 | 15.0356 | 19.2009 | 50.5024 | 0
2027 | 8536 | MW | 280.2437 | 357.8785 | 458.515 | 141.613 | -731.0156 | -603.9705 | -680.6172 | -1568.9293 | -340.4471 | -207.8841 | 10.7397 | 13.7149 | 0 | 0
2027 | 8537 | MW | 161.1401 | 205.7801 | 263.6461 | 84.9678 | -694.4648 | -614.7556 | -692.7711 | -1490.4828 | -330.1305 | -211.5963 | -8.5918 | -10.9719 | -33.6683 | -5.4965
2027 | 8538 | MW | 203.1767 | 259.4619 | 332.4234 | 106.2098 | -682.2812 | -636.326 | -717.0788 | -1464.334 | -324.9722 | -219.0208 | -10.7397 | -13.7149 | -33.6683 | -8.2448
2027 | 8539 | MW | 231.201 | 295.2497 | 378.2749 | 120.3711 | -645.7304 | -614.7556 | -692.7711 | -1385.8875 | -304.3391 | -211.5963 | -10.7397 | -13.7149 | -33.6683 | -8.2448
2027 | 8540 | MW | 252.2193 | 322.0906 | 412.6635 | 127.4517 | -621.3632 | -593.1853 | -668.4633 | -1333.5899 | -288.8642 | -204.1719 | -10.7397 | -13.7149 | -33.6683 | -8.2448
2027 | 8541 | MW | 252.2193 | 322.0906 | 412.6635 | 127.4517 | -584.8125 | -571.6149 | -644.1556 | -1255.1434 | -273.3893 | -196.7475 | -10.7397 | -13.7149 | -33.6683 | -8.2448
2027 | 8542 | MW | 672.5848 | 858.9083 | 1100.436 | 343.4115 | -536.0781 | -539.2593 | -607.6939 | -1150.5481 | -252.7562 | -185.6108 | 10.7397 | 13.7149 | 16.8341 | -1.3741
2027 | 8543 | MW | 672.5848 | 858.9083 | 1088.9732 | 339.8712 | -475.1601 | -474.5482 | -534.7707 | -1019.804 | -216.6482 | -163.3375 | 15.0356 | 19.2009 | 16.8341 | 0
2027 | 8544 | MW | 637.5543 | 814.1735 | 1031.6588 | 318.6293 | -402.0586 | -409.8371 | -461.8474 | -862.9111 | -185.6984 | -141.0642 | 15.0356 | 19.2009 | 16.8341 | 0
2027 | 8545 | MW | 581.5056 | 742.5978 | 951.4187 | 290.3067 | -353.3242 | -355.9112 | -401.078 | -758.3158 | -159.907 | -122.5031 | 10.7397 | 13.7149 | 16.8341 | 2.7483
2027 | 8546 | MW | 525.4569 | 671.0221 | 848.2528 | 265.5244 | -316.7734 | -334.3408 | -376.7702 | -679.8693 | -144.4321 | -115.0787 | 8.5918 | 10.9719 | 16.8341 | 2.7483
2027 | 8547 | MW | 448.3899 | 572.6055 | 733.624 | 223.0405 | -316.7734 | -323.5556 | -364.6164 | -679.8693 | -139.2738 | -111.3665 | 8.5918 | 10.9719 | 16.8341 | 2.7483
2027 | 8548 | MW | 371.3228 | 474.189 | 607.5324 | 184.0969 | -316.7734 | -323.5556 | -364.6164 | -679.8693 | -139.2738 | -111.3665 | 8.5918 | 10.9719 | 16.8341 | 2.7483
2027 | 8549 | MW | 308.268 | 393.6663 | 515.8294 | 148.6937 | -316.7734 | -334.3408 | -376.7702 | -679.8693 | -144.4321 | -115.0787 | 8.5918 | 10.9719 | 16.8341 | 2.7483
2027 | 8550 | MW | 259.2254 | 331.0376 | 424.1264 | 123.9114 | -365.5078 | -377.4815 | -425.3857 | -784.4646 | -159.907 | -129.9276 | 8.5918 | 10.9719 | 16.8341 | 2.7483
2027 | 8551 | MW | 210.1827 | 268.4088 | 343.8863 | 102.6694 | -462.9765 | -452.9778 | -510.4629 | -993.6552 | -206.3316 | -155.9131 | 10.7397 | 13.7149 | 16.8341 | 2.7483
2027 | 8552 | MW | 168.1462 | 214.7271 | 286.5719 | 84.9678 | -548.2617 | -506.9038 | -571.2323 | -1176.6969 | -252.7562 | -174.4742 | 12.8877 | 16.4579 | 16.8341 | 2.7483
2027 | 8553 | MW | 154.134 | 196.8331 | 252.1833 | 77.8872 | -621.3632 | -571.6149 | -644.1556 | -1333.5899 | -283.7059 | -196.7475 | 12.8877 | 16.4579 | 50.5024 | 2.7483
2027 | 8554 | MW | 133.1157 | 169.9923 | 229.2575 | 67.2662 | -682.2812 | -603.9705 | -680.6172 | -1464.334 | -314.6557 | -207.8841 | 12.8877 | 16.4579 | 50.5024 | 4.1224
2027 | 8555 | MW | 126.1096 | 161.0453 | 206.3318 | 63.7259 | -731.0156 | -625.5408 | -704.925 | -1568.9293 | -335.2888 | -215.3086 | 10.7397 | 13.7149 | 50.5024 | 4.1224
2027 | 8556 | MW | 133.1157 | 169.9923 | 217.7946 | 70.8065 | -767.5664 | -625.5408 | -704.925 | -1647.3757 | -355.922 | -215.3086 | 10.7397 | 13.7149 | 50.5024 | 2.7483
2027 | 8557 | MW | 175.1523 | 223.674 | 275.109 | 88.5081 | -779.7499 | -625.5408 | -704.925 | -1673.5245 | -366.2386 | -215.3086 | 10.7397 | 13.7149 | 50.5024 | 2.7483
2027 | 8558 | MW | 196.1706 | 250.5149 | 309.4976 | 106.2098 | -791.9335 | -625.5408 | -704.925 | -1699.6734 | -366.2386 | -215.3086 | 10.7397 | 13.7149 | 50.5024 | 2.7483
2027 | 8559 | MW | 224.1949 | 286.3028 | 366.812 | 120.3711 | -779.7499 | -614.7556 | -692.7711 | -1673.5245 | -366.2386 | -211.5963 | 10.7397 | 13.7149 | 50.5024 | 0
2027 | 8560 | MW | 280.2437 | 357.8785 | 458.515 | 141.613 | -755.3828 | -593.1853 | -668.4633 | -1621.2269 | -355.922 | -204.1719 | 6.4438 | 8.2289 | 0 | 0
2027 | 8561 | MW | 161.1401 | 205.7801 | 263.6461 | 81.4275 | -718.832 | -593.1853 | -668.4633 | -1542.7804 | -340.4471 | -204.1719 | -6.4438 | -8.2289 | -16.8341 | -6.8707
2027 | 8562 | MW | 203.1767 | 259.4619 | 332.4234 | 102.6694 | -706.6484 | -636.326 | -717.0788 | -1516.6316 | -330.1305 | -219.0208 | -8.5918 | -10.9719 | -33.6683 | -8.2448
2027 | 8563 | MW | 238.2071 | 304.1967 | 389.7378 | 120.3711 | -657.914 | -614.7556 | -692.7711 | -1412.0363 | -304.3391 | -211.5963 | -10.7397 | -13.7149 | -33.6683 | -8.2448
2027 | 8564 | MW | 252.2193 | 322.0906 | 412.6635 | 130.992 | -621.3632 | -593.1853 | -668.4633 | -1333.5899 | -288.8642 | -204.1719 | -10.7397 | -13.7149 | -33.6683 | -8.2448
2027 | 8565 | MW | 252.2193 | 322.0906 | 412.6635 | 127.4517 | -596.9961 | -571.6149 | -644.1556 | -1281.2922 | -273.3893 | -196.7475 | -10.7397 | -13.7149 | -33.6683 | -8.2448
2027 | 8566 | MW | 679.5909 | 867.8553 | 1111.8989 | 343.4115 | -536.0781 | -539.2593 | -607.6939 | -1150.5481 | -252.7562 | -185.6108 | 12.8877 | 16.4579 | 16.8341 | -1.3741
2027 | 8567 | MW | 679.5909 | 867.8553 | 1100.436 | 339.8712 | -475.1601 | -474.5482 | -534.7707 | -1019.804 | -216.6482 | -163.3375 | 15.0356 | 19.2009 | 16.8341 | 0
2027 | 8568 | MW | 637.5543 | 814.1735 | 1043.1217 | 318.6293 | -402.0586 | -409.8371 | -461.8474 | -862.9111 | -185.6984 | -141.0642 | 12.8877 | 16.4579 | 16.8341 | 0
2027 | 8569 | MW | 581.5056 | 742.5978 | 951.4187 | 293.847 | -353.3242 | -355.9112 | -401.078 | -758.3158 | -154.7487 | -122.5031 | 12.8877 | 16.4579 | 16.8341 | 2.7483
2027 | 8570 | MW | 525.4569 | 671.0221 | 848.2528 | 265.5244 | -316.7734 | -334.3408 | -376.7702 | -679.8693 | -144.4321 | -115.0787 | 10.7397 | 13.7149 | 16.8341 | 2.7483
2027 | 8571 | MW | 448.3899 | 572.6055 | 733.624 | 223.0405 | -304.5898 | -312.7704 | -352.4625 | -653.7205 | -139.2738 | -107.6543 | 8.5918 | 10.9719 | 0 | 2.7483
2027 | 8572 | MW | 371.3228 | 474.189 | 607.5324 | 184.0969 | -304.5898 | -312.7704 | -352.4625 | -653.7205 | -139.2738 | -107.6543 | 8.5918 | 10.9719 | 0 | 2.7483
2027 | 8573 | MW | 308.268 | 393.6663 | 504.3665 | 148.6937 | -316.7734 | -323.5556 | -364.6164 | -679.8693 | -139.2738 | -111.3665 | 8.5918 | 10.9719 | 0 | 2.7483
2027 | 8574 | MW | 259.2254 | 331.0376 | 424.1264 | 123.9114 | -365.5078 | -366.6964 | -413.2319 | -784.4646 | -159.907 | -126.2154 | 8.5918 | 10.9719 | 16.8341 | 2.7483
2027 | 8575 | MW | 210.1827 | 268.4088 | 343.8863 | 102.6694 | -450.7929 | -442.1927 | -498.309 | -967.5064 | -201.1733 | -152.2009 | 10.7397 | 13.7149 | 16.8341 | 2.7483
2027 | 8576 | MW | 168.1462 | 214.7271 | 286.5719 | 84.9678 | -536.0781 | -485.3334 | -546.9245 | -1150.5481 | -242.4396 | -167.0497 | 10.7397 | 13.7149 | 16.8341 | 4.1224
2027 | 8577 | MW | 147.1279 | 187.8862 | 252.1833 | 74.3468 | -609.1796 | -550.0445 | -619.8478 | -1307.441 | -278.5476 | -189.323 | 12.8877 | 16.4579 | 50.5024 | 4.1224
2027 | 8578 | MW | 133.1157 | 169.9923 | 217.7946 | 67.2662 | -657.914 | -582.4001 | -656.3094 | -1412.0363 | -299.1808 | -200.4597 | 12.8877 | 16.4579 | 50.5024 | 2.7483
2027 | 8579 | MW | 126.1096 | 161.0453 | 206.3318 | 60.1855 | -706.6484 | -593.1853 | -668.4633 | -1516.6316 | -324.9722 | -204.1719 | 15.0356 | 19.2009 | 50.5024 | 2.7483
2027 | 8580 | MW | 133.1157 | 169.9923 | 217.7946 | 67.2662 | -731.0156 | -603.9705 | -680.6172 | -1568.9293 | -340.4471 | -207.8841 | 15.0356 | 19.2009 | 33.6683 | 2.7483
2027 | 8581 | MW | 175.1523 | 223.674 | 286.5719 | 84.9678 | -755.3828 | -603.9705 | -680.6172 | -1621.2269 | -345.6054 | -207.8841 | 15.0356 | 19.2009 | 33.6683 | 2.7483
2027 | 8582 | MW | 196.1706 | 250.5149 | 320.9605 | 102.6694 | -767.5664 | -603.9705 | -680.6172 | -1647.3757 | -350.7637 | -207.8841 | 12.8877 | 16.4579 | 33.6683 | 2.7483
2027 | 8583 | MW | 224.1949 | 286.3028 | 366.812 | 116.8307 | -767.5664 | -593.1853 | -668.4633 | -1647.3757 | -350.7637 | -204.1719 | 12.8877 | 16.4579 | 33.6683 | 0
2027 | 8584 | MW | 280.2437 | 357.8785 | 458.515 | 141.613 | -743.1992 | -582.4001 | -656.3094 | -1595.0781 | -340.4471 | -200.4597 | 8.5918 | 10.9719 | 0 | 0
2027 | 8585 | MW | 161.1401 | 205.7801 | 263.6461 | 84.9678 | -706.6484 | -582.4001 | -656.3094 | -1516.6316 | -330.1305 | -200.4597 | -6.4438 | -8.2289 | -16.8341 | -5.4965
2027 | 8586 | MW | 210.1827 | 268.4088 | 332.4234 | 106.2098 | -694.4648 | -625.5408 | -704.925 | -1490.4828 | -324.9722 | -215.3086 | -8.5918 | -10.9719 | -33.6683 | -6.8707
2027 | 8587 | MW | 238.2071 | 304.1967 | 389.7378 | 123.9114 | -645.7304 | -603.9705 | -680.6172 | -1385.8875 | -299.1808 | -207.8841 | -8.5918 | -10.9719 | -33.6683 | -6.8707
2027 | 8588 | MW | 259.2254 | 331.0376 | 412.6635 | 130.992 | -621.3632 | -582.4001 | -656.3094 | -1333.5899 | -283.7059 | -200.4597 | -8.5918 | -10.9719 | -33.6683 | -6.8707
2027 | 8589 | MW | 252.2193 | 322.0906 | 412.6635 | 130.992 | -584.8125 | -560.8297 | -632.0017 | -1255.1434 | -273.3893 | -193.0353 | -8.5918 | -10.9719 | -33.6683 | -6.8707
2027 | 8590 | MW | 679.5909 | 867.8553 | 1111.8989 | 343.4115 | -536.0781 | -528.4742 | -595.54 | -1150.5481 | -247.5979 | -181.8986 | 12.8877 | 16.4579 | 16.8341 | 0
2027 | 8591 | MW | 672.5848 | 858.9083 | 1100.436 | 339.8712 | -462.9765 | -463.763 | -522.6168 | -993.6552 | -216.6482 | -159.6253 | 17.1836 | 21.9439 | 16.8341 | 1.3741
2027 | 8592 | MW | 637.5543 | 814.1735 | 1031.6588 | 318.6293 | -402.0586 | -409.8371 | -461.8474 | -862.9111 | -180.5401 | -141.0642 | 15.0356 | 19.2009 | 16.8341 | 1.3741
2027 | 8593 | MW | 581.5056 | 742.5978 | 939.9558 | 290.3067 | -328.957 | -345.126 | -388.9241 | -706.0182 | -149.5904 | -118.7909 | 12.8877 | 16.4579 | 16.8341 | 2.7483
2027 | 8594 | MW | 525.4569 | 671.0221 | 848.2528 | 265.5244 | -304.5898 | -323.5556 | -364.6164 | -653.7205 | -134.1155 | -111.3665 | 12.8877 | 16.4579 | 16.8341 | 2.7483
2027 | 8595 | MW | 448.3899 | 572.6055 | 733.624 | 223.0405 | -292.4062 | -312.7704 | -352.4625 | -627.5717 | -128.9572 | -107.6543 | 10.7397 | 13.7149 | 16.8341 | 2.7483
2027 | 8596 | MW | 371.3228 | 474.189 | 607.5324 | 180.5566 | -292.4062 | -312.7704 | -352.4625 | -627.5717 | -128.9572 | -107.6543 | 10.7397 | 13.7149 | 16.8341 | 2.7483
2027 | 8597 | MW | 308.268 | 393.6663 | 515.8294 | 148.6937 | -292.4062 | -312.7704 | -352.4625 | -627.5717 | -128.9572 | -107.6543 | 10.7397 | 13.7149 | 16.8341 | 2.7483
2027 | 8598 | MW | 266.2315 | 339.9845 | 435.5893 | 127.4517 | -316.7734 | -334.3408 | -376.7702 | -679.8693 | -139.2738 | -115.0787 | 10.7397 | 13.7149 | 16.8341 | 2.7483
2027 | 8599 | MW | 231.201 | 295.2497 | 378.2749 | 109.7501 | -365.5078 | -377.4815 | -425.3857 | -784.4646 | -165.0653 | -129.9276 | 10.7397 | 13.7149 | 16.8341 | 2.7483
2027 | 8600 | MW | 203.1767 | 259.4619 | 332.4234 | 99.1291 | -389.875 | -377.4815 | -425.3857 | -836.7623 | -190.8567 | -129.9276 | 12.8877 | 16.4579 | 16.8341 | 4.1224
2027 | 8601 | MW | 175.1523 | 223.674 | 286.5719 | 88.5081 | -426.4258 | -420.6223 | -474.0013 | -915.2087 | -206.3316 | -144.7764 | 15.0356 | 19.2009 | 50.5024 | 4.1224
2027 | 8602 | MW | 168.1462 | 214.7271 | 275.109 | 84.9678 | -450.7929 | -442.1927 | -498.309 | -967.5064 | -211.4899 | -152.2009 | 17.1836 | 21.9439 | 50.5024 | 4.1224
2027 | 8603 | MW | 182.1584 | 232.621 | 298.0348 | 95.5888 | -487.3437 | -442.1927 | -498.309 | -1045.9528 | -221.8064 | -152.2009 | 17.1836 | 21.9439 | 50.5024 | 4.1224
2027 | 8604 | MW | 224.1949 | 286.3028 | 366.812 | 116.8307 | -499.5273 | -442.1927 | -498.309 | -1072.1017 | -232.123 | -152.2009 | 17.1836 | 21.9439 | 50.5024 | 4.1224
2027 | 8605 | MW | 287.2497 | 366.8254 | 469.9779 | 145.1533 | -523.8945 | -452.9778 | -510.4629 | -1124.3993 | -237.2813 | -155.9131 | 17.1836 | 21.9439 | 50.5024 | 4.1224
2027 | 8606 | MW | 329.2863 | 420.5072 | 527.2923 | 166.3953 | -536.0781 | -442.1927 | -498.309 | -1150.5481 | -242.4396 | -152.2009 | 15.0356 | 19.2009 | 50.5024 | 4.1224
2027 | 8607 | MW | 350.3046 | 447.3481 | 573.1438 | 180.5566 | -536.0781 | -431.4075 | -486.1551 | -1150.5481 | -242.4396 | -148.4887 | 15.0356 | 19.2009 | 50.5024 | 1.3741
2027 | 8608 | MW | 147.1279 | 187.8862 | 240.7204 | 77.8872 | -511.7109 | -420.6223 | -474.0013 | -1098.2505 | -242.4396 | -144.7764 | 10.7397 | 13.7149 | 0 | 1.3741
2027 | 8609 | MW | 161.1401 | 205.7801 | 263.6461 | 81.4275 | -499.5273 | -431.4075 | -486.1551 | -1072.1017 | -237.2813 | -148.4887 | -6.4438 | -8.2289 | -16.8341 | -5.4965
2027 | 8610 | MW | 175.1523 | 223.674 | 286.5719 | 88.5081 | -523.8945 | -506.9038 | -571.2323 | -1124.3993 | -247.5979 | -174.4742 | -8.5918 | -10.9719 | -33.6683 | -6.8707
2027 | 8611 | MW | 189.1645 | 241.568 | 309.4976 | 95.5888 | -523.8945 | -517.689 | -583.3862 | -1124.3993 | -252.7562 | -178.1864 | -8.5918 | -10.9719 | -33.6683 | -6.8707
2027 | 8612 | MW | 196.1706 | 250.5149 | 320.9605 | 99.1291 | -523.8945 | -528.4742 | -595.54 | -1124.3993 | -252.7562 | -181.8986 | -8.5918 | -10.9719 | -33.6683 | -6.8707
2027 | 8613 | MW | 609.53 | 778.3856 | 997.2702 | 308.0083 | -523.8945 | -517.689 | -583.3862 | -1124.3993 | -247.5979 | -178.1864 | -8.5918 | -10.9719 | -33.6683 | -6.8707
2027 | 8614 | MW | 595.5178 | 760.4917 | 974.3444 | 300.9276 | -487.3437 | -496.1186 | -559.0784 | -1045.9528 | -232.123 | -170.762 | 12.8877 | 16.4579 | 0 | 0
2027 | 8615 | MW | 574.4995 | 733.6508 | 928.4929 | 286.7663 | -438.6093 | -442.1927 | -498.309 | -941.3576 | -201.1733 | -152.2009 | 17.1836 | 21.9439 | 16.8341 | 1.3741
2027 | 8616 | MW | 553.4812 | 706.8099 | 894.1043 | 276.1454 | -365.5078 | -388.2667 | -437.5396 | -784.4646 | -170.2236 | -133.6398 | 15.0356 | 19.2009 | 16.8341 | 1.3741
2027 | 8617 | MW | 518.4508 | 662.0751 | 848.2528 | 258.4437 | -328.957 | -345.126 | -388.9241 | -706.0182 | -149.5904 | -118.7909 | 12.8877 | 16.4579 | 16.8341 | 2.7483
2027 | 8618 | MW | 462.402 | 590.4994 | 756.5498 | 230.1211 | -304.5898 | -323.5556 | -364.6164 | -653.7205 | -134.1155 | -111.3665 | 10.7397 | 13.7149 | 16.8341 | 2.7483
2027 | 8619 | MW | 406.3533 | 518.9238 | 653.3839 | 201.7985 | -292.4062 | -312.7704 | -352.4625 | -627.5717 | -128.9572 | -107.6543 | 10.7397 | 13.7149 | 16.8341 | 2.7483
2027 | 8620 | MW | 350.3046 | 447.3481 | 573.1438 | 177.0163 | -292.4062 | -301.9852 | -340.3086 | -627.5717 | -128.9572 | -103.9421 | 10.7397 | 13.7149 | 0 | 2.7483
2027 | 8621 | MW | 308.268 | 393.6663 | 504.3665 | 152.234 | -292.4062 | -312.7704 | -352.4625 | -627.5717 | -134.1155 | -107.6543 | 10.7397 | 13.7149 | 0 | 2.7483
2027 | 8622 | MW | 273.2376 | 348.9315 | 447.0521 | 130.992 | -316.7734 | -323.5556 | -364.6164 | -679.8693 | -144.4321 | -111.3665 | 10.7397 | 13.7149 | 16.8341 | 2.7483
2027 | 8623 | MW | 245.2132 | 313.1436 | 401.2006 | 116.8307 | -365.5078 | -377.4815 | -425.3857 | -784.4646 | -170.2236 | -129.9276 | 10.7397 | 13.7149 | 16.8341 | 2.7483
2027 | 8624 | MW | 210.1827 | 268.4088 | 343.8863 | 99.1291 | -389.875 | -377.4815 | -425.3857 | -836.7623 | -190.8567 | -129.9276 | 12.8877 | 16.4579 | 16.8341 | 4.1224
2027 | 8625 | MW | 196.1706 | 250.5149 | 320.9605 | 92.0485 | -438.6093 | -420.6223 | -474.0013 | -941.3576 | -206.3316 | -144.7764 | 15.0356 | 19.2009 | 50.5024 | 4.1224
2027 | 8626 | MW | 189.1645 | 241.568 | 309.4976 | 92.0485 | -450.7929 | -452.9778 | -510.4629 | -967.5064 | -211.4899 | -155.9131 | 15.0356 | 19.2009 | 50.5024 | 4.1224
2027 | 8627 | MW | 203.1767 | 259.4619 | 332.4234 | 99.1291 | -475.1601 | -463.763 | -522.6168 | -1019.804 | -221.8064 | -159.6253 | 15.0356 | 19.2009 | 50.5024 | 4.1224
2027 | 8628 | MW | 231.201 | 295.2497 | 378.2749 | 116.8307 | -487.3437 | -463.763 | -522.6168 | -1045.9528 | -226.9647 | -159.6253 | 15.0356 | 19.2009 | 50.5024 | 4.1224
2027 | 8629 | MW | 294.2558 | 375.7724 | 469.9779 | 148.6937 | -511.7109 | -463.763 | -522.6168 | -1098.2505 | -237.2813 | -159.6253 | 12.8877 | 16.4579 | 50.5024 | 4.1224
2027 | 8630 | MW | 329.2863 | 420.5072 | 538.7551 | 162.855 | -511.7109 | -463.763 | -522.6168 | -1098.2505 | -242.4396 | -159.6253 | 12.8877 | 16.4579 | 50.5024 | 4.1224
2027 | 8631 | MW | 357.3107 | 456.295 | 584.6066 | 180.5566 | -499.5273 | -452.9778 | -510.4629 | -1072.1017 | -242.4396 | -155.9131 | 12.8877 | 16.4579 | 50.5024 | 1.3741
2027 | 8632 | MW | 147.1279 | 187.8862 | 240.7204 | 74.3468 | -487.3437 | -442.1927 | -498.309 | -1045.9528 | -242.4396 | -152.2009 | 8.5918 | 10.9719 | 0 | 1.3741
2027 | 8633 | MW | 161.1401 | 205.7801 | 263.6461 | 81.4275 | -487.3437 | -474.5482 | -534.7707 | -1045.9528 | -242.4396 | -163.3375 | -6.4438 | -8.2289 | -16.8341 | -5.4965
2027 | 8634 | MW | 182.1584 | 232.621 | 286.5719 | 88.5081 | -523.8945 | -528.4742 | -595.54 | -1124.3993 | -252.7562 | -181.8986 | -8.5918 | -10.9719 | -33.6683 | -6.8707
2027 | 8635 | MW | 189.1645 | 241.568 | 298.0348 | 95.5888 | -536.0781 | -539.2593 | -607.6939 | -1150.5481 | -257.9145 | -185.6108 | -8.5918 | -10.9719 | -33.6683 | -8.2448
2027 | 8636 | MW | 182.1584 | 232.621 | 298.0348 | 92.0485 | -536.0781 | -550.0445 | -619.8478 | -1150.5481 | -257.9145 | -189.323 | -8.5918 | -10.9719 | -33.6683 | -8.2448
2027 | 8637 | MW | 602.5239 | 769.4387 | 985.8073 | 300.9276 | -523.8945 | -539.2593 | -607.6939 | -1124.3993 | -252.7562 | -185.6108 | -8.5918 | -10.9719 | -33.6683 | -8.2448
2027 | 8638 | MW | 595.5178 | 760.4917 | 974.3444 | 297.3873 | -487.3437 | -506.9038 | -571.2323 | -1045.9528 | -232.123 | -174.4742 | 12.8877 | 16.4579 | 0 | 0
2027 | 8639 | MW | 581.5056 | 742.5978 | 951.4187 | 290.3067 | -438.6093 | -452.9778 | -510.4629 | -941.3576 | -206.3316 | -155.9131 | 17.1836 | 21.9439 | 16.8341 | 1.3741
2027 | 8640 | MW | 553.4812 | 706.8099 | 894.1043 | 276.1454 | -365.5078 | -388.2667 | -437.5396 | -784.4646 | -170.2236 | -133.6398 | 15.0356 | 19.2009 | 16.8341 | 1.3741
2027 | 8641 | MW | 511.4447 | 653.1282 | 825.327 | 258.4437 | -328.957 | -345.126 | -388.9241 | -706.0182 | -144.4321 | -118.7909 | 8.5918 | 10.9719 | 0 | 4.1224
2027 | 8642 | MW | 448.3899 | 572.6055 | 733.624 | 226.5808 | -304.5898 | -312.7704 | -352.4625 | -653.7205 | -134.1155 | -107.6543 | 8.5918 | 10.9719 | 0 | 4.1224
2027 | 8643 | MW | 392.3411 | 501.0298 | 641.921 | 194.7179 | -292.4062 | -301.9852 | -340.3086 | -627.5717 | -128.9572 | -103.9421 | 6.4438 | 8.2289 | 0 | 2.7483
2027 | 8644 | MW | 343.2985 | 438.4011 | 561.6809 | 169.9356 | -292.4062 | -301.9852 | -340.3086 | -627.5717 | -128.9572 | -103.9421 | 6.4438 | 8.2289 | 0 | 2.7483
2027 | 8645 | MW | 294.2558 | 375.7724 | 481.4408 | 148.6937 | -292.4062 | -312.7704 | -352.4625 | -627.5717 | -128.9572 | -107.6543 | 6.4438 | 8.2289 | 0 | 2.7483
2027 | 8646 | MW | 259.2254 | 331.0376 | 424.1264 | 130.992 | -316.7734 | -323.5556 | -364.6164 | -679.8693 | -139.2738 | -111.3665 | 8.5918 | 10.9719 | 0 | 2.7483
2027 | 8647 | MW | 224.1949 | 286.3028 | 366.812 | 113.2904 | -365.5078 | -377.4815 | -425.3857 | -784.4646 | -165.0653 | -129.9276 | 8.5918 | 10.9719 | 16.8341 | 4.1224
2027 | 8648 | MW | 189.1645 | 241.568 | 309.4976 | 95.5888 | -414.2422 | -399.0519 | -449.6935 | -889.0599 | -196.015 | -137.352 | 10.7397 | 13.7149 | 16.8341 | 4.1224
2027 | 8649 | MW | 175.1523 | 223.674 | 286.5719 | 88.5081 | -462.9765 | -442.1927 | -498.309 | -993.6552 | -216.6482 | -152.2009 | 10.7397 | 13.7149 | 50.5024 | 5.4965
2027 | 8650 | MW | 154.134 | 196.8331 | 252.1833 | 81.4275 | -487.3437 | -463.763 | -522.6168 | -1045.9528 | -226.9647 | -159.6253 | 10.7397 | 13.7149 | 50.5024 | 5.4965
2027 | 8651 | MW | 147.1279 | 187.8862 | 240.7204 | 77.8872 | -523.8945 | -474.5482 | -534.7707 | -1124.3993 | -242.4396 | -163.3375 | 10.7397 | 13.7149 | 33.6683 | 5.4965
2027 | 8652 | MW | 154.134 | 196.8331 | 252.1833 | 81.4275 | -548.2617 | -485.3334 | -546.9245 | -1176.6969 | -252.7562 | -167.0497 | 10.7397 | 13.7149 | 33.6683 | 4.1224
2027 | 8653 | MW | 189.1645 | 241.568 | 309.4976 | 99.1291 | -560.4453 | -485.3334 | -546.9245 | -1202.8458 | -257.9145 | -167.0497 | 10.7397 | 13.7149 | 33.6683 | 4.1224
2027 | 8654 | MW | 210.1827 | 268.4088 | 343.8863 | 109.7501 | -572.6289 | -485.3334 | -546.9245 | -1228.9946 | -263.0728 | -167.0497 | 8.5918 | 10.9719 | 33.6683 | 4.1224
2027 | 8655 | MW | 238.2071 | 304.1967 | 389.7378 | 123.9114 | -560.4453 | -474.5482 | -534.7707 | -1202.8458 | -263.0728 | -163.3375 | 8.5918 | 10.9719 | 33.6683 | 1.3741
2027 | 8656 | MW | 287.2497 | 366.8254 | 469.9779 | 145.1533 | -536.0781 | -463.763 | -522.6168 | -1150.5481 | -257.9145 | -159.6253 | 6.4438 | 8.2289 | 0 | 1.3741
2027 | 8657 | MW | 161.1401 | 205.7801 | 263.6461 | 81.4275 | -523.8945 | -463.763 | -522.6168 | -1124.3993 | -252.7562 | -159.6253 | -6.4438 | -8.2289 | -16.8341 | -6.8707
2027 | 8658 | MW | 203.1767 | 259.4619 | 332.4234 | 102.6694 | -548.2617 | -528.4742 | -595.54 | -1176.6969 | -263.0728 | -181.8986 | -8.5918 | -10.9719 | -33.6683 | -8.2448
2027 | 8659 | MW | 238.2071 | 304.1967 | 389.7378 | 120.3711 | -536.0781 | -528.4742 | -595.54 | -1150.5481 | -257.9145 | -181.8986 | -10.7397 | -13.7149 | -33.6683 | -8.2448
2027 | 8660 | MW | 252.2193 | 322.0906 | 412.6635 | 127.4517 | -536.0781 | -528.4742 | -595.54 | -1150.5481 | -252.7562 | -181.8986 | -10.7397 | -13.7149 | -33.6683 | -8.2448
2027 | 8661 | MW | 252.2193 | 322.0906 | 412.6635 | 127.4517 | -523.8945 | -528.4742 | -595.54 | -1124.3993 | -247.5979 | -181.8986 | -10.7397 | -13.7149 | -33.6683 | -8.2448
2027 | 8662 | MW | 693.6031 | 885.7492 | 1123.3618 | 346.9519 | -487.3437 | -496.1186 | -559.0784 | -1045.9528 | -226.9647 | -170.762 | 8.5918 | 10.9719 | 16.8341 | 0
2027 | 8663 | MW | 686.597 | 876.8022 | 1123.3618 | 346.9519 | -438.6093 | -442.1927 | -498.309 | -941.3576 | -206.3316 | -152.2009 | 12.8877 | 16.4579 | 16.8341 | 1.3741
2027 | 8664 | MW | 651.5665 | 832.0674 | 1066.0474 | 325.7099 | -365.5078 | -388.2667 | -437.5396 | -784.4646 | -170.2236 | -133.6398 | 10.7397 | 13.7149 | 0 | 1.3741
2027 | 8665 | MW | 602.5239 | 769.4387 | 985.8073 | 300.9276 | -353.3242 | -366.6964 | -413.2319 | -758.3158 | -154.7487 | -126.2154 | 10.7397 | 13.7149 | 16.8341 | 2.7483
2027 | 8666 | MW | 553.4812 | 706.8099 | 894.1043 | 276.1454 | -316.7734 | -334.3408 | -376.7702 | -679.8693 | -144.4321 | -115.0787 | 8.5918 | 10.9719 | 0 | 2.7483
2027 | 8667 | MW | 476.4142 | 608.3934 | 779.4755 | 237.2018 | -316.7734 | -323.5556 | -364.6164 | -679.8693 | -139.2738 | -111.3665 | 8.5918 | 10.9719 | 0 | 1.3741
2027 | 8668 | MW | 406.3533 | 518.9238 | 664.8468 | 198.2582 | -316.7734 | -323.5556 | -364.6164 | -679.8693 | -139.2738 | -111.3665 | 8.5918 | 10.9719 | 0 | 1.3741
2027 | 8669 | MW | 343.2985 | 438.4011 | 573.1438 | 166.3953 | -328.957 | -334.3408 | -376.7702 | -706.0182 | -144.4321 | -115.0787 | 8.5918 | 10.9719 | 0 | 2.7483
2027 | 8670 | MW | 294.2558 | 375.7724 | 481.4408 | 141.613 | -377.6914 | -377.4815 | -425.3857 | -810.6135 | -165.0653 | -129.9276 | 8.5918 | 10.9719 | 0 | 2.7483
2027 | 8671 | MW | 238.2071 | 304.1967 | 389.7378 | 120.3711 | -462.9765 | -463.763 | -522.6168 | -993.6552 | -211.4899 | -159.6253 | 8.5918 | 10.9719 | 16.8341 | 2.7483
2027 | 8672 | MW | 196.1706 | 250.5149 | 320.9605 | 95.5888 | -548.2617 | -517.689 | -583.3862 | -1176.6969 | -252.7562 | -178.1864 | 10.7397 | 13.7149 | 16.8341 | 2.7483
2027 | 8673 | MW | 168.1462 | 214.7271 | 275.109 | 81.4275 | -621.3632 | -571.6149 | -644.1556 | -1333.5899 | -283.7059 | -196.7475 | 10.7397 | 13.7149 | 50.5024 | 2.7483
2027 | 8674 | MW | 140.1218 | 178.9392 | 240.7204 | 70.8065 | -657.914 | -603.9705 | -680.6172 | -1412.0363 | -304.3391 | -207.8841 | 12.8877 | 16.4579 | 50.5024 | 2.7483
2027 | 8675 | MW | 133.1157 | 169.9923 | 217.7946 | 67.2662 | -694.4648 | -625.5408 | -704.925 | -1490.4828 | -324.9722 | -215.3086 | 12.8877 | 16.4579 | 50.5024 | 2.7483
2027 | 8676 | MW | 147.1279 | 187.8862 | 240.7204 | 74.3468 | -718.832 | -625.5408 | -704.925 | -1542.7804 | -335.2888 | -215.3086 | 12.8877 | 16.4579 | 50.5024 | 2.7483
2027 | 8677 | MW | 182.1584 | 232.621 | 298.0348 | 88.5081 | -731.0156 | -625.5408 | -704.925 | -1568.9293 | -345.6054 | -215.3086 | 12.8877 | 16.4579 | 50.5024 | 2.7483
2027 | 8678 | MW | 203.1767 | 259.4619 | 320.9605 | 102.6694 | -731.0156 | -625.5408 | -704.925 | -1568.9293 | -350.7637 | -215.3086 | 12.8877 | 16.4579 | 50.5024 | 2.7483
2027 | 8679 | MW | 231.201 | 295.2497 | 378.2749 | 116.8307 | -731.0156 | -625.5408 | -704.925 | -1568.9293 | -345.6054 | -215.3086 | 10.7397 | 13.7149 | 50.5024 | 0
2027 | 8680 | MW | 280.2437 | 357.8785 | 458.515 | 141.613 | -706.6484 | -603.9705 | -680.6172 | -1516.6316 | -340.4471 | -207.8841 | 8.5918 | 10.9719 | 0 | 0
2027 | 8681 | MW | 161.1401 | 205.7801 | 263.6461 | 81.4275 | -682.2812 | -614.7556 | -692.7711 | -1464.334 | -330.1305 | -211.5963 | -8.5918 | -10.9719 | -16.8341 | -5.4965
2027 | 8682 | MW | 203.1767 | 259.4619 | 332.4234 | 102.6694 | -682.2812 | -636.326 | -717.0788 | -1464.334 | -324.9722 | -219.0208 | -8.5918 | -10.9719 | -33.6683 | -6.8707
2027 | 8683 | MW | 238.2071 | 304.1967 | 378.2749 | 120.3711 | -645.7304 | -614.7556 | -692.7711 | -1385.8875 | -304.3391 | -211.5963 | -10.7397 | -13.7149 | -33.6683 | -8.2448
2027 | 8684 | MW | 252.2193 | 322.0906 | 412.6635 | 127.4517 | -621.3632 | -603.9705 | -680.6172 | -1333.5899 | -294.0225 | -207.8841 | -10.7397 | -13.7149 | -33.6683 | -8.2448
2027 | 8685 | MW | 252.2193 | 322.0906 | 401.2006 | 127.4517 | -584.8125 | -582.4001 | -656.3094 | -1255.1434 | -278.5476 | -200.4597 | -10.7397 | -13.7149 | -33.6683 | -8.2448
2027 | 8686 | MW | 679.5909 | 867.8553 | 1111.8989 | 343.4115 | -536.0781 | -539.2593 | -607.6939 | -1150.5481 | -252.7562 | -185.6108 | 10.7397 | 13.7149 | 0 | -1.3741
2027 | 8687 | MW | 679.5909 | 867.8553 | 1111.8989 | 339.8712 | -475.1601 | -474.5482 | -534.7707 | -1019.804 | -216.6482 | -163.3375 | 12.8877 | 16.4579 | 16.8341 | 0
2027 | 8688 | MW | 644.5604 | 823.1204 | 1043.1217 | 322.1696 | -402.0586 | -409.8371 | -461.8474 | -862.9111 | -185.6984 | -141.0642 | 12.8877 | 16.4579 | 16.8341 | 0
2027 | 8689 | MW | 588.5117 | 751.5448 | 962.8815 | 293.847 | -328.957 | -345.126 | -388.9241 | -706.0182 | -149.5904 | -118.7909 | 12.8877 | 16.4579 | 0 | 4.1224
2027 | 8690 | MW | 532.4629 | 679.9691 | 859.7157 | 269.0647 | -304.5898 | -323.5556 | -364.6164 | -653.7205 | -139.2738 | -111.3665 | 10.7397 | 13.7149 | 0 | 4.1224
2027 | 8691 | MW | 455.3959 | 581.5525 | 745.0869 | 226.5808 | -292.4062 | -323.5556 | -364.6164 | -627.5717 | -134.1155 | -111.3665 | 10.7397 | 13.7149 | 0 | 4.1224
2027 | 8692 | MW | 385.335 | 492.0829 | 630.4582 | 187.6372 | -292.4062 | -323.5556 | -364.6164 | -627.5717 | -134.1155 | -111.3665 | 8.5918 | 10.9719 | 0 | 2.7483
2027 | 8693 | MW | 315.2741 | 402.6133 | 527.2923 | 155.7743 | -304.5898 | -334.3408 | -376.7702 | -653.7205 | -139.2738 | -115.0787 | 8.5918 | 10.9719 | 0 | 4.1224
2027 | 8694 | MW | 266.2315 | 339.9845 | 447.0521 | 130.992 | -353.3242 | -366.6964 | -413.2319 | -758.3158 | -159.907 | -126.2154 | 10.7397 | 13.7149 | 0 | 4.1224
2027 | 8695 | MW | 217.1888 | 277.3558 | 355.3491 | 106.2098 | -426.4258 | -431.4075 | -486.1551 | -915.2087 | -196.015 | -148.4887 | 10.7397 | 13.7149 | 16.8341 | 4.1224
2027 | 8696 | MW | 175.1523 | 223.674 | 298.0348 | 88.5081 | -487.3437 | -452.9778 | -510.4629 | -1045.9528 | -232.123 | -155.9131 | 12.8877 | 16.4579 | 16.8341 | 5.4965
2027 | 8697 | MW | 154.134 | 196.8331 | 263.6461 | 77.8872 | -548.2617 | -517.689 | -583.3862 | -1176.6969 | -252.7562 | -178.1864 | 12.8877 | 16.4579 | 50.5024 | 5.4965
2027 | 8698 | MW | 133.1157 | 169.9923 | 229.2575 | 67.2662 | -572.6289 | -539.2593 | -607.6939 | -1228.9946 | -263.0728 | -185.6108 | 12.8877 | 16.4579 | 50.5024 | 4.1224
2027 | 8699 | MW | 126.1096 | 161.0453 | 217.7946 | 63.7259 | -609.1796 | -550.0445 | -619.8478 | -1307.441 | -273.3893 | -189.323 | 12.8877 | 16.4579 | 33.6683 | 4.1224
2027 | 8700 | MW | 140.1218 | 178.9392 | 229.2575 | 70.8065 | -633.5468 | -550.0445 | -619.8478 | -1359.7387 | -283.7059 | -189.323 | 12.8877 | 16.4579 | 33.6683 | 4.1224
2027 | 8701 | MW | 175.1523 | 223.674 | 286.5719 | 88.5081 | -645.7304 | -550.0445 | -619.8478 | -1385.8875 | -294.0225 | -189.323 | 12.8877 | 16.4579 | 33.6683 | 4.1224
2027 | 8702 | MW | 196.1706 | 250.5149 | 320.9605 | 102.6694 | -657.914 | -550.0445 | -619.8478 | -1412.0363 | -294.0225 | -189.323 | 12.8877 | 16.4579 | 33.6683 | 4.1224
2027 | 8703 | MW | 231.201 | 295.2497 | 366.812 | 116.8307 | -645.7304 | -528.4742 | -595.54 | -1385.8875 | -294.0225 | -181.8986 | 12.8877 | 16.4579 | 33.6683 | 1.3741
2027 | 8704 | MW | 280.2437 | 357.8785 | 458.515 | 141.613 | -633.5468 | -528.4742 | -595.54 | -1359.7387 | -288.8642 | -181.8986 | 8.5918 | 10.9719 | 0 | 1.3741
2027 | 8705 | MW | 161.1401 | 205.7801 | 263.6461 | 81.4275 | -609.1796 | -539.2593 | -607.6939 | -1307.441 | -283.7059 | -185.6108 | -6.4438 | -8.2289 | -16.8341 | -5.4965
2027 | 8706 | MW | 203.1767 | 259.4619 | 332.4234 | 102.6694 | -609.1796 | -582.4001 | -656.3094 | -1307.441 | -288.8642 | -200.4597 | -8.5918 | -10.9719 | -33.6683 | -6.8707
2027 | 8707 | MW | 231.201 | 295.2497 | 378.2749 | 120.3711 | -596.9961 | -582.4001 | -656.3094 | -1281.2922 | -283.7059 | -200.4597 | -10.7397 | -13.7149 | -33.6683 | -8.2448
2027 | 8708 | MW | 252.2193 | 322.0906 | 412.6635 | 130.992 | -596.9961 | -582.4001 | -656.3094 | -1281.2922 | -278.5476 | -200.4597 | -10.7397 | -13.7149 | -33.6683 | -8.2448
2027 | 8709 | MW | 252.2193 | 322.0906 | 401.2006 | 127.4517 | -572.6289 | -571.6149 | -644.1556 | -1228.9946 | -268.2311 | -196.7475 | -10.7397 | -13.7149 | -33.6683 | -8.2448
2027 | 8710 | MW | 679.5909 | 867.8553 | 1111.8989 | 343.4115 | -523.8945 | -528.4742 | -595.54 | -1124.3993 | -242.4396 | -181.8986 | 12.8877 | 16.4579 | 16.8341 | 0
2027 | 8711 | MW | 672.5848 | 858.9083 | 1100.436 | 339.8712 | -450.7929 | -463.763 | -522.6168 | -967.5064 | -211.4899 | -159.6253 | 17.1836 | 21.9439 | 16.8341 | 1.3741
2027 | 8712 | MW | 637.5543 | 814.1735 | 1043.1217 | 318.6293 | -377.6914 | -399.0519 | -449.6935 | -810.6135 | -175.3818 | -137.352 | 15.0356 | 19.2009 | 16.8341 | 1.3741
2027 | 8713 | MW | 581.5056 | 742.5978 | 951.4187 | 290.3067 | -341.1406 | -355.9112 | -401.078 | -732.167 | -154.7487 | -122.5031 | 12.8877 | 16.4579 | 16.8341 | 2.7483
2027 | 8714 | MW | 525.4569 | 671.0221 | 859.7157 | 265.5244 | -316.7734 | -334.3408 | -376.7702 | -679.8693 | -144.4321 | -115.0787 | 10.7397 | 13.7149 | 16.8341 | 1.3741
2027 | 8715 | MW | 448.3899 | 572.6055 | 733.624 | 223.0405 | -304.5898 | -323.5556 | -364.6164 | -653.7205 | -134.1155 | -111.3665 | 10.7397 | 13.7149 | 16.8341 | 1.3741
2027 | 8716 | MW | 378.3289 | 483.1359 | 618.9953 | 184.0969 | -304.5898 | -323.5556 | -364.6164 | -653.7205 | -134.1155 | -111.3665 | 10.7397 | 13.7149 | 16.8341 | 1.3741
2027 | 8717 | MW | 308.268 | 393.6663 | 515.8294 | 148.6937 | -316.7734 | -334.3408 | -376.7702 | -679.8693 | -139.2738 | -115.0787 | 10.7397 | 13.7149 | 16.8341 | 1.3741
2027 | 8718 | MW | 259.2254 | 331.0376 | 424.1264 | 127.4517 | -365.5078 | -377.4815 | -425.3857 | -784.4646 | -159.907 | -129.9276 | 10.7397 | 13.7149 | 16.8341 | 2.7483
2027 | 8719 | MW | 210.1827 | 268.4088 | 343.8863 | 102.6694 | -450.7929 | -463.763 | -522.6168 | -967.5064 | -201.1733 | -159.6253 | 10.7397 | 13.7149 | 16.8341 | 2.7483
2027 | 8720 | MW | 168.1462 | 214.7271 | 286.5719 | 88.5081 | -536.0781 | -506.9038 | -571.2323 | -1150.5481 | -247.5979 | -174.4742 | 12.8877 | 16.4579 | 16.8341 | 2.7483
2027 | 8721 | MW | 154.134 | 196.8331 | 252.1833 | 77.8872 | -609.1796 | -560.8297 | -632.0017 | -1307.441 | -278.5476 | -193.0353 | 12.8877 | 16.4579 | 67.3366 | 2.7483
2027 | 8722 | MW | 133.1157 | 169.9923 | 217.7946 | 67.2662 | -645.7304 | -582.4001 | -656.3094 | -1385.8875 | -294.0225 | -200.4597 | 15.0356 | 19.2009 | 50.5024 | 2.7483
2027 | 8723 | MW | 126.1096 | 161.0453 | 206.3318 | 63.7259 | -694.4648 | -603.9705 | -680.6172 | -1490.4828 | -309.4974 | -207.8841 | 15.0356 | 19.2009 | 50.5024 | 2.7483
2027 | 8724 | MW | 133.1157 | 169.9923 | 217.7946 | 70.8065 | -718.832 | -614.7556 | -692.7711 | -1542.7804 | -319.8139 | -211.5963 | 15.0356 | 19.2009 | 50.5024 | 2.7483
2027 | 8725 | MW | 175.1523 | 223.674 | 286.5719 | 88.5081 | -731.0156 | -614.7556 | -692.7711 | -1568.9293 | -324.9722 | -211.5963 | 15.0356 | 19.2009 | 50.5024 | 2.7483
2027 | 8726 | MW | 196.1706 | 250.5149 | 320.9605 | 102.6694 | -743.1992 | -614.7556 | -692.7711 | -1595.0781 | -324.9722 | -211.5963 | 15.0356 | 19.2009 | 50.5024 | 2.7483
2027 | 8727 | MW | 224.1949 | 286.3028 | 366.812 | 116.8307 | -743.1992 | -603.9705 | -680.6172 | -1595.0781 | -324.9722 | -207.8841 | 15.0356 | 19.2009 | 50.5024 | 0
2027 | 8728 | MW | 280.2437 | 357.8785 | 458.515 | 141.613 | -718.832 | -593.1853 | -668.4633 | -1542.7804 | -319.8139 | -204.1719 | 10.7397 | 13.7149 | 0 | 0
2027 | 8729 | MW | 161.1401 | 205.7801 | 263.6461 | 81.4275 | -682.2812 | -593.1853 | -668.4633 | -1464.334 | -314.6557 | -204.1719 | -8.5918 | -10.9719 | -16.8341 | -5.4965
2027 | 8730 | MW | 203.1767 | 259.4619 | 332.4234 | 102.6694 | -670.0976 | -625.5408 | -704.925 | -1438.1852 | -314.6557 | -215.3086 | -10.7397 | -13.7149 | -33.6683 | -6.8707
2027 | 8731 | MW | 238.2071 | 304.1967 | 389.7378 | 120.3711 | -633.5468 | -614.7556 | -692.7711 | -1359.7387 | -299.1808 | -211.5963 | -10.7397 | -13.7149 | -33.6683 | -8.2448
2027 | 8732 | MW | 252.2193 | 322.0906 | 412.6635 | 130.992 | -609.1796 | -593.1853 | -668.4633 | -1307.441 | -283.7059 | -204.1719 | -10.7397 | -13.7149 | -33.6683 | -8.2448
2027 | 8733 | MW | 252.2193 | 322.0906 | 412.6635 | 127.4517 | -584.8125 | -571.6149 | -644.1556 | -1255.1434 | -268.2311 | -196.7475 | -10.7397 | -13.7149 | -33.6683 | -8.2448
2027 | 8734 | MW | 679.5909 | 867.8553 | 1111.8989 | 339.8712 | -523.8945 | -528.4742 | -595.54 | -1124.3993 | -247.5979 | -181.8986 | 12.8877 | 16.4579 | 16.8341 | -1.3741
2027 | 8735 | MW | 672.5848 | 858.9083 | 1100.436 | 336.3309 | -462.9765 | -463.763 | -522.6168 | -993.6552 | -211.4899 | -159.6253 | 15.0356 | 19.2009 | 16.8341 | 0
2027 | 8736 | MW | 637.5543 | 814.1735 | 1043.1217 | 318.6293 | -389.875 | -409.8371 | -461.8474 | -836.7623 | -180.5401 | -141.0642 | 12.8877 | 16.4579 | 16.8341 | 0
2027 | 8737 | MW | 581.5056 | 742.5978 | 951.4187 | 290.3067 | -341.1406 | -355.9112 | -401.078 | -732.167 | -154.7487 | -122.5031 | 12.8877 | 16.4579 | 0 | 4.1224
2027 | 8738 | MW | 525.4569 | 671.0221 | 859.7157 | 261.9841 | -316.7734 | -334.3408 | -376.7702 | -679.8693 | -144.4321 | -115.0787 | 10.7397 | 13.7149 | 0 | 2.7483
2027 | 8739 | MW | 448.3899 | 572.6055 | 733.624 | 223.0405 | -304.5898 | -323.5556 | -364.6164 | -653.7205 | -139.2738 | -111.3665 | 10.7397 | 13.7149 | 0 | 2.7483
2027 | 8740 | MW | 371.3228 | 474.189 | 607.5324 | 180.5566 | -304.5898 | -323.5556 | -364.6164 | -653.7205 | -134.1155 | -111.3665 | 8.5918 | 10.9719 | 0 | 2.7483
2027 | 8741 | MW | 308.268 | 393.6663 | 504.3665 | 148.6937 | -316.7734 | -323.5556 | -364.6164 | -679.8693 | -139.2738 | -111.3665 | 8.5918 | 10.9719 | 0 | 2.7483
2027 | 8742 | MW | 259.2254 | 331.0376 | 424.1264 | 123.9114 | -365.5078 | -366.6964 | -413.2319 | -784.4646 | -159.907 | -126.2154 | 8.5918 | 10.9719 | 0 | 2.7483
2027 | 8743 | MW | 210.1827 | 268.4088 | 343.8863 | 99.1291 | -450.7929 | -442.1927 | -498.309 | -967.5064 | -201.1733 | -152.2009 | 10.7397 | 13.7149 | 16.8341 | 4.1224
2027 | 8744 | MW | 168.1462 | 214.7271 | 275.109 | 84.9678 | -523.8945 | -485.3334 | -546.9245 | -1124.3993 | -242.4396 | -167.0497 | 10.7397 | 13.7149 | 16.8341 | 4.1224
2027 | 8745 | MW | 147.1279 | 187.8862 | 252.1833 | 74.3468 | -596.9961 | -539.2593 | -607.6939 | -1281.2922 | -278.5476 | -185.6108 | 12.8877 | 16.4579 | 50.5024 | 4.1224
2027 | 8746 | MW | 133.1157 | 169.9923 | 217.7946 | 67.2662 | -645.7304 | -571.6149 | -644.1556 | -1385.8875 | -304.3391 | -196.7475 | 12.8877 | 16.4579 | 50.5024 | 4.1224
2027 | 8747 | MW | 126.1096 | 161.0453 | 206.3318 | 63.7259 | -694.4648 | -593.1853 | -668.4633 | -1490.4828 | -324.9722 | -204.1719 | 15.0356 | 19.2009 | 50.5024 | 4.1224
2027 | 8748 | MW | 133.1157 | 169.9923 | 217.7946 | 70.8065 | -718.832 | -603.9705 | -680.6172 | -1542.7804 | -335.2888 | -207.8841 | 12.8877 | 16.4579 | 33.6683 | 4.1224
2027 | 8749 | MW | 175.1523 | 223.674 | 286.5719 | 88.5081 | -743.1992 | -603.9705 | -680.6172 | -1595.0781 | -335.2888 | -207.8841 | 12.8877 | 16.4579 | 33.6683 | 4.1224
2027 | 8750 | MW | 196.1706 | 250.5149 | 320.9605 | 106.2098 | -755.3828 | -593.1853 | -668.4633 | -1621.2269 | -340.4471 | -204.1719 | 12.8877 | 16.4579 | 33.6683 | 4.1224
2027 | 8751 | MW | 224.1949 | 286.3028 | 366.812 | 120.3711 | -743.1992 | -593.1853 | -668.4633 | -1595.0781 | -340.4471 | -204.1719 | 12.8877 | 16.4579 | 33.6683 | 1.3741
2027 | 8752 | MW | 280.2437 | 357.8785 | 458.515 | 141.613 | -718.832 | -571.6149 | -644.1556 | -1542.7804 | -330.1305 | -196.7475 | 8.5918 | 10.9719 | 0 | 1.3741
2027 | 8753 | MW | 168.1462 | 214.7271 | 263.6461 | 84.9678 | -694.4648 | -582.4001 | -656.3094 | -1490.4828 | -324.9722 | -200.4597 | -8.5918 | -10.9719 | -16.8341 | -5.4965
2027 | 8754 | MW | 210.1827 | 268.4088 | 332.4234 | 106.2098 | -682.2812 | -614.7556 | -692.7711 | -1464.334 | -319.8139 | -211.5963 | -8.5918 | -10.9719 | -33.6683 | -6.8707
2027 | 8755 | MW | 238.2071 | 304.1967 | 389.7378 | 120.3711 | -633.5468 | -603.9705 | -680.6172 | -1359.7387 | -299.1808 | -207.8841 | -10.7397 | -13.7149 | -33.6683 | -8.2448
2027 | 8756 | MW | 259.2254 | 331.0376 | 412.6635 | 130.992 | -609.1796 | -582.4001 | -656.3094 | -1307.441 | -283.7059 | -200.4597 | -10.7397 | -13.7149 | -33.6683 | -8.2448
2027 | 8757 | MW | 252.2193 | 322.0906 | 412.6635 | 130.992 | -572.6289 | -560.8297 | -632.0017 | -1228.9946 | -268.2311 | -193.0353 | -10.7397 | -13.7149 | -33.6683 | -8.2448
2027 | 8758 | MW | 679.5909 | 867.8553 | 1111.8989 | 339.8712 | -523.8945 | -517.689 | -583.3862 | -1124.3993 | -247.5979 | -178.1864 | 10.7397 | 13.7149 | 16.8341 | 0
2027 | 8759 | MW | 672.5848 | 858.9083 | 1100.436 | 336.3309 | -462.9765 | -463.763 | -522.6168 | -993.6552 | -216.6482 | -159.6253 | 15.0356 | 19.2009 | 16.8341 | 1.3741
2027 | 8760 | MW | 630.5482 | 805.2265 | 1031.6588 | 315.0889 | -389.875 | -399.0519 | -449.6935 | -836.7623 | -180.5401 | -137.352 | 15.0356 | 19.2009 | 16.8341 | 1.3741
2035 | 1 | MW | 970.8671 | 1246.2986 | 1592.3306 | 489.2256 | -722.0867 | -731.348 | -832.9068 | -1580.0807 | -373.4995 | -232.8899 | 10.9431 | 14.0476 | 0 | 3.4454
2035 | 2 | MW | 892.7514 | 1146.0217 | 1445.9094 | 444.7506 | -666.5416 | -684.1642 | -779.1708 | -1458.536 | -347.7409 | -217.8648 | 10.9431 | 14.0476 | 0 | 3.4454
2035 | 3 | MW | 781.1574 | 1002.769 | 1262.8829 | 389.1567 | -638.769 | -660.5724 | -752.3029 | -1397.7637 | -334.8616 | -210.3522 | 8.2073 | 10.5357 | 0 | 3.4454
2035 | 4 | MW | 658.4041 | 845.191 | 1079.8564 | 328.0035 | -638.769 | -660.5724 | -752.3029 | -1397.7637 | -321.9823 | -210.3522 | 8.2073 | 10.5357 | 0 | 3.4454
2035 | 5 | MW | 557.9696 | 716.2636 | 915.1325 | 272.4097 | -638.769 | -660.5724 | -752.3029 | -1397.7637 | -334.8616 | -210.3522 | 8.2073 | 10.5357 | 0 | 3.4454
2035 | 6 | MW | 468.6945 | 601.6614 | 768.7113 | 227.9347 | -694.3141 | -707.7561 | -806.0388 | -1519.3084 | -360.6202 | -225.3773 | 8.2073 | 10.5357 | 0 | 3.4454
2035 | 7 | MW | 379.4193 | 487.0592 | 622.2901 | 183.4596 | -833.1769 | -825.7154 | -940.3786 | -1823.17 | -425.0166 | -262.9402 | 10.9431 | 14.0476 | 21.9022 | 3.4454
2035 | 8 | MW | 312.463 | 401.1076 | 512.4742 | 155.6627 | -916.4946 | -849.3073 | -967.2466 | -2005.487 | -489.4131 | -270.4528 | 10.9431 | 14.0476 | 21.9022 | 5.168
2035 | 9 | MW | 278.9848 | 358.1318 | 475.8689 | 133.4252 | -1055.3575 | -943.6748 | -1074.7184 | -2309.3487 | -540.9303 | -300.5031 | 13.6789 | 17.5595 | 65.7066 | 3.4454
2035 | 10 | MW | 245.5066 | 315.156 | 420.961 | 116.747 | -1110.9026 | -990.8585 | -1128.4543 | -2430.8934 | -579.5681 | -315.5283 | 13.6789 | 17.5595 | 65.7066 | 3.4454
2035 | 11 | MW | 223.1878 | 286.5054 | 384.3557 | 111.1876 | -1194.2203 | -1038.0423 | -1182.1902 | -2613.2104 | -618.206 | -330.5534 | 13.6789 | 17.5595 | 43.8044 | 3.4454
2035 | 12 | MW | 234.3472 | 300.8307 | 402.6583 | 111.1876 | -1249.7654 | -1038.0423 | -1182.1902 | -2734.7551 | -643.9646 | -330.5534 | 13.6789 | 17.5595 | 43.8044 | 3.4454
2035 | 13 | MW | 290.1442 | 372.4571 | 494.1716 | 144.5439 | -1305.3105 | -1038.0423 | -1182.1902 | -2856.2997 | -656.8439 | -330.5534 | 13.6789 | 17.5595 | 43.8044 | 3.4454
2035 | 14 | MW | 323.6224 | 415.4329 | 530.7769 | 161.2221 | -1333.0831 | -1038.0423 | -1182.1902 | -2917.0721 | -669.7232 | -330.5534 | 13.6789 | 17.5595 | 43.8044 | 3.4454
2035 | 15 | MW | 368.2599 | 472.734 | 603.9875 | 183.4596 | -1333.0831 | -1038.0423 | -1182.1902 | -2917.0721 | -669.7232 | -330.5534 | 13.6789 | 17.5595 | 43.8044 | 0
2035 | 16 | MW | 446.3757 | 573.0109 | 732.106 | 216.8159 | -1305.3105 | -1014.4504 | -1155.3223 | -2856.2997 | -656.8439 | -323.0408 | 8.2073 | 10.5357 | 0 | 0
2035 | 17 | MW | 245.5066 | 315.156 | 402.6583 | 122.3064 | -1249.7654 | -1038.0423 | -1182.1902 | -2734.7551 | -643.9646 | -330.5534 | -8.2073 | -10.5357 | -21.9022 | -5.168
2035 | 18 | MW | 312.463 | 401.1076 | 494.1716 | 161.2221 | -1249.7654 | -1156.0016 | -1316.53 | -2734.7551 | -643.9646 | -368.1163 | -8.2073 | -10.5357 | -21.9022 | -6.8907
2035 | 19 | MW | 357.1005 | 458.4087 | 585.6848 | 177.9002 | -1194.2203 | -1156.0016 | -1316.53 | -2613.2104 | -631.0853 | -368.1163 | -10.9431 | -14.0476 | -43.8044 | -8.6134
2035 | 20 | MW | 379.4193 | 487.0592 | 622.2901 | 194.5784 | -1138.6752 | -1108.8179 | -1262.7941 | -2491.6657 | -605.3267 | -353.0912 | -10.9431 | -14.0476 | -43.8044 | -8.6134
2035 | 21 | MW | 368.2599 | 472.734 | 603.9875 | 189.019 | -1110.9026 | -1085.226 | -1235.9262 | -2430.8934 | -579.5681 | -345.5786 | -10.9431 | -14.0476 | -43.8044 | -8.6134
2035 | 22 | MW | 1082.461 | 1389.5514 | 1775.3571 | 533.7007 | -1027.5849 | -1014.4504 | -1155.3223 | -2248.5764 | -540.9303 | -323.0408 | 10.9431 | 14.0476 | 21.9022 | 0
2035 | 23 | MW | 1082.461 | 1389.5514 | 1775.3571 | 533.7007 | -916.4946 | -896.4911 | -1020.9825 | -2005.487 | -476.5338 | -285.478 | 13.6789 | 17.5595 | 21.9022 | 1.7227
2035 | 24 | MW | 1026.6641 | 1317.925 | 1683.8438 | 511.4631 | -777.6318 | -778.5317 | -886.6427 | -1701.6254 | -412.1373 | -247.9151 | 13.6789 | 17.5595 | 21.9022 | 0
2035 | 25 | MW | 937.3889 | 1203.3228 | 1537.4226 | 466.9881 | -722.0867 | -754.9398 | -859.7747 | -1580.0807 | -373.4995 | -240.4025 | 10.9431 | 14.0476 | 0 | 1.7227
2035 | 26 | MW | 848.1138 | 1088.7206 | 1372.6988 | 422.513 | -666.5416 | -707.7561 | -806.0388 | -1458.536 | -347.7409 | -225.3773 | 10.9431 | 14.0476 | 0 | 1.7227
2035 | 27 | MW | 736.5199 | 945.4679 | 1189.6723 | 366.9192 | -666.5416 | -684.1642 | -779.1708 | -1458.536 | -347.7409 | -217.8648 | 8.2073 | 10.5357 | 0 | 1.7227
2035 | 28 | MW | 613.7666 | 787.8899 | 1006.6458 | 305.766 | -666.5416 | -684.1642 | -779.1708 | -1458.536 | -347.7409 | -217.8648 | 8.2073 | 10.5357 | 0 | 1.7227
2035 | 29 | MW | 513.332 | 658.9625 | 841.9219 | 250.1722 | -694.3141 | -707.7561 | -806.0388 | -1519.3084 | -347.7409 | -225.3773 | 8.2073 | 10.5357 | 0 | 1.7227
2035 | 30 | MW | 424.0569 | 544.3603 | 695.5007 | 205.6971 | -805.4044 | -802.1236 | -913.5106 | -1762.3977 | -412.1373 | -255.4276 | 10.9431 | 14.0476 | 0 | 1.7227
2035 | 31 | MW | 345.9411 | 444.0834 | 567.3822 | 166.7815 | -1027.5849 | -990.8585 | -1128.4543 | -2248.5764 | -528.051 | -315.5283 | 10.9431 | 14.0476 | 0 | 3.4454
2035 | 32 | MW | 278.9848 | 358.1318 | 457.5663 | 138.9845 | -1194.2203 | -1085.226 | -1235.9262 | -2613.2104 | -631.0853 | -345.5786 | 13.6789 | 17.5595 | 0 | 3.4454
2035 | 33 | MW | 256.666 | 329.4812 | 439.2636 | 127.8658 | -1360.8557 | -1226.7772 | -1397.1339 | -2977.8444 | -695.4818 | -390.654 | 13.6789 | 17.5595 | 65.7066 | 3.4454
2035 | 34 | MW | 223.1878 | 286.5054 | 384.3557 | 111.1876 | -1471.9459 | -1273.961 | -1450.8698 | -3220.9337 | -746.9989 | -405.6792 | 13.6789 | 17.5595 | 43.8044 | 3.4454
2035 | 35 | MW | 212.0284 | 272.1802 | 366.053 | 111.1876 | -1555.2636 | -1321.1447 | -1504.6058 | -3403.2507 | -798.5161 | -420.7044 | 10.9431 | 14.0476 | 43.8044 | 3.4454
2035 | 36 | MW | 223.1878 | 286.5054 | 384.3557 | 116.747 | -1610.8088 | -1344.7366 | -1531.4737 | -3524.7954 | -837.154 | -428.2169 | 10.9431 | 14.0476 | 43.8044 | 3.4454
2035 | 37 | MW | 278.9848 | 358.1318 | 457.5663 | 144.5439 | -1666.3539 | -1344.7366 | -1531.4737 | -3646.3401 | -862.9126 | -428.2169 | 10.9431 | 14.0476 | 43.8044 | 3.4454
2035 | 38 | MW | 312.463 | 401.1076 | 530.7769 | 161.2221 | -1666.3539 | -1344.7366 | -1531.4737 | -3646.3401 | -888.6712 | -428.2169 | 10.9431 | 14.0476 | 43.8044 | 3.4454
2035 | 39 | MW | 357.1005 | 458.4087 | 585.6848 | 177.9002 | -1638.5813 | -1321.1447 | -1504.6058 | -3585.5677 | -875.7919 | -420.7044 | 10.9431 | 14.0476 | 43.8044 | 0
2035 | 40 | MW | 435.2163 | 558.6856 | 713.8034 | 222.3753 | -1583.0362 | -1297.5528 | -1477.7378 | -3464.0231 | -862.9126 | -413.1918 | 8.2073 | 10.5357 | 0 | 0
2035 | 41 | MW | 245.5066 | 315.156 | 384.3557 | 133.4252 | -1499.7185 | -1273.961 | -1450.8698 | -3281.7061 | -837.154 | -405.6792 | -8.2073 | -10.5357 | -21.9022 | -8.6134
2035 | 42 | MW | 312.463 | 401.1076 | 494.1716 | 166.7815 | -1471.9459 | -1368.3285 | -1558.3417 | -3220.9337 | -798.5161 | -435.7295 | -10.9431 | -14.0476 | -43.8044 | -8.6134
2035 | 43 | MW | 357.1005 | 458.4087 | 585.6848 | 183.4596 | -1416.4008 | -1321.1447 | -1504.6058 | -3099.3891 | -746.9989 | -420.7044 | -10.9431 | -14.0476 | -43.8044 | -10.3361
2035 | 44 | MW | 379.4193 | 487.0592 | 622.2901 | 194.5784 | -1333.0831 | -1250.3691 | -1424.0019 | -2917.0721 | -708.3611 | -398.1666 | -13.6789 | -17.5595 | -43.8044 | -10.3361
2035 | 45 | MW | 379.4193 | 487.0592 | 603.9875 | 194.5784 | -1277.538 | -1203.1854 | -1370.266 | -2795.5274 | -656.8439 | -383.1415 | -13.6789 | -17.5595 | -43.8044 | -10.3361
2035 | 46 | MW | 1071.3016 | 1375.2261 | 1757.0544 | 533.7007 | -1166.4477 | -1108.8179 | -1262.7941 | -2552.4381 | -592.4474 | -353.0912 | 10.9431 | 14.0476 | 21.9022 | -1.7227
2035 | 47 | MW | 1071.3016 | 1375.2261 | 1757.0544 | 533.7007 | -999.8123 | -967.2667 | -1101.5864 | -2187.8041 | -515.1717 | -308.0157 | 16.4147 | 21.0714 | 0 | 0
2035 | 48 | MW | 1015.5047 | 1303.5997 | 1665.5412 | 505.9038 | -860.9495 | -849.3073 | -967.2466 | -1883.9424 | -437.8959 | -270.4528 | 13.6789 | 17.5595 | 0 | 0
2035 | 49 | MW | 937.3889 | 1203.3228 | 1519.12 | 461.4287 | -722.0867 | -754.9398 | -859.7747 | -1580.0807 | -386.3788 | -240.4025 | 10.9431 | 14.0476 | 21.9022 | 3.4454
2035 | 50 | MW | 836.9544 | 1074.3954 | 1372.6988 | 416.9536 | -666.5416 | -707.7561 | -806.0388 | -1458.536 | -360.6202 | -225.3773 | 10.9431 | 14.0476 | 21.9022 | 3.4454
2035 | 51 | MW | 725.3605 | 931.1427 | 1171.3696 | 361.3598 | -666.5416 | -684.1642 | -779.1708 | -1458.536 | -347.7409 | -217.8648 | 8.2073 | 10.5357 | 0 | 1.7227
2035 | 52 | MW | 602.6072 | 773.5647 | 988.3431 | 300.2066 | -666.5416 | -684.1642 | -779.1708 | -1458.536 | -347.7409 | -217.8648 | 8.2073 | 10.5357 | 0 | 1.7227
2035 | 53 | MW | 502.1726 | 644.6372 | 805.3166 | 244.6128 | -694.3141 | -707.7561 | -806.0388 | -1519.3084 | -360.6202 | -225.3773 | 8.2073 | 10.5357 | 0 | 1.7227
2035 | 54 | MW | 412.8975 | 530.0351 | 677.1981 | 200.1377 | -805.4044 | -802.1236 | -913.5106 | -1762.3977 | -399.2581 | -255.4276 | 10.9431 | 14.0476 | 0 | 1.7227
2035 | 55 | MW | 323.6224 | 415.4329 | 549.0795 | 161.2221 | -1027.5849 | -967.2667 | -1101.5864 | -2248.5764 | -515.1717 | -308.0157 | 10.9431 | 14.0476 | 21.9022 | 3.4454
2035 | 56 | MW | 267.8254 | 343.8065 | 439.2636 | 133.4252 | -1194.2203 | -1085.226 | -1235.9262 | -2613.2104 | -643.9646 | -345.5786 | 13.6789 | 17.5595 | 21.9022 | 3.4454
2035 | 57 | MW | 256.666 | 329.4812 | 439.2636 | 127.8658 | -1360.8557 | -1203.1854 | -1370.266 | -2977.8444 | -708.3611 | -383.1415 | 13.6789 | 17.5595 | 65.7066 | 3.4454
2035 | 58 | MW | 223.1878 | 286.5054 | 366.053 | 111.1876 | -1444.1734 | -1273.961 | -1450.8698 | -3160.1614 | -746.9989 | -405.6792 | 13.6789 | 17.5595 | 65.7066 | 5.168
2035 | 59 | MW | 212.0284 | 272.1802 | 347.7504 | 111.1876 | -1555.2636 | -1297.5528 | -1477.7378 | -3403.2507 | -785.6368 | -413.1918 | 13.6789 | 17.5595 | 65.7066 | 5.168
2035 | 60 | MW | 223.1878 | 286.5054 | 366.053 | 116.747 | -1610.8088 | -1321.1447 | -1504.6058 | -3524.7954 | -811.3954 | -420.7044 | 10.9431 | 14.0476 | 65.7066 | 5.168
2035 | 61 | MW | 278.9848 | 358.1318 | 457.5663 | 144.5439 | -1638.5813 | -1321.1447 | -1504.6058 | -3585.5677 | -811.3954 | -420.7044 | 10.9431 | 14.0476 | 65.7066 | 5.168
2035 | 62 | MW | 312.463 | 401.1076 | 530.7769 | 155.6627 | -1666.3539 | -1321.1447 | -1504.6058 | -3646.3401 | -811.3954 | -420.7044 | 10.9431 | 14.0476 | 65.7066 | 5.168
2035 | 63 | MW | 357.1005 | 458.4087 | 603.9875 | 177.9002 | -1638.5813 | -1297.5528 | -1477.7378 | -3585.5677 | -798.5161 | -413.1918 | 10.9431 | 14.0476 | 65.7066 | 0
2035 | 64 | MW | 446.3757 | 573.0109 | 732.106 | 216.8159 | -1583.0362 | -1273.961 | -1450.8698 | -3464.0231 | -772.7575 | -405.6792 | 8.2073 | 10.5357 | 0 | 0
2035 | 65 | MW | 245.5066 | 315.156 | 402.6583 | 127.8658 | -1499.7185 | -1250.3691 | -1424.0019 | -3281.7061 | -759.8782 | -398.1666 | -8.2073 | -10.5357 | -21.9022 | -8.6134
2035 | 66 | MW | 312.463 | 401.1076 | 512.4742 | 166.7815 | -1471.9459 | -1344.7366 | -1531.4737 | -3220.9337 | -759.8782 | -428.2169 | -10.9431 | -14.0476 | -43.8044 | -10.3361
2035 | 67 | MW | 368.2599 | 472.734 | 585.6848 | 183.4596 | -1388.6282 | -1297.5528 | -1477.7378 | -3038.6167 | -721.2404 | -413.1918 | -10.9431 | -14.0476 | -43.8044 | -10.3361
2035 | 68 | MW | 390.5787 | 501.3845 | 640.5928 | 194.5784 | -1333.0831 | -1250.3691 | -1424.0019 | -2917.0721 | -695.4818 | -398.1666 | -13.6789 | -17.5595 | -43.8044 | -10.3361
2035 | 69 | MW | 379.4193 | 487.0592 | 622.2901 | 194.5784 | -1249.7654 | -1203.1854 | -1370.266 | -2734.7551 | -656.8439 | -383.1415 | -13.6789 | -17.5595 | -43.8044 | -10.3361
2035 | 70 | MW | 1071.3016 | 1375.2261 | 1757.0544 | 533.7007 | -1138.6752 | -1108.8179 | -1262.7941 | -2491.6657 | -592.4474 | -353.0912 | 10.9431 | 14.0476 | 0 | -1.7227
2035 | 71 | MW | 1082.461 | 1389.5514 | 1775.3571 | 528.1413 | -999.8123 | -990.8585 | -1128.4543 | -2187.8041 | -515.1717 | -315.5283 | 16.4147 | 21.0714 | 21.9022 | 0
2035 | 72 | MW | 1015.5047 | 1303.5997 | 1665.5412 | 505.9038 | -860.9495 | -849.3073 | -967.2466 | -1883.9424 | -437.8959 | -270.4528 | 13.6789 | 17.5595 | 21.9022 | 0
2035 | 73 | MW | 926.2295 | 1188.9976 | 1519.12 | 461.4287 | -722.0867 | -754.9398 | -859.7747 | -1580.0807 | -386.3788 | -240.4025 | 16.4147 | 21.0714 | 21.9022 | 3.4454
2035 | 74 | MW | 836.9544 | 1074.3954 | 1354.3961 | 422.513 | -666.5416 | -707.7561 | -806.0388 | -1458.536 | -347.7409 | -225.3773 | 13.6789 | 17.5595 | 0 | 3.4454
2035 | 75 | MW | 725.3605 | 931.1427 | 1171.3696 | 361.3598 | -666.5416 | -684.1642 | -779.1708 | -1458.536 | -334.8616 | -217.8648 | 13.6789 | 17.5595 | 0 | 3.4454
2035 | 76 | MW | 602.6072 | 773.5647 | 970.0405 | 300.2066 | -666.5416 | -684.1642 | -779.1708 | -1458.536 | -347.7409 | -217.8648 | 10.9431 | 14.0476 | 0 | 3.4454
2035 | 77 | MW | 491.0132 | 630.312 | 805.3166 | 244.6128 | -694.3141 | -707.7561 | -806.0388 | -1519.3084 | -347.7409 | -225.3773 | 10.9431 | 14.0476 | 0 | 3.4454
2035 | 78 | MW | 401.7381 | 515.7098 | 658.8954 | 200.1377 | -805.4044 | -802.1236 | -913.5106 | -1762.3977 | -412.1373 | -255.4276 | 10.9431 | 14.0476 | 0 | 3.4454
2035 | 79 | MW | 323.6224 | 415.4329 | 530.7769 | 155.6627 | -1027.5849 | -1014.4504 | -1155.3223 | -2248.5764 | -515.1717 | -323.0408 | 13.6789 | 17.5595 | 21.9022 | 3.4454
2035 | 80 | MW | 267.8254 | 343.8065 | 439.2636 | 133.4252 | -1194.2203 | -1108.8179 | -1262.7941 | -2613.2104 | -631.0853 | -353.0912 | 13.6789 | 17.5595 | 21.9022 | 3.4454
2035 | 81 | MW | 256.666 | 329.4812 | 439.2636 | 122.3064 | -1360.8557 | -1226.7772 | -1397.1339 | -2977.8444 | -695.4818 | -390.654 | 16.4147 | 21.0714 | 65.7066 | 5.168
2035 | 82 | MW | 223.1878 | 286.5054 | 384.3557 | 100.0689 | -1444.1734 | -1297.5528 | -1477.7378 | -3160.1614 | -734.1197 | -413.1918 | 16.4147 | 21.0714 | 65.7066 | 5.168
2035 | 83 | MW | 212.0284 | 272.1802 | 347.7504 | 105.6283 | -1555.2636 | -1321.1447 | -1504.6058 | -3403.2507 | -772.7575 | -420.7044 | 16.4147 | 21.0714 | 65.7066 | 5.168
2035 | 84 | MW | 223.1878 | 286.5054 | 366.053 | 111.1876 | -1610.8088 | -1344.7366 | -1531.4737 | -3524.7954 | -785.6368 | -428.2169 | 16.4147 | 21.0714 | 65.7066 | 5.168
2035 | 85 | MW | 278.9848 | 358.1318 | 457.5663 | 144.5439 | -1638.5813 | -1344.7366 | -1531.4737 | -3585.5677 | -798.5161 | -428.2169 | 16.4147 | 21.0714 | 65.7066 | 5.168
2035 | 86 | MW | 312.463 | 401.1076 | 530.7769 | 155.6627 | -1638.5813 | -1344.7366 | -1531.4737 | -3585.5677 | -798.5161 | -428.2169 | 16.4147 | 21.0714 | 65.7066 | 5.168
2035 | 87 | MW | 357.1005 | 458.4087 | 585.6848 | 177.9002 | -1638.5813 | -1321.1447 | -1504.6058 | -3585.5677 | -785.6368 | -420.7044 | 16.4147 | 21.0714 | 65.7066 | 1.7227
2035 | 88 | MW | 435.2163 | 558.6856 | 713.8034 | 216.8159 | -1555.2636 | -1273.961 | -1450.8698 | -3403.2507 | -772.7575 | -405.6792 | 10.9431 | 14.0476 | 0 | 1.7227
2035 | 89 | MW | 256.666 | 329.4812 | 402.6583 | 133.4252 | -1471.9459 | -1250.3691 | -1424.0019 | -3220.9337 | -746.9989 | -398.1666 | -8.2073 | -10.5357 | -21.9022 | -6.8907
2035 | 90 | MW | 312.463 | 401.1076 | 494.1716 | 172.3408 | -1444.1734 | -1344.7366 | -1531.4737 | -3160.1614 | -734.1197 | -428.2169 | -10.9431 | -14.0476 | -43.8044 | -8.6134
2035 | 91 | MW | 368.2599 | 472.734 | 585.6848 | 189.019 | -1360.8557 | -1297.5528 | -1477.7378 | -2977.8444 | -708.3611 | -413.1918 | -10.9431 | -14.0476 | -43.8044 | -8.6134
2035 | 92 | MW | 390.5787 | 501.3845 | 640.5928 | 200.1377 | -1305.3105 | -1250.3691 | -1424.0019 | -2856.2997 | -682.6025 | -398.1666 | -10.9431 | -14.0476 | -43.8044 | -8.6134
2035 | 93 | MW | 390.5787 | 501.3845 | 622.2901 | 200.1377 | -1221.9929 | -1203.1854 | -1370.266 | -2673.9827 | -643.9646 | -383.1415 | -10.9431 | -14.0476 | -43.8044 | -8.6134
2035 | 94 | MW | 1071.3016 | 1375.2261 | 1757.0544 | 533.7007 | -1138.6752 | -1108.8179 | -1262.7941 | -2491.6657 | -592.4474 | -353.0912 | 13.6789 | 17.5595 | 0 | 0
2035 | 95 | MW | 1071.3016 | 1375.2261 | 1757.0544 | 533.7007 | -999.8123 | -990.8585 | -1128.4543 | -2187.8041 | -528.051 | -315.5283 | 19.1504 | 24.5833 | 21.9022 | 1.7227
2035 | 96 | MW | 1015.5047 | 1303.5997 | 1647.2385 | 505.9038 | -833.1769 | -872.8992 | -994.1145 | -1823.17 | -450.7752 | -277.9654 | 16.4147 | 21.0714 | 21.9022 | 1.7227
2035 | 97 | MW | 926.2295 | 1188.9976 | 1500.8173 | 466.9881 | -694.3141 | -731.348 | -832.9068 | -1519.3084 | -360.6202 | -232.8899 | 10.9431 | 14.0476 | 21.9022 | 3.4454
2035 | 98 | MW | 825.795 | 1060.0701 | 1336.0935 | 422.513 | -638.769 | -684.1642 | -779.1708 | -1397.7637 | -334.8616 | -217.8648 | 10.9431 | 14.0476 | 21.9022 | 3.4454
2035 | 99 | MW | 714.2011 | 916.8174 | 1153.067 | 366.9192 | -610.9964 | -660.5724 | -752.3029 | -1336.9914 | -334.8616 | -210.3522 | 10.9431 | 14.0476 | 21.9022 | 3.4454
2035 | 100 | MW | 602.6072 | 773.5647 | 970.0405 | 305.766 | -610.9964 | -660.5724 | -752.3029 | -1336.9914 | -334.8616 | -210.3522 | 8.2073 | 10.5357 | 21.9022 | 3.4454
2035 | 101 | MW | 491.0132 | 630.312 | 805.3166 | 250.1722 | -638.769 | -660.5724 | -752.3029 | -1397.7637 | -334.8616 | -210.3522 | 8.2073 | 10.5357 | 21.9022 | 3.4454
2035 | 102 | MW | 424.0569 | 544.3603 | 695.5007 | 205.6971 | -694.3141 | -707.7561 | -806.0388 | -1519.3084 | -360.6202 | -225.3773 | 8.2073 | 10.5357 | 21.9022 | 3.4454
2035 | 103 | MW | 357.1005 | 458.4087 | 585.6848 | 177.9002 | -805.4044 | -825.7154 | -940.3786 | -1762.3977 | -437.8959 | -262.9402 | 10.9431 | 14.0476 | 21.9022 | 5.168
2035 | 104 | MW | 323.6224 | 415.4329 | 530.7769 | 155.6627 | -916.4946 | -872.8992 | -994.1145 | -2005.487 | -502.2924 | -277.9654 | 10.9431 | 14.0476 | 21.9022 | 5.168
2035 | 105 | MW | 301.3036 | 386.7823 | 512.4742 | 138.9845 | -1027.5849 | -943.6748 | -1074.7184 | -2248.5764 | -553.8096 | -300.5031 | 13.6789 | 17.5595 | 65.7066 | 5.168
2035 | 106 | MW | 278.9848 | 358.1318 | 457.5663 | 133.4252 | -1083.13 | -990.8585 | -1128.4543 | -2370.1211 | -579.5681 | -315.5283 | 13.6789 | 17.5595 | 65.7066 | 5.168
2035 | 107 | MW | 312.463 | 401.1076 | 530.7769 | 150.1033 | -1138.6752 | -1038.0423 | -1182.1902 | -2491.6657 | -592.4474 | -330.5534 | 16.4147 | 21.0714 | 65.7066 | 5.168
2035 | 108 | MW | 368.2599 | 472.734 | 622.2901 | 183.4596 | -1194.2203 | -1038.0423 | -1182.1902 | -2613.2104 | -618.206 | -330.5534 | 16.4147 | 21.0714 | 65.7066 | 3.4454
2035 | 109 | MW | 468.6945 | 601.6614 | 787.014 | 227.9347 | -1221.9929 | -1038.0423 | -1182.1902 | -2673.9827 | -631.0853 | -330.5534 | 16.4147 | 21.0714 | 65.7066 | 3.4454
2035 | 110 | MW | 535.6508 | 687.613 | 878.5272 | 261.2909 | -1249.7654 | -1014.4504 | -1155.3223 | -2734.7551 | -643.9646 | -323.0408 | 13.6789 | 17.5595 | 65.7066 | 3.4454
2035 | 111 | MW | 569.129 | 730.5889 | 933.4352 | 283.5285 | -1249.7654 | -990.8585 | -1128.4543 | -2734.7551 | -643.9646 | -315.5283 | 13.6789 | 17.5595 | 65.7066 | 1.7227
2035 | 112 | MW | 223.1878 | 286.5054 | 366.053 | 116.747 | -1194.2203 | -990.8585 | -1128.4543 | -2613.2104 | -631.0853 | -315.5283 | 10.9431 | 14.0476 | 0 | 1.7227
2035 | 113 | MW | 245.5066 | 315.156 | 402.6583 | 122.3064 | -1138.6752 | -990.8585 | -1128.4543 | -2491.6657 | -618.206 | -315.5283 | -8.2073 | -10.5357 | -21.9022 | -5.168
2035 | 114 | MW | 278.9848 | 358.1318 | 457.5663 | 138.9845 | -1166.4477 | -1132.4098 | -1289.6621 | -2552.4381 | -618.206 | -360.6037 | -8.2073 | -10.5357 | -21.9022 | -6.8907
2035 | 115 | MW | 301.3036 | 386.7823 | 475.8689 | 150.1033 | -1166.4477 | -1132.4098 | -1289.6621 | -2552.4381 | -618.206 | -360.6037 | -10.9431 | -14.0476 | -43.8044 | -8.6134
2035 | 116 | MW | 290.1442 | 372.4571 | 475.8689 | 150.1033 | -1138.6752 | -1132.4098 | -1289.6621 | -2491.6657 | -605.3267 | -360.6037 | -10.9431 | -14.0476 | -43.8044 | -8.6134
2035 | 117 | MW | 959.7077 | 1231.9734 | 1592.3306 | 472.5475 | -1110.9026 | -1108.8179 | -1262.7941 | -2430.8934 | -592.4474 | -353.0912 | -10.9431 | -14.0476 | -43.8044 | -8.6134
2035 | 118 | MW | 959.7077 | 1231.9734 | 1574.0279 | 478.1068 | -1027.5849 | -1038.0423 | -1182.1902 | -2248.5764 | -540.9303 | -330.5534 | 10.9431 | 14.0476 | 21.9022 | 0
2035 | 119 | MW | 926.2295 | 1188.9976 | 1519.12 | 455.8693 | -916.4946 | -920.0829 | -1047.8504 | -2005.487 | -476.5338 | -292.9905 | 16.4147 | 21.0714 | 21.9022 | 1.7227
2035 | 120 | MW | 881.592 | 1131.6965 | 1445.9094 | 439.1912 | -777.6318 | -802.1236 | -913.5106 | -1701.6254 | -412.1373 | -255.4276 | 13.6789 | 17.5595 | 21.9022 | 1.7227
2035 | 121 | MW | 825.795 | 1060.0701 | 1354.3961 | 405.8349 | -694.3141 | -731.348 | -832.9068 | -1519.3084 | -360.6202 | -232.8899 | 10.9431 | 14.0476 | 21.9022 | 3.4454
2035 | 122 | MW | 736.5199 | 945.4679 | 1207.9749 | 366.9192 | -638.769 | -684.1642 | -779.1708 | -1397.7637 | -334.8616 | -217.8648 | 10.9431 | 14.0476 | 0 | 3.4454
2035 | 123 | MW | 647.2447 | 830.8658 | 1043.2511 | 316.8848 | -610.9964 | -660.5724 | -752.3029 | -1336.9914 | -321.9823 | -210.3522 | 10.9431 | 14.0476 | 0 | 3.4454
2035 | 124 | MW | 557.9696 | 716.2636 | 915.1325 | 277.9691 | -610.9964 | -660.5724 | -752.3029 | -1336.9914 | -321.9823 | -210.3522 | 10.9431 | 14.0476 | 0 | 3.4454
2035 | 125 | MW | 491.0132 | 630.312 | 805.3166 | 250.1722 | -610.9964 | -660.5724 | -752.3029 | -1336.9914 | -321.9823 | -210.3522 | 10.9431 | 14.0476 | 0 | 3.4454
2035 | 126 | MW | 446.3757 | 573.0109 | 713.8034 | 222.3753 | -666.5416 | -684.1642 | -779.1708 | -1458.536 | -347.7409 | -217.8648 | 10.9431 | 14.0476 | 0 | 3.4454
2035 | 127 | MW | 390.5787 | 501.3845 | 640.5928 | 194.5784 | -777.6318 | -802.1236 | -913.5106 | -1701.6254 | -412.1373 | -255.4276 | 13.6789 | 17.5595 | 21.9022 | 3.4454
2035 | 128 | MW | 357.1005 | 458.4087 | 585.6848 | 172.3408 | -833.1769 | -802.1236 | -913.5106 | -1823.17 | -463.6545 | -255.4276 | 13.6789 | 17.5595 | 21.9022 | 5.168
2035 | 129 | MW | 312.463 | 401.1076 | 512.4742 | 150.1033 | -944.2672 | -872.8992 | -994.1145 | -2066.2594 | -502.2924 | -277.9654 | 13.6789 | 17.5595 | 65.7066 | 5.168
2035 | 130 | MW | 301.3036 | 386.7823 | 494.1716 | 138.9845 | -999.8123 | -920.0829 | -1047.8504 | -2187.8041 | -528.051 | -292.9905 | 13.6789 | 17.5595 | 65.7066 | 3.4454
2035 | 131 | MW | 312.463 | 401.1076 | 512.4742 | 150.1033 | -1055.3575 | -943.6748 | -1074.7184 | -2309.3487 | -553.8096 | -300.5031 | 13.6789 | 17.5595 | 65.7066 | 3.4454
2035 | 132 | MW | 368.2599 | 472.734 | 603.9875 | 177.9002 | -1083.13 | -943.6748 | -1074.7184 | -2370.1211 | -579.5681 | -300.5031 | 13.6789 | 17.5595 | 65.7066 | 3.4454
2035 | 133 | MW | 446.3757 | 573.0109 | 732.106 | 222.3753 | -1138.6752 | -943.6748 | -1074.7184 | -2491.6657 | -592.4474 | -300.5031 | 13.6789 | 17.5595 | 65.7066 | 3.4454
2035 | 134 | MW | 491.0132 | 630.312 | 805.3166 | 250.1722 | -1166.4477 | -943.6748 | -1074.7184 | -2552.4381 | -605.3267 | -300.5031 | 10.9431 | 14.0476 | 65.7066 | 3.4454
2035 | 135 | MW | 535.6508 | 687.613 | 860.2246 | 272.4097 | -1166.4477 | -920.0829 | -1047.8504 | -2552.4381 | -605.3267 | -292.9905 | 10.9431 | 14.0476 | 43.8044 | 0
2035 | 136 | MW | 223.1878 | 286.5054 | 347.7504 | 116.747 | -1110.9026 | -920.0829 | -1047.8504 | -2430.8934 | -592.4474 | -292.9905 | 8.2073 | 10.5357 | 0 | 0
2035 | 137 | MW | 245.5066 | 315.156 | 384.3557 | 127.8658 | -1083.13 | -943.6748 | -1074.7184 | -2370.1211 | -592.4474 | -300.5031 | -8.2073 | -10.5357 | -21.9022 | -6.8907
2035 | 138 | MW | 278.9848 | 358.1318 | 439.2636 | 144.5439 | -1110.9026 | -1108.8179 | -1262.7941 | -2430.8934 | -605.3267 | -353.0912 | -8.2073 | -10.5357 | -43.8044 | -8.6134
2035 | 139 | MW | 290.1442 | 372.4571 | 475.8689 | 155.6627 | -1138.6752 | -1132.4098 | -1289.6621 | -2491.6657 | -605.3267 | -360.6037 | -10.9431 | -14.0476 | -43.8044 | -8.6134
2035 | 140 | MW | 301.3036 | 386.7823 | 475.8689 | 155.6627 | -1138.6752 | -1132.4098 | -1289.6621 | -2491.6657 | -605.3267 | -360.6037 | -10.9431 | -14.0476 | -43.8044 | -8.6134
2035 | 141 | MW | 982.0265 | 1260.6239 | 1592.3306 | 494.785 | -1110.9026 | -1108.8179 | -1262.7941 | -2430.8934 | -592.4474 | -353.0912 | -10.9431 | -14.0476 | -43.8044 | -8.6134
2035 | 142 | MW | 982.0265 | 1260.6239 | 1592.3306 | 494.785 | -1027.5849 | -1038.0423 | -1182.1902 | -2248.5764 | -540.9303 | -330.5534 | 10.9431 | 14.0476 | 0 | 0
2035 | 143 | MW | 948.5483 | 1217.6481 | 1537.4226 | 478.1068 | -916.4946 | -920.0829 | -1047.8504 | -2005.487 | -476.5338 | -292.9905 | 16.4147 | 21.0714 | 21.9022 | 1.7227
2035 | 144 | MW | 903.9107 | 1160.347 | 1482.5147 | 455.8693 | -777.6318 | -802.1236 | -913.5106 | -1701.6254 | -399.2581 | -255.4276 | 13.6789 | 17.5595 | 21.9022 | 1.7227
2035 | 145 | MW | 836.9544 | 1074.3954 | 1354.3961 | 416.9536 | -722.0867 | -731.348 | -832.9068 | -1580.0807 | -373.4995 | -232.8899 | 16.4147 | 21.0714 | 0 | 3.4454
2035 | 146 | MW | 747.6793 | 959.7932 | 1226.2776 | 372.4786 | -666.5416 | -707.7561 | -806.0388 | -1458.536 | -347.7409 | -225.3773 | 13.6789 | 17.5595 | 0 | 3.4454
2035 | 147 | MW | 647.2447 | 830.8658 | 1061.5537 | 322.4441 | -638.769 | -684.1642 | -779.1708 | -1397.7637 | -334.8616 | -217.8648 | 13.6789 | 17.5595 | 0 | 1.7227
2035 | 148 | MW | 569.129 | 730.5889 | 933.4352 | 283.5285 | -638.769 | -684.1642 | -779.1708 | -1397.7637 | -334.8616 | -217.8648 | 13.6789 | 17.5595 | 0 | 1.7227
2035 | 149 | MW | 491.0132 | 630.312 | 805.3166 | 244.6128 | -666.5416 | -707.7561 | -806.0388 | -1458.536 | -347.7409 | -225.3773 | 10.9431 | 14.0476 | 0 | 1.7227
2035 | 150 | MW | 435.2163 | 558.6856 | 713.8034 | 211.2565 | -777.6318 | -802.1236 | -913.5106 | -1701.6254 | -399.2581 | -255.4276 | 10.9431 | 14.0476 | 0 | 3.4454
2035 | 151 | MW | 379.4193 | 487.0592 | 622.2901 | 183.4596 | -999.8123 | -990.8585 | -1128.4543 | -2187.8041 | -515.1717 | -315.5283 | 13.6789 | 17.5595 | 21.9022 | 3.4454
2035 | 152 | MW | 323.6224 | 415.4329 | 530.7769 | 166.7815 | -1194.2203 | -1108.8179 | -1262.7941 | -2613.2104 | -631.0853 | -353.0912 | 13.6789 | 17.5595 | 21.9022 | 3.4454
2035 | 153 | MW | 301.3036 | 386.7823 | 512.4742 | 150.1033 | -1333.0831 | -1250.3691 | -1424.0019 | -2917.0721 | -695.4818 | -398.1666 | 16.4147 | 21.0714 | 43.8044 | 3.4454
2035 | 154 | MW | 278.9848 | 358.1318 | 475.8689 | 133.4252 | -1444.1734 | -1297.5528 | -1477.7378 | -3160.1614 | -734.1197 | -413.1918 | 16.4147 | 21.0714 | 43.8044 | 3.4454
2035 | 155 | MW | 256.666 | 329.4812 | 439.2636 | 127.8658 | -1555.2636 | -1344.7366 | -1531.4737 | -3403.2507 | -772.7575 | -428.2169 | 16.4147 | 21.0714 | 43.8044 | 3.4454
2035 | 156 | MW | 267.8254 | 343.8065 | 439.2636 | 127.8658 | -1610.8088 | -1344.7366 | -1531.4737 | -3524.7954 | -811.3954 | -428.2169 | 16.4147 | 21.0714 | 43.8044 | 3.4454
2035 | 157 | MW | 312.463 | 401.1076 | 512.4742 | 155.6627 | -1638.5813 | -1344.7366 | -1531.4737 | -3585.5677 | -824.2747 | -428.2169 | 16.4147 | 21.0714 | 43.8044 | 3.4454
2035 | 158 | MW | 345.9411 | 444.0834 | 567.3822 | 166.7815 | -1666.3539 | -1344.7366 | -1531.4737 | -3646.3401 | -837.154 | -428.2169 | 16.4147 | 21.0714 | 43.8044 | 3.4454
2035 | 159 | MW | 379.4193 | 487.0592 | 622.2901 | 189.019 | -1638.5813 | -1344.7366 | -1531.4737 | -3585.5677 | -824.2747 | -428.2169 | 16.4147 | 21.0714 | 43.8044 | 0
2035 | 160 | MW | 457.5351 | 587.3361 | 750.4087 | 227.9347 | -1555.2636 | -1297.5528 | -1477.7378 | -3403.2507 | -811.3954 | -413.1918 | 10.9431 | 14.0476 | 0 | 0
2035 | 161 | MW | 245.5066 | 315.156 | 402.6583 | 127.8658 | -1471.9459 | -1250.3691 | -1424.0019 | -3220.9337 | -785.6368 | -398.1666 | -8.2073 | -10.5357 | -21.9022 | -6.8907
2035 | 162 | MW | 312.463 | 401.1076 | 494.1716 | 166.7815 | -1471.9459 | -1368.3285 | -1558.3417 | -3220.9337 | -772.7575 | -435.7295 | -10.9431 | -14.0476 | -43.8044 | -8.6134
2035 | 163 | MW | 368.2599 | 472.734 | 585.6848 | 183.4596 | -1388.6282 | -1321.1447 | -1504.6058 | -3038.6167 | -721.2404 | -420.7044 | -13.6789 | -17.5595 | -43.8044 | -10.3361
2035 | 164 | MW | 390.5787 | 501.3845 | 622.2901 | 194.5784 | -1305.3105 | -1250.3691 | -1424.0019 | -2856.2997 | -695.4818 | -398.1666 | -13.6789 | -17.5595 | -43.8044 | -10.3361
2035 | 165 | MW | 379.4193 | 487.0592 | 622.2901 | 194.5784 | -1221.9929 | -1203.1854 | -1370.266 | -2673.9827 | -643.9646 | -383.1415 | -13.6789 | -17.5595 | -43.8044 | -10.3361
2035 | 166 | MW | 1093.6204 | 1403.8766 | 1793.6597 | 544.8194 | -1110.9026 | -1108.8179 | -1262.7941 | -2430.8934 | -592.4474 | -353.0912 | 13.6789 | 17.5595 | 21.9022 | -1.7227
2035 | 167 | MW | 1104.7798 | 1418.2019 | 1793.6597 | 544.8194 | -972.0398 | -967.2667 | -1101.5864 | -2127.0317 | -502.2924 | -308.0157 | 19.1504 | 24.5833 | 21.9022 | 0
2035 | 168 | MW | 1048.9828 | 1346.5755 | 1720.4491 | 522.5819 | -833.1769 | -849.3073 | -967.2466 | -1823.17 | -425.0166 | -270.4528 | 16.4147 | 21.0714 | 21.9022 | 0
2035 | 169 | MW | 970.8671 | 1246.2986 | 1592.3306 | 483.6662 | -722.0867 | -754.9398 | -859.7747 | -1580.0807 | -373.4995 | -240.4025 | 10.9431 | 14.0476 | 21.9022 | 3.4454
2035 | 170 | MW | 881.592 | 1131.6965 | 1445.9094 | 444.7506 | -666.5416 | -707.7561 | -806.0388 | -1458.536 | -347.7409 | -225.3773 | 8.2073 | 10.5357 | 21.9022 | 3.4454
2035 | 171 | MW | 769.998 | 988.4437 | 1262.8829 | 389.1567 | -638.769 | -684.1642 | -779.1708 | -1397.7637 | -334.8616 | -217.8648 | 8.2073 | 10.5357 | 21.9022 | 3.4454
2035 | 172 | MW | 658.4041 | 845.191 | 1061.5537 | 328.0035 | -638.769 | -684.1642 | -779.1708 | -1397.7637 | -334.8616 | -217.8648 | 8.2073 | 10.5357 | 21.9022 | 3.4454
2035 | 173 | MW | 546.8102 | 701.9383 | 896.8299 | 272.4097 | -666.5416 | -707.7561 | -806.0388 | -1458.536 | -347.7409 | -225.3773 | 8.2073 | 10.5357 | 21.9022 | 3.4454
2035 | 174 | MW | 468.6945 | 601.6614 | 768.7113 | 222.3753 | -805.4044 | -802.1236 | -913.5106 | -1762.3977 | -399.2581 | -255.4276 | 8.2073 | 10.5357 | 21.9022 | 3.4454
2035 | 175 | MW | 379.4193 | 487.0592 | 622.2901 | 183.4596 | -1027.5849 | -1014.4504 | -1155.3223 | -2248.5764 | -528.051 | -323.0408 | 10.9431 | 14.0476 | 21.9022 | 3.4454
2035 | 176 | MW | 301.3036 | 386.7823 | 494.1716 | 150.1033 | -1194.2203 | -1132.4098 | -1289.6621 | -2613.2104 | -631.0853 | -360.6037 | 13.6789 | 17.5595 | 21.9022 | 3.4454
2035 | 177 | MW | 278.9848 | 358.1318 | 475.8689 | 133.4252 | -1360.8557 | -1250.3691 | -1424.0019 | -2977.8444 | -695.4818 | -398.1666 | 13.6789 | 17.5595 | 87.6087 | 5.168
2035 | 178 | MW | 245.5066 | 315.156 | 402.6583 | 116.747 | -1444.1734 | -1297.5528 | -1477.7378 | -3160.1614 | -734.1197 | -413.1918 | 13.6789 | 17.5595 | 87.6087 | 5.168
2035 | 179 | MW | 223.1878 | 286.5054 | 384.3557 | 116.747 | -1555.2636 | -1344.7366 | -1531.4737 | -3403.2507 | -785.6368 | -428.2169 | 10.9431 | 14.0476 | 87.6087 | 5.168
2035 | 180 | MW | 234.3472 | 300.8307 | 384.3557 | 116.747 | -1610.8088 | -1368.3285 | -1558.3417 | -3524.7954 | -811.3954 | -435.7295 | 10.9431 | 14.0476 | 65.7066 | 3.4454
2035 | 181 | MW | 290.1442 | 372.4571 | 475.8689 | 144.5439 | -1638.5813 | -1391.9203 | -1585.2096 | -3585.5677 | -824.2747 | -443.2421 | 10.9431 | 14.0476 | 65.7066 | 3.4454
2035 | 182 | MW | 323.6224 | 415.4329 | 530.7769 | 161.2221 | -1638.5813 | -1391.9203 | -1585.2096 | -3585.5677 | -824.2747 | -443.2421 | 10.9431 | 14.0476 | 65.7066 | 3.4454
2035 | 183 | MW | 357.1005 | 458.4087 | 585.6848 | 177.9002 | -1610.8088 | -1368.3285 | -1558.3417 | -3524.7954 | -811.3954 | -435.7295 | 10.9431 | 14.0476 | 65.7066 | 0
2035 | 184 | MW | 435.2163 | 558.6856 | 732.106 | 216.8159 | -1555.2636 | -1321.1447 | -1504.6058 | -3403.2507 | -798.5161 | -420.7044 | 8.2073 | 10.5357 | 0 | 0
2035 | 185 | MW | 245.5066 | 315.156 | 402.6583 | 127.8658 | -1471.9459 | -1297.5528 | -1477.7378 | -3220.9337 | -772.7575 | -413.1918 | -8.2073 | -10.5357 | -21.9022 | -6.8907
2035 | 186 | MW | 312.463 | 401.1076 | 494.1716 | 166.7815 | -1444.1734 | -1368.3285 | -1558.3417 | -3160.1614 | -772.7575 | -435.7295 | -10.9431 | -14.0476 | -43.8044 | -8.6134
2035 | 187 | MW | 357.1005 | 458.4087 | 585.6848 | 183.4596 | -1388.6282 | -1297.5528 | -1477.7378 | -3038.6167 | -734.1197 | -413.1918 | -13.6789 | -17.5595 | -43.8044 | -10.3361
2035 | 188 | MW | 390.5787 | 501.3845 | 622.2901 | 194.5784 | -1305.3105 | -1250.3691 | -1424.0019 | -2856.2997 | -695.4818 | -398.1666 | -13.6789 | -17.5595 | -43.8044 | -10.3361
2035 | 189 | MW | 379.4193 | 487.0592 | 603.9875 | 194.5784 | -1221.9929 | -1203.1854 | -1370.266 | -2673.9827 | -643.9646 | -383.1415 | -13.6789 | -17.5595 | -43.8044 | -10.3361
2035 | 190 | MW | 1082.461 | 1389.5514 | 1775.3571 | 539.26 | -1138.6752 | -1108.8179 | -1262.7941 | -2491.6657 | -592.4474 | -353.0912 | 10.9431 | 14.0476 | 21.9022 | 0
2035 | 191 | MW | 1082.461 | 1389.5514 | 1775.3571 | 533.7007 | -972.0398 | -967.2667 | -1101.5864 | -2127.0317 | -515.1717 | -308.0157 | 16.4147 | 21.0714 | 21.9022 | 1.7227
2035 | 192 | MW | 1026.6641 | 1317.925 | 1665.5412 | 505.9038 | -833.1769 | -849.3073 | -967.2466 | -1823.17 | -437.8959 | -270.4528 | 13.6789 | 17.5595 | 21.9022 | 0
2035 | 193 | MW | 937.3889 | 1203.3228 | 1537.4226 | 466.9881 | -722.0867 | -731.348 | -832.9068 | -1580.0807 | -373.4995 | -232.8899 | 13.6789 | 17.5595 | 0 | 5.168
2035 | 194 | MW | 848.1138 | 1088.7206 | 1372.6988 | 428.0724 | -666.5416 | -707.7561 | -806.0388 | -1458.536 | -347.7409 | -225.3773 | 13.6789 | 17.5595 | 0 | 5.168
2035 | 195 | MW | 736.5199 | 945.4679 | 1189.6723 | 372.4786 | -638.769 | -684.1642 | -779.1708 | -1397.7637 | -334.8616 | -217.8648 | 10.9431 | 14.0476 | 0 | 5.168
2035 | 196 | MW | 613.7666 | 787.8899 | 988.3431 | 311.3254 | -666.5416 | -684.1642 | -779.1708 | -1458.536 | -334.8616 | -217.8648 | 10.9431 | 14.0476 | 0 | 5.168
2035 | 197 | MW | 513.332 | 658.9625 | 841.9219 | 255.7316 | -694.3141 | -707.7561 | -806.0388 | -1519.3084 | -347.7409 | -225.3773 | 10.9431 | 14.0476 | 0 | 5.168
2035 | 198 | MW | 424.0569 | 544.3603 | 695.5007 | 205.6971 | -805.4044 | -802.1236 | -913.5106 | -1762.3977 | -412.1373 | -255.4276 | 10.9431 | 14.0476 | 0 | 5.168
2035 | 199 | MW | 345.9411 | 444.0834 | 567.3822 | 166.7815 | -1027.5849 | -990.8585 | -1128.4543 | -2248.5764 | -528.051 | -315.5283 | 13.6789 | 17.5595 | 0 | 6.8907
2035 | 200 | MW | 267.8254 | 343.8065 | 457.5663 | 133.4252 | -1221.9929 | -1108.8179 | -1262.7941 | -2673.9827 | -631.0853 | -353.0912 | 13.6789 | 17.5595 | 21.9022 | 6.8907
2035 | 201 | MW | 256.666 | 329.4812 | 439.2636 | 122.3064 | -1360.8557 | -1226.7772 | -1397.1339 | -2977.8444 | -695.4818 | -390.654 | 16.4147 | 21.0714 | 65.7066 | 6.8907
2035 | 202 | MW | 223.1878 | 286.5054 | 366.053 | 111.1876 | -1471.9459 | -1273.961 | -1450.8698 | -3220.9337 | -746.9989 | -405.6792 | 16.4147 | 21.0714 | 65.7066 | 6.8907
2035 | 203 | MW | 212.0284 | 272.1802 | 366.053 | 105.6283 | -1583.0362 | -1344.7366 | -1531.4737 | -3464.0231 | -785.6368 | -428.2169 | 16.4147 | 21.0714 | 43.8044 | 6.8907
2035 | 204 | MW | 223.1878 | 286.5054 | 384.3557 | 111.1876 | -1638.5813 | -1344.7366 | -1531.4737 | -3585.5677 | -811.3954 | -428.2169 | 16.4147 | 21.0714 | 43.8044 | 6.8907
2035 | 205 | MW | 290.1442 | 372.4571 | 475.8689 | 144.5439 | -1666.3539 | -1368.3285 | -1558.3417 | -3646.3401 | -824.2747 | -435.7295 | 16.4147 | 21.0714 | 43.8044 | 6.8907
2035 | 206 | MW | 323.6224 | 415.4329 | 530.7769 | 161.2221 | -1666.3539 | -1368.3285 | -1558.3417 | -3646.3401 | -837.154 | -435.7295 | 16.4147 | 21.0714 | 43.8044 | 5.168
2035 | 207 | MW | 357.1005 | 458.4087 | 585.6848 | 177.9002 | -1638.5813 | -1344.7366 | -1531.4737 | -3585.5677 | -824.2747 | -428.2169 | 13.6789 | 17.5595 | 43.8044 | 1.7227
2035 | 208 | MW | 446.3757 | 573.0109 | 732.106 | 222.3753 | -1583.0362 | -1321.1447 | -1504.6058 | -3464.0231 | -811.3954 | -420.7044 | 10.9431 | 14.0476 | 0 | 1.7227
2035 | 209 | MW | 245.5066 | 315.156 | 402.6583 | 127.8658 | -1499.7185 | -1273.961 | -1450.8698 | -3281.7061 | -785.6368 | -405.6792 | -8.2073 | -10.5357 | -21.9022 | -6.8907
2035 | 210 | MW | 312.463 | 401.1076 | 494.1716 | 166.7815 | -1471.9459 | -1344.7366 | -1531.4737 | -3220.9337 | -772.7575 | -428.2169 | -10.9431 | -14.0476 | -21.9022 | -8.6134
2035 | 211 | MW | 368.2599 | 472.734 | 585.6848 | 189.019 | -1388.6282 | -1297.5528 | -1477.7378 | -3038.6167 | -734.1197 | -413.1918 | -13.6789 | -17.5595 | -43.8044 | -10.3361
2035 | 212 | MW | 390.5787 | 501.3845 | 622.2901 | 200.1377 | -1305.3105 | -1226.7772 | -1397.1339 | -2856.2997 | -695.4818 | -390.654 | -13.6789 | -17.5595 | -43.8044 | -10.3361
2035 | 213 | MW | 379.4193 | 487.0592 | 622.2901 | 200.1377 | -1249.7654 | -1179.5935 | -1343.398 | -2734.7551 | -656.8439 | -375.6289 | -13.6789 | -17.5595 | -43.8044 | -10.3361
2035 | 214 | MW | 1082.461 | 1389.5514 | 1757.0544 | 539.26 | -1138.6752 | -1085.226 | -1235.9262 | -2491.6657 | -592.4474 | -345.5786 | 13.6789 | 17.5595 | 21.9022 | 0
2035 | 215 | MW | 1071.3016 | 1375.2261 | 1757.0544 | 533.7007 | -972.0398 | -967.2667 | -1101.5864 | -2127.0317 | -515.1717 | -308.0157 | 19.1504 | 24.5833 | 21.9022 | 3.4454
2035 | 216 | MW | 1015.5047 | 1303.5997 | 1665.5412 | 505.9038 | -833.1769 | -825.7154 | -940.3786 | -1823.17 | -437.8959 | -262.9402 | 16.4147 | 21.0714 | 0 | 1.7227
2035 | 217 | MW | 937.3889 | 1203.3228 | 1519.12 | 466.9881 | -722.0867 | -731.348 | -832.9068 | -1580.0807 | -373.4995 | -232.8899 | 13.6789 | 17.5595 | 0 | 5.168
2035 | 218 | MW | 836.9544 | 1074.3954 | 1354.3961 | 422.513 | -666.5416 | -684.1642 | -779.1708 | -1458.536 | -347.7409 | -217.8648 | 10.9431 | 14.0476 | 0 | 5.168
2035 | 219 | MW | 725.3605 | 931.1427 | 1171.3696 | 366.9192 | -638.769 | -660.5724 | -752.3029 | -1397.7637 | -334.8616 | -210.3522 | 10.9431 | 14.0476 | 0 | 5.168
2035 | 220 | MW | 602.6072 | 773.5647 | 970.0405 | 305.766 | -638.769 | -660.5724 | -752.3029 | -1397.7637 | -334.8616 | -210.3522 | 10.9431 | 14.0476 | 0 | 5.168
2035 | 221 | MW | 502.1726 | 644.6372 | 805.3166 | 250.1722 | -666.5416 | -684.1642 | -779.1708 | -1458.536 | -347.7409 | -217.8648 | 10.9431 | 14.0476 | 0 | 5.168
2035 | 222 | MW | 412.8975 | 530.0351 | 677.1981 | 200.1377 | -777.6318 | -778.5317 | -886.6427 | -1701.6254 | -399.2581 | -247.9151 | 10.9431 | 14.0476 | 0 | 5.168
2035 | 223 | MW | 334.7818 | 429.7582 | 549.0795 | 161.2221 | -999.8123 | -990.8585 | -1128.4543 | -2187.8041 | -515.1717 | -315.5283 | 13.6789 | 17.5595 | 0 | 5.168
2035 | 224 | MW | 267.8254 | 343.8065 | 439.2636 | 133.4252 | -1194.2203 | -1108.8179 | -1262.7941 | -2613.2104 | -631.0853 | -353.0912 | 13.6789 | 17.5595 | 0 | 6.8907
2035 | 225 | MW | 256.666 | 329.4812 | 439.2636 | 122.3064 | -1388.6282 | -1226.7772 | -1397.1339 | -3038.6167 | -708.3611 | -390.654 | 16.4147 | 21.0714 | 43.8044 | 6.8907
2035 | 226 | MW | 223.1878 | 286.5054 | 366.053 | 111.1876 | -1499.7185 | -1297.5528 | -1477.7378 | -3281.7061 | -759.8782 | -413.1918 | 13.6789 | 17.5595 | 43.8044 | 6.8907
2035 | 227 | MW | 212.0284 | 272.1802 | 347.7504 | 105.6283 | -1610.8088 | -1344.7366 | -1531.4737 | -3524.7954 | -811.3954 | -428.2169 | 13.6789 | 17.5595 | 43.8044 | 6.8907
2035 | 228 | MW | 223.1878 | 286.5054 | 366.053 | 111.1876 | -1694.1265 | -1344.7366 | -1531.4737 | -3707.1124 | -837.154 | -428.2169 | 13.6789 | 17.5595 | 43.8044 | 6.8907
2035 | 229 | MW | 278.9848 | 358.1318 | 457.5663 | 144.5439 | -1721.899 | -1344.7366 | -1531.4737 | -3767.8848 | -850.0333 | -428.2169 | 13.6789 | 17.5595 | 43.8044 | 5.168
2035 | 230 | MW | 312.463 | 401.1076 | 512.4742 | 155.6627 | -1749.6716 | -1344.7366 | -1531.4737 | -3828.6571 | -862.9126 | -428.2169 | 13.6789 | 17.5595 | 43.8044 | 5.168
2035 | 231 | MW | 357.1005 | 458.4087 | 585.6848 | 177.9002 | -1749.6716 | -1344.7366 | -1531.4737 | -3828.6571 | -862.9126 | -428.2169 | 13.6789 | 17.5595 | 43.8044 | 1.7227
2035 | 232 | MW | 435.2163 | 558.6856 | 713.8034 | 216.8159 | -1666.3539 | -1321.1447 | -1504.6058 | -3646.3401 | -837.154 | -420.7044 | 8.2073 | 10.5357 | 0 | 1.7227
2035 | 233 | MW | 245.5066 | 315.156 | 402.6583 | 127.8658 | -1555.2636 | -1273.961 | -1450.8698 | -3403.2507 | -798.5161 | -405.6792 | -8.2073 | -10.5357 | -21.9022 | -6.8907
2035 | 234 | MW | 312.463 | 401.1076 | 494.1716 | 166.7815 | -1499.7185 | -1368.3285 | -1558.3417 | -3281.7061 | -785.6368 | -435.7295 | -10.9431 | -14.0476 | -43.8044 | -8.6134
2035 | 235 | MW | 368.2599 | 472.734 | 585.6848 | 189.019 | -1388.6282 | -1297.5528 | -1477.7378 | -3038.6167 | -734.1197 | -413.1918 | -13.6789 | -17.5595 | -43.8044 | -10.3361
2035 | 236 | MW | 390.5787 | 501.3845 | 640.5928 | 200.1377 | -1305.3105 | -1250.3691 | -1424.0019 | -2856.2997 | -695.4818 | -398.1666 | -13.6789 | -17.5595 | -43.8044 | -10.3361
2035 | 237 | MW | 390.5787 | 501.3845 | 622.2901 | 194.5784 | -1249.7654 | -1179.5935 | -1343.398 | -2734.7551 | -656.8439 | -375.6289 | -13.6789 | -17.5595 | -43.8044 | -10.3361
2035 | 238 | MW | 1071.3016 | 1375.2261 | 1757.0544 | 533.7007 | -1138.6752 | -1085.226 | -1235.9262 | -2491.6657 | -592.4474 | -345.5786 | 13.6789 | 17.5595 | 21.9022 | 0
2035 | 239 | MW | 1071.3016 | 1375.2261 | 1757.0544 | 528.1413 | -972.0398 | -943.6748 | -1074.7184 | -2127.0317 | -515.1717 | -300.5031 | 16.4147 | 21.0714 | 0 | 1.7227
2035 | 240 | MW | 1015.5047 | 1303.5997 | 1665.5412 | 494.785 | -833.1769 | -825.7154 | -940.3786 | -1823.17 | -437.8959 | -262.9402 | 13.6789 | 17.5595 | 0 | 1.7227
2035 | 241 | MW | 926.2295 | 1188.9976 | 1519.12 | 455.8693 | -722.0867 | -731.348 | -832.9068 | -1580.0807 | -373.4995 | -232.8899 | 10.9431 | 14.0476 | 0 | 3.4454
2035 | 242 | MW | 836.9544 | 1074.3954 | 1354.3961 | 411.3943 | -666.5416 | -684.1642 | -779.1708 | -1458.536 | -347.7409 | -217.8648 | 10.9431 | 14.0476 | 0 | 3.4454
2035 | 243 | MW | 714.2011 | 916.8174 | 1171.3696 | 361.3598 | -638.769 | -660.5724 | -752.3029 | -1397.7637 | -334.8616 | -210.3522 | 8.2073 | 10.5357 | 0 | 3.4454
2035 | 244 | MW | 602.6072 | 773.5647 | 970.0405 | 300.2066 | -638.769 | -660.5724 | -752.3029 | -1397.7637 | -334.8616 | -210.3522 | 8.2073 | 10.5357 | 0 | 3.4454
2035 | 245 | MW | 491.0132 | 630.312 | 805.3166 | 244.6128 | -666.5416 | -684.1642 | -779.1708 | -1458.536 | -347.7409 | -217.8648 | 8.2073 | 10.5357 | 0 | 3.4454
2035 | 246 | MW | 401.7381 | 515.7098 | 658.8954 | 200.1377 | -777.6318 | -778.5317 | -886.6427 | -1701.6254 | -399.2581 | -247.9151 | 10.9431 | 14.0476 | 0 | 3.4454
2035 | 247 | MW | 323.6224 | 415.4329 | 530.7769 | 161.2221 | -999.8123 | -967.2667 | -1101.5864 | -2187.8041 | -515.1717 | -308.0157 | 10.9431 | 14.0476 | 21.9022 | 3.4454
2035 | 248 | MW | 267.8254 | 343.8065 | 439.2636 | 133.4252 | -1194.2203 | -1085.226 | -1235.9262 | -2613.2104 | -631.0853 | -345.5786 | 13.6789 | 17.5595 | 21.9022 | 5.168
2035 | 249 | MW | 245.5066 | 315.156 | 420.961 | 122.3064 | -1388.6282 | -1203.1854 | -1370.266 | -3038.6167 | -721.2404 | -383.1415 | 13.6789 | 17.5595 | 43.8044 | 5.168
2035 | 250 | MW | 223.1878 | 286.5054 | 366.053 | 111.1876 | -1527.4911 | -1273.961 | -1450.8698 | -3342.4784 | -785.6368 | -405.6792 | 13.6789 | 17.5595 | 43.8044 | 3.4454
2035 | 251 | MW | 212.0284 | 272.1802 | 347.7504 | 111.1876 | -1638.5813 | -1321.1447 | -1504.6058 | -3585.5677 | -837.154 | -420.7044 | 13.6789 | 17.5595 | 43.8044 | 3.4454
2035 | 252 | MW | 223.1878 | 286.5054 | 366.053 | 111.1876 | -1694.1265 | -1321.1447 | -1504.6058 | -3707.1124 | -875.7919 | -420.7044 | 13.6789 | 17.5595 | 43.8044 | 3.4454
2035 | 253 | MW | 278.9848 | 358.1318 | 457.5663 | 150.1033 | -1721.899 | -1321.1447 | -1504.6058 | -3767.8848 | -901.5504 | -420.7044 | 10.9431 | 14.0476 | 43.8044 | 3.4454
2035 | 254 | MW | 312.463 | 401.1076 | 530.7769 | 155.6627 | -1721.899 | -1321.1447 | -1504.6058 | -3767.8848 | -901.5504 | -420.7044 | 10.9431 | 14.0476 | 43.8044 | 3.4454
2035 | 255 | MW | 345.9411 | 444.0834 | 585.6848 | 177.9002 | -1694.1265 | -1297.5528 | -1477.7378 | -3707.1124 | -888.6712 | -413.1918 | 10.9431 | 14.0476 | 43.8044 | 1.7227
2035 | 256 | MW | 435.2163 | 558.6856 | 695.5007 | 216.8159 | -1610.8088 | -1273.961 | -1450.8698 | -3524.7954 | -862.9126 | -405.6792 | 8.2073 | 10.5357 | 0 | 1.7227
2035 | 257 | MW | 256.666 | 329.4812 | 402.6583 | 133.4252 | -1527.4911 | -1226.7772 | -1397.1339 | -3342.4784 | -837.154 | -390.654 | -8.2073 | -10.5357 | -21.9022 | -6.8907
2035 | 258 | MW | 312.463 | 401.1076 | 512.4742 | 172.3408 | -1471.9459 | -1321.1447 | -1504.6058 | -3220.9337 | -798.5161 | -420.7044 | -8.2073 | -10.5357 | -21.9022 | -8.6134
2035 | 259 | MW | 368.2599 | 472.734 | 585.6848 | 189.019 | -1388.6282 | -1273.961 | -1450.8698 | -3038.6167 | -734.1197 | -405.6792 | -10.9431 | -14.0476 | -43.8044 | -8.6134
2035 | 260 | MW | 390.5787 | 501.3845 | 640.5928 | 200.1377 | -1305.3105 | -1203.1854 | -1370.266 | -2856.2997 | -695.4818 | -383.1415 | -10.9431 | -14.0476 | -43.8044 | -8.6134
2035 | 261 | MW | 390.5787 | 501.3845 | 622.2901 | 200.1377 | -1249.7654 | -1156.0016 | -1316.53 | -2734.7551 | -656.8439 | -368.1163 | -10.9431 | -14.0476 | -43.8044 | -8.6134
2035 | 262 | MW | 1071.3016 | 1375.2261 | 1757.0544 | 533.7007 | -1138.6752 | -1085.226 | -1235.9262 | -2491.6657 | -592.4474 | -345.5786 | 13.6789 | 17.5595 | 21.9022 | 0
2035 | 263 | MW | 1071.3016 | 1375.2261 | 1757.0544 | 533.7007 | -972.0398 | -943.6748 | -1074.7184 | -2127.0317 | -515.1717 | -300.5031 | 16.4147 | 21.0714 | 21.9022 | 1.7227
2035 | 264 | MW | 1015.5047 | 1303.5997 | 1665.5412 | 511.4631 | -833.1769 | -825.7154 | -940.3786 | -1823.17 | -437.8959 | -262.9402 | 13.6789 | 17.5595 | 21.9022 | 1.7227
2035 | 265 | MW | 926.2295 | 1188.9976 | 1519.12 | 466.9881 | -694.3141 | -684.1642 | -779.1708 | -1519.3084 | -360.6202 | -217.8648 | 10.9431 | 14.0476 | 21.9022 | 3.4454
2035 | 266 | MW | 836.9544 | 1074.3954 | 1354.3961 | 416.9536 | -638.769 | -636.9805 | -725.4349 | -1397.7637 | -321.9823 | -202.8396 | 8.2073 | 10.5357 | 21.9022 | 3.4454
2035 | 267 | MW | 714.2011 | 916.8174 | 1153.067 | 361.3598 | -610.9964 | -636.9805 | -725.4349 | -1336.9914 | -321.9823 | -202.8396 | 8.2073 | 10.5357 | 0 | 3.4454
2035 | 268 | MW | 602.6072 | 773.5647 | 970.0405 | 300.2066 | -610.9964 | -636.9805 | -725.4349 | -1336.9914 | -321.9823 | -202.8396 | 8.2073 | 10.5357 | 0 | 3.4454
2035 | 269 | MW | 502.1726 | 644.6372 | 805.3166 | 250.1722 | -610.9964 | -636.9805 | -725.4349 | -1336.9914 | -321.9823 | -202.8396 | 8.2073 | 10.5357 | 21.9022 | 3.4454
2035 | 270 | MW | 424.0569 | 544.3603 | 677.1981 | 205.6971 | -666.5416 | -684.1642 | -779.1708 | -1458.536 | -347.7409 | -217.8648 | 8.2073 | 10.5357 | 21.9022 | 3.4454
2035 | 271 | MW | 357.1005 | 458.4087 | 585.6848 | 177.9002 | -805.4044 | -802.1236 | -913.5106 | -1762.3977 | -425.0166 | -255.4276 | 10.9431 | 14.0476 | 21.9022 | 3.4454
2035 | 272 | MW | 323.6224 | 415.4329 | 530.7769 | 155.6627 | -916.4946 | -849.3073 | -967.2466 | -2005.487 | -489.4131 | -270.4528 | 13.6789 | 17.5595 | 21.9022 | 3.4454
2035 | 273 | MW | 290.1442 | 372.4571 | 475.8689 | 138.9845 | -1027.5849 | -943.6748 | -1074.7184 | -2248.5764 | -540.9303 | -300.5031 | 13.6789 | 17.5595 | 65.7066 | 5.168
2035 | 274 | MW | 267.8254 | 343.8065 | 439.2636 | 127.8658 | -1110.9026 | -990.8585 | -1128.4543 | -2430.8934 | -579.5681 | -315.5283 | 13.6789 | 17.5595 | 65.7066 | 5.168
2035 | 275 | MW | 290.1442 | 372.4571 | 475.8689 | 144.5439 | -1166.4477 | -1014.4504 | -1155.3223 | -2552.4381 | -605.3267 | -323.0408 | 10.9431 | 14.0476 | 65.7066 | 5.168
2035 | 276 | MW | 357.1005 | 458.4087 | 585.6848 | 172.3408 | -1194.2203 | -1014.4504 | -1155.3223 | -2613.2104 | -631.0853 | -323.0408 | 10.9431 | 14.0476 | 65.7066 | 5.168
2035 | 277 | MW | 457.5351 | 587.3361 | 750.4087 | 222.3753 | -1249.7654 | -1038.0423 | -1182.1902 | -2734.7551 | -656.8439 | -330.5534 | 10.9431 | 14.0476 | 65.7066 | 5.168
2035 | 278 | MW | 513.332 | 658.9625 | 841.9219 | 250.1722 | -1249.7654 | -1014.4504 | -1155.3223 | -2734.7551 | -669.7232 | -323.0408 | 10.9431 | 14.0476 | 65.7066 | 5.168
2035 | 279 | MW | 546.8102 | 701.9383 | 878.5272 | 266.8503 | -1221.9929 | -1014.4504 | -1155.3223 | -2673.9827 | -669.7232 | -323.0408 | 10.9431 | 14.0476 | 65.7066 | 1.7227
2035 | 280 | MW | 234.3472 | 300.8307 | 384.3557 | 122.3064 | -1166.4477 | -1014.4504 | -1155.3223 | -2552.4381 | -656.8439 | -323.0408 | 8.2073 | 10.5357 | 0 | 1.7227
2035 | 281 | MW | 256.666 | 329.4812 | 420.961 | 127.8658 | -1138.6752 | -990.8585 | -1128.4543 | -2491.6657 | -643.9646 | -315.5283 | -8.2073 | -10.5357 | -21.9022 | -6.8907
2035 | 282 | MW | 290.1442 | 372.4571 | 457.5663 | 144.5439 | -1138.6752 | -1108.8179 | -1262.7941 | -2491.6657 | -643.9646 | -353.0912 | -8.2073 | -10.5357 | -21.9022 | -8.6134
2035 | 283 | MW | 301.3036 | 386.7823 | 494.1716 | 150.1033 | -1166.4477 | -1108.8179 | -1262.7941 | -2552.4381 | -618.206 | -353.0912 | -10.9431 | -14.0476 | -43.8044 | -8.6134
2035 | 284 | MW | 301.3036 | 386.7823 | 494.1716 | 150.1033 | -1138.6752 | -1108.8179 | -1262.7941 | -2491.6657 | -605.3267 | -353.0912 | -10.9431 | -14.0476 | -43.8044 | -8.6134
2035 | 285 | MW | 959.7077 | 1231.9734 | 1574.0279 | 478.1068 | -1110.9026 | -1085.226 | -1235.9262 | -2430.8934 | -579.5681 | -345.5786 | -10.9431 | -14.0476 | -43.8044 | -8.6134
2035 | 286 | MW | 959.7077 | 1231.9734 | 1574.0279 | 478.1068 | -1027.5849 | -1014.4504 | -1155.3223 | -2248.5764 | -540.9303 | -323.0408 | 10.9431 | 14.0476 | 21.9022 | 0
2035 | 287 | MW | 926.2295 | 1188.9976 | 1519.12 | 461.4287 | -916.4946 | -896.4911 | -1020.9825 | -2005.487 | -476.5338 | -285.478 | 13.6789 | 17.5595 | 21.9022 | 1.7227
2035 | 288 | MW | 881.592 | 1131.6965 | 1445.9094 | 439.1912 | -777.6318 | -778.5317 | -886.6427 | -1701.6254 | -399.2581 | -247.9151 | 13.6789 | 17.5595 | 21.9022 | 1.7227
2035 | 289 | MW | 814.6356 | 1045.7448 | 1336.0935 | 405.8349 | -666.5416 | -684.1642 | -779.1708 | -1458.536 | -347.7409 | -217.8648 | 10.9431 | 14.0476 | 0 | 5.168
2035 | 290 | MW | 736.5199 | 945.4679 | 1189.6723 | 366.9192 | -638.769 | -636.9805 | -725.4349 | -1397.7637 | -321.9823 | -202.8396 | 8.2073 | 10.5357 | 0 | 3.4454
2035 | 291 | MW | 636.0853 | 816.5405 | 1043.2511 | 316.8848 | -610.9964 | -613.3886 | -698.567 | -1336.9914 | -309.103 | -195.327 | 8.2073 | 10.5357 | 0 | 3.4454
2035 | 292 | MW | 557.9696 | 716.2636 | 896.8299 | 277.9691 | -610.9964 | -613.3886 | -698.567 | -1336.9914 | -309.103 | -195.327 | 8.2073 | 10.5357 | 0 | 3.4454
2035 | 293 | MW | 491.0132 | 630.312 | 787.014 | 244.6128 | -610.9964 | -636.9805 | -725.4349 | -1336.9914 | -321.9823 | -202.8396 | 8.2073 | 10.5357 | 0 | 3.4454
2035 | 294 | MW | 435.2163 | 558.6856 | 695.5007 | 222.3753 | -666.5416 | -660.5724 | -752.3029 | -1458.536 | -347.7409 | -210.3522 | 8.2073 | 10.5357 | 0 | 5.168
2035 | 295 | MW | 390.5787 | 501.3845 | 622.2901 | 194.5784 | -777.6318 | -778.5317 | -886.6427 | -1701.6254 | -399.2581 | -247.9151 | 10.9431 | 14.0476 | 21.9022 | 5.168
2035 | 296 | MW | 345.9411 | 444.0834 | 567.3822 | 177.9002 | -833.1769 | -778.5317 | -886.6427 | -1823.17 | -463.6545 | -247.9151 | 13.6789 | 17.5595 | 21.9022 | 6.8907
2035 | 297 | MW | 301.3036 | 386.7823 | 494.1716 | 155.6627 | -916.4946 | -849.3073 | -967.2466 | -2005.487 | -502.2924 | -270.4528 | 13.6789 | 17.5595 | 43.8044 | 5.168
2035 | 298 | MW | 290.1442 | 372.4571 | 457.5663 | 150.1033 | -999.8123 | -896.4911 | -1020.9825 | -2187.8041 | -540.9303 | -285.478 | 13.6789 | 17.5595 | 43.8044 | 5.168
2035 | 299 | MW | 301.3036 | 386.7823 | 494.1716 | 155.6627 | -1055.3575 | -920.0829 | -1047.8504 | -2309.3487 | -566.6889 | -292.9905 | 10.9431 | 14.0476 | 43.8044 | 5.168
2035 | 300 | MW | 368.2599 | 472.734 | 603.9875 | 183.4596 | -1083.13 | -943.6748 | -1074.7184 | -2370.1211 | -605.3267 | -300.5031 | 10.9431 | 14.0476 | 43.8044 | 5.168
2035 | 301 | MW | 457.5351 | 587.3361 | 750.4087 | 233.494 | -1138.6752 | -943.6748 | -1074.7184 | -2491.6657 | -631.0853 | -300.5031 | 10.9431 | 14.0476 | 43.8044 | 5.168
2035 | 302 | MW | 513.332 | 658.9625 | 841.9219 | 255.7316 | -1138.6752 | -943.6748 | -1074.7184 | -2491.6657 | -643.9646 | -300.5031 | 10.9431 | 14.0476 | 43.8044 | 5.168
2035 | 303 | MW | 557.9696 | 716.2636 | 915.1325 | 283.5285 | -1138.6752 | -943.6748 | -1074.7184 | -2491.6657 | -656.8439 | -300.5031 | 10.9431 | 14.0476 | 43.8044 | 1.7227
2035 | 304 | MW | 212.0284 | 272.1802 | 347.7504 | 105.6283 | -1110.9026 | -943.6748 | -1074.7184 | -2430.8934 | -656.8439 | -300.5031 | 8.2073 | 10.5357 | 0 | 1.7227
2035 | 305 | MW | 234.3472 | 300.8307 | 384.3557 | 122.3064 | -1055.3575 | -943.6748 | -1074.7184 | -2309.3487 | -643.9646 | -300.5031 | -8.2073 | -10.5357 | -21.9022 | -5.168
2035 | 306 | MW | 267.8254 | 343.8065 | 420.961 | 133.4252 | -1110.9026 | -1085.226 | -1235.9262 | -2430.8934 | -643.9646 | -345.5786 | -8.2073 | -10.5357 | -21.9022 | -6.8907
2035 | 307 | MW | 278.9848 | 358.1318 | 457.5663 | 144.5439 | -1138.6752 | -1108.8179 | -1262.7941 | -2491.6657 | -631.0853 | -353.0912 | -10.9431 | -14.0476 | -43.8044 | -8.6134
2035 | 308 | MW | 278.9848 | 358.1318 | 457.5663 | 144.5439 | -1138.6752 | -1108.8179 | -1262.7941 | -2491.6657 | -618.206 | -353.0912 | -10.9431 | -14.0476 | -43.8044 | -8.6134
2035 | 309 | MW | 970.8671 | 1246.2986 | 1592.3306 | 483.6662 | -1110.9026 | -1085.226 | -1235.9262 | -2430.8934 | -592.4474 | -345.5786 | -10.9431 | -14.0476 | -43.8044 | -8.6134
2035 | 310 | MW | 970.8671 | 1246.2986 | 1574.0279 | 483.6662 | -1027.5849 | -990.8585 | -1128.4543 | -2248.5764 | -540.9303 | -315.5283 | 10.9431 | 14.0476 | 21.9022 | 0
2035 | 311 | MW | 926.2295 | 1188.9976 | 1500.8173 | 461.4287 | -888.7221 | -896.4911 | -1020.9825 | -1944.7147 | -476.5338 | -285.478 | 13.6789 | 17.5595 | 21.9022 | 1.7227
2035 | 312 | MW | 881.592 | 1131.6965 | 1445.9094 | 439.1912 | -749.8593 | -778.5317 | -886.6427 | -1640.853 | -399.2581 | -247.9151 | 13.6789 | 17.5595 | 21.9022 | 1.7227
2035 | 313 | MW | 814.6356 | 1045.7448 | 1317.7908 | 405.8349 | -694.3141 | -707.7561 | -806.0388 | -1519.3084 | -360.6202 | -225.3773 | 13.6789 | 17.5595 | 0 | 3.4454
2035 | 314 | MW | 725.3605 | 931.1427 | 1189.6723 | 361.3598 | -638.769 | -660.5724 | -752.3029 | -1397.7637 | -321.9823 | -210.3522 | 13.6789 | 17.5595 | 0 | 3.4454
2035 | 315 | MW | 624.9259 | 802.2152 | 1024.9484 | 311.3254 | -610.9964 | -636.9805 | -725.4349 | -1336.9914 | -321.9823 | -202.8396 | 10.9431 | 14.0476 | 0 | 1.7227
2035 | 316 | MW | 546.8102 | 701.9383 | 896.8299 | 272.4097 | -610.9964 | -636.9805 | -725.4349 | -1336.9914 | -309.103 | -202.8396 | 10.9431 | 14.0476 | 0 | 1.7227
2035 | 317 | MW | 479.8539 | 615.9867 | 787.014 | 233.494 | -610.9964 | -636.9805 | -725.4349 | -1336.9914 | -321.9823 | -202.8396 | 10.9431 | 14.0476 | 0 | 1.7227
2035 | 318 | MW | 424.0569 | 544.3603 | 695.5007 | 200.1377 | -694.3141 | -707.7561 | -806.0388 | -1519.3084 | -347.7409 | -225.3773 | 10.9431 | 14.0476 | 0 | 3.4454
2035 | 319 | MW | 357.1005 | 458.4087 | 603.9875 | 177.9002 | -833.1769 | -872.8992 | -994.1145 | -1823.17 | -425.0166 | -277.9654 | 10.9431 | 14.0476 | 21.9022 | 3.4454
2035 | 320 | MW | 312.463 | 401.1076 | 512.4742 | 155.6627 | -972.0398 | -943.6748 | -1074.7184 | -2127.0317 | -528.051 | -300.5031 | 13.6789 | 17.5595 | 21.9022 | 5.168
2035 | 321 | MW | 301.3036 | 386.7823 | 494.1716 | 150.1033 | -1110.9026 | -1038.0423 | -1182.1902 | -2430.8934 | -592.4474 | -330.5534 | 13.6789 | 17.5595 | 43.8044 | 3.4454
2035 | 322 | MW | 267.8254 | 343.8065 | 439.2636 | 138.9845 | -1221.9929 | -1085.226 | -1235.9262 | -2673.9827 | -656.8439 | -345.5786 | 16.4147 | 21.0714 | 43.8044 | 3.4454
2035 | 323 | MW | 256.666 | 329.4812 | 420.961 | 133.4252 | -1277.538 | -1132.4098 | -1289.6621 | -2795.5274 | -708.3611 | -360.6037 | 16.4147 | 21.0714 | 43.8044 | 3.4454
2035 | 324 | MW | 267.8254 | 343.8065 | 439.2636 | 133.4252 | -1333.0831 | -1156.0016 | -1316.53 | -2917.0721 | -746.9989 | -368.1163 | 16.4147 | 21.0714 | 43.8044 | 3.4454
2035 | 325 | MW | 312.463 | 401.1076 | 512.4742 | 155.6627 | -1388.6282 | -1156.0016 | -1316.53 | -3038.6167 | -772.7575 | -368.1163 | 16.4147 | 21.0714 | 43.8044 | 3.4454
2035 | 326 | MW | 334.7818 | 429.7582 | 567.3822 | 166.7815 | -1388.6282 | -1156.0016 | -1316.53 | -3038.6167 | -785.6368 | -368.1163 | 16.4147 | 21.0714 | 43.8044 | 3.4454
2035 | 327 | MW | 379.4193 | 487.0592 | 622.2901 | 189.019 | -1388.6282 | -1156.0016 | -1316.53 | -3038.6167 | -785.6368 | -368.1163 | 16.4147 | 21.0714 | 43.8044 | 0
2035 | 328 | MW | 457.5351 | 587.3361 | 750.4087 | 227.9347 | -1360.8557 | -1132.4098 | -1289.6621 | -2977.8444 | -759.8782 | -360.6037 | 10.9431 | 14.0476 | 0 | 0
2035 | 329 | MW | 245.5066 | 315.156 | 402.6583 | 127.8658 | -1277.538 | -1132.4098 | -1289.6621 | -2795.5274 | -734.1197 | -360.6037 | -10.9431 | -14.0476 | -21.9022 | -6.8907
2035 | 330 | MW | 312.463 | 401.1076 | 494.1716 | 166.7815 | -1277.538 | -1250.3691 | -1424.0019 | -2795.5274 | -721.2404 | -398.1666 | -10.9431 | -14.0476 | -43.8044 | -8.6134
2035 | 331 | MW | 357.1005 | 458.4087 | 567.3822 | 189.019 | -1249.7654 | -1203.1854 | -1370.266 | -2734.7551 | -682.6025 | -383.1415 | -13.6789 | -17.5595 | -43.8044 | -10.3361
2035 | 332 | MW | 390.5787 | 501.3845 | 622.2901 | 200.1377 | -1194.2203 | -1156.0016 | -1316.53 | -2613.2104 | -643.9646 | -368.1163 | -13.6789 | -17.5595 | -43.8044 | -10.3361
2035 | 333 | MW | 379.4193 | 487.0592 | 603.9875 | 194.5784 | -1138.6752 | -1108.8179 | -1262.7941 | -2491.6657 | -605.3267 | -353.0912 | -13.6789 | -17.5595 | -43.8044 | -10.3361
2035 | 334 | MW | 1093.6204 | 1403.8766 | 1793.6597 | 544.8194 | -1055.3575 | -1014.4504 | -1155.3223 | -2309.3487 | -553.8096 | -323.0408 | 13.6789 | 17.5595 | 21.9022 | -1.7227
2035 | 335 | MW | 1093.6204 | 1403.8766 | 1793.6597 | 544.8194 | -916.4946 | -896.4911 | -1020.9825 | -2005.487 | -476.5338 | -285.478 | 19.1504 | 24.5833 | 21.9022 | 0
2035 | 336 | MW | 1048.9828 | 1346.5755 | 1702.1465 | 517.0225 | -777.6318 | -778.5317 | -886.6427 | -1701.6254 | -399.2581 | -247.9151 | 16.4147 | 21.0714 | 21.9022 | 0
2035 | 337 | MW | 959.7077 | 1231.9734 | 1574.0279 | 483.6662 | -722.0867 | -707.7561 | -806.0388 | -1580.0807 | -373.4995 | -225.3773 | 10.9431 | 14.0476 | 0 | 5.168
2035 | 338 | MW | 881.592 | 1131.6965 | 1427.6067 | 439.1912 | -666.5416 | -660.5724 | -752.3029 | -1458.536 | -347.7409 | -210.3522 | 8.2073 | 10.5357 | 0 | 5.168
2035 | 339 | MW | 769.998 | 988.4437 | 1244.5802 | 389.1567 | -638.769 | -660.5724 | -752.3029 | -1397.7637 | -334.8616 | -210.3522 | 8.2073 | 10.5357 | 0 | 5.168
2035 | 340 | MW | 658.4041 | 845.191 | 1061.5537 | 328.0035 | -638.769 | -660.5724 | -752.3029 | -1397.7637 | -334.8616 | -210.3522 | 8.2073 | 10.5357 | 0 | 5.168
2035 | 341 | MW | 557.9696 | 716.2636 | 896.8299 | 272.4097 | -666.5416 | -684.1642 | -779.1708 | -1458.536 | -347.7409 | -217.8648 | 8.2073 | 10.5357 | 0 | 5.168
2035 | 342 | MW | 468.6945 | 601.6614 | 768.7113 | 227.9347 | -777.6318 | -754.9398 | -859.7747 | -1701.6254 | -399.2581 | -240.4025 | 8.2073 | 10.5357 | 0 | 5.168
2035 | 343 | MW | 379.4193 | 487.0592 | 640.5928 | 183.4596 | -999.8123 | -967.2667 | -1101.5864 | -2187.8041 | -515.1717 | -308.0157 | 10.9431 | 14.0476 | 0 | 5.168
2035 | 344 | MW | 312.463 | 401.1076 | 512.4742 | 155.6627 | -1166.4477 | -1085.226 | -1235.9262 | -2552.4381 | -643.9646 | -345.5786 | 13.6789 | 17.5595 | 0 | 5.168
2035 | 345 | MW | 278.9848 | 358.1318 | 475.8689 | 138.9845 | -1333.0831 | -1226.7772 | -1397.1339 | -2917.0721 | -721.2404 | -390.654 | 13.6789 | 17.5595 | 43.8044 | 6.8907
2035 | 346 | MW | 234.3472 | 300.8307 | 402.6583 | 116.747 | -1444.1734 | -1297.5528 | -1477.7378 | -3160.1614 | -772.7575 | -413.1918 | 10.9431 | 14.0476 | 43.8044 | 6.8907
2035 | 347 | MW | 223.1878 | 286.5054 | 366.053 | 116.747 | -1555.2636 | -1368.3285 | -1558.3417 | -3403.2507 | -824.2747 | -435.7295 | 10.9431 | 14.0476 | 43.8044 | 6.8907
2035 | 348 | MW | 234.3472 | 300.8307 | 384.3557 | 116.747 | -1583.0362 | -1391.9203 | -1585.2096 | -3464.0231 | -850.0333 | -443.2421 | 10.9431 | 14.0476 | 43.8044 | 6.8907
2035 | 349 | MW | 290.1442 | 372.4571 | 475.8689 | 144.5439 | -1610.8088 | -1391.9203 | -1585.2096 | -3524.7954 | -862.9126 | -443.2421 | 10.9431 | 14.0476 | 43.8044 | 5.168
2035 | 350 | MW | 323.6224 | 415.4329 | 530.7769 | 161.2221 | -1610.8088 | -1391.9203 | -1585.2096 | -3524.7954 | -862.9126 | -443.2421 | 10.9431 | 14.0476 | 43.8044 | 5.168
2035 | 351 | MW | 368.2599 | 472.734 | 603.9875 | 183.4596 | -1583.0362 | -1368.3285 | -1558.3417 | -3464.0231 | -850.0333 | -435.7295 | 10.9431 | 14.0476 | 43.8044 | 1.7227
2035 | 352 | MW | 446.3757 | 573.0109 | 732.106 | 222.3753 | -1555.2636 | -1321.1447 | -1504.6058 | -3403.2507 | -824.2747 | -420.7044 | 5.4716 | 7.0238 | 0 | 1.7227
2035 | 353 | MW | 245.5066 | 315.156 | 402.6583 | 127.8658 | -1471.9459 | -1273.961 | -1450.8698 | -3220.9337 | -798.5161 | -405.6792 | -8.2073 | -10.5357 | -21.9022 | -6.8907
2035 | 354 | MW | 312.463 | 401.1076 | 494.1716 | 166.7815 | -1444.1734 | -1321.1447 | -1504.6058 | -3160.1614 | -785.6368 | -420.7044 | -10.9431 | -14.0476 | -43.8044 | -8.6134
2035 | 355 | MW | 368.2599 | 472.734 | 585.6848 | 189.019 | -1388.6282 | -1297.5528 | -1477.7378 | -3038.6167 | -734.1197 | -413.1918 | -13.6789 | -17.5595 | -43.8044 | -10.3361
2035 | 356 | MW | 390.5787 | 501.3845 | 622.2901 | 194.5784 | -1305.3105 | -1250.3691 | -1424.0019 | -2856.2997 | -708.3611 | -398.1666 | -13.6789 | -17.5595 | -43.8044 | -10.3361
2035 | 357 | MW | 379.4193 | 487.0592 | 622.2901 | 194.5784 | -1249.7654 | -1179.5935 | -1343.398 | -2734.7551 | -656.8439 | -375.6289 | -13.6789 | -17.5595 | -43.8044 | -10.3361
2035 | 358 | MW | 1082.461 | 1389.5514 | 1757.0544 | 539.26 | -1138.6752 | -1085.226 | -1235.9262 | -2491.6657 | -592.4474 | -345.5786 | 10.9431 | 14.0476 | 0 | 0
2035 | 359 | MW | 1082.461 | 1389.5514 | 1757.0544 | 533.7007 | -972.0398 | -943.6748 | -1074.7184 | -2127.0317 | -515.1717 | -300.5031 | 13.6789 | 17.5595 | 0 | 1.7227
2035 | 360 | MW | 1015.5047 | 1303.5997 | 1665.5412 | 505.9038 | -833.1769 | -825.7154 | -940.3786 | -1823.17 | -437.8959 | -262.9402 | 10.9431 | 14.0476 | 0 | 1.7227
2035 | 361 | MW | 937.3889 | 1203.3228 | 1519.12 | 466.9881 | -722.0867 | -731.348 | -832.9068 | -1580.0807 | -373.4995 | -232.8899 | 10.9431 | 14.0476 | 0 | 3.4454
2035 | 362 | MW | 848.1138 | 1088.7206 | 1372.6988 | 422.513 | -666.5416 | -660.5724 | -752.3029 | -1458.536 | -347.7409 | -210.3522 | 10.9431 | 14.0476 | 0 | 3.4454
2035 | 363 | MW | 736.5199 | 945.4679 | 1189.6723 | 361.3598 | -638.769 | -660.5724 | -752.3029 | -1397.7637 | -334.8616 | -210.3522 | 8.2073 | 10.5357 | 0 | 3.4454
2035 | 364 | MW | 613.7666 | 787.8899 | 1006.6458 | 305.766 | -638.769 | -660.5724 | -752.3029 | -1397.7637 | -334.8616 | -210.3522 | 8.2073 | 10.5357 | 0 | 3.4454
2035 | 365 | MW | 513.332 | 658.9625 | 823.6193 | 250.1722 | -666.5416 | -684.1642 | -779.1708 | -1458.536 | -347.7409 | -217.8648 | 8.2073 | 10.5357 | 0 | 3.4454
2035 | 366 | MW | 424.0569 | 544.3603 | 695.5007 | 205.6971 | -777.6318 | -754.9398 | -859.7747 | -1701.6254 | -399.2581 | -240.4025 | 8.2073 | 10.5357 | 0 | 3.4454
2035 | 367 | MW | 345.9411 | 444.0834 | 567.3822 | 166.7815 | -999.8123 | -967.2667 | -1101.5864 | -2187.8041 | -515.1717 | -308.0157 | 8.2073 | 10.5357 | 0 | 3.4454
2035 | 368 | MW | 278.9848 | 358.1318 | 457.5663 | 133.4252 | -1194.2203 | -1085.226 | -1235.9262 | -2613.2104 | -643.9646 | -345.5786 | 10.9431 | 14.0476 | 0 | 5.168
2035 | 369 | MW | 256.666 | 329.4812 | 439.2636 | 122.3064 | -1360.8557 | -1203.1854 | -1370.266 | -2977.8444 | -721.2404 | -383.1415 | 13.6789 | 17.5595 | 43.8044 | 3.4454
2035 | 370 | MW | 223.1878 | 286.5054 | 384.3557 | 111.1876 | -1499.7185 | -1273.961 | -1450.8698 | -3281.7061 | -772.7575 | -405.6792 | 13.6789 | 17.5595 | 65.7066 | 3.4454
2035 | 371 | MW | 212.0284 | 272.1802 | 366.053 | 111.1876 | -1610.8088 | -1321.1447 | -1504.6058 | -3524.7954 | -824.2747 | -420.7044 | 13.6789 | 17.5595 | 65.7066 | 3.4454
2035 | 372 | MW | 223.1878 | 286.5054 | 384.3557 | 116.747 | -1666.3539 | -1368.3285 | -1558.3417 | -3646.3401 | -850.0333 | -435.7295 | 13.6789 | 17.5595 | 43.8044 | 3.4454
2035 | 373 | MW | 278.9848 | 358.1318 | 457.5663 | 144.5439 | -1721.899 | -1368.3285 | -1558.3417 | -3767.8848 | -850.0333 | -435.7295 | 13.6789 | 17.5595 | 43.8044 | 3.4454
2035 | 374 | MW | 323.6224 | 415.4329 | 530.7769 | 161.2221 | -1777.4442 | -1368.3285 | -1558.3417 | -3889.4294 | -850.0333 | -435.7295 | 13.6789 | 17.5595 | 43.8044 | 3.4454
2035 | 375 | MW | 357.1005 | 458.4087 | 603.9875 | 183.4596 | -1777.4442 | -1344.7366 | -1531.4737 | -3889.4294 | -850.0333 | -428.2169 | 13.6789 | 17.5595 | 43.8044 | 0
2035 | 376 | MW | 435.2163 | 558.6856 | 713.8034 | 222.3753 | -1721.899 | -1297.5528 | -1477.7378 | -3767.8848 | -824.2747 | -413.1918 | 8.2073 | 10.5357 | 0 | 0
2035 | 377 | MW | 245.5066 | 315.156 | 402.6583 | 127.8658 | -1610.8088 | -1273.961 | -1450.8698 | -3524.7954 | -798.5161 | -405.6792 | -10.9431 | -14.0476 | -21.9022 | -6.8907
2035 | 378 | MW | 312.463 | 401.1076 | 494.1716 | 172.3408 | -1527.4911 | -1344.7366 | -1531.4737 | -3342.4784 | -785.6368 | -428.2169 | -10.9431 | -14.0476 | -43.8044 | -8.6134
2035 | 379 | MW | 368.2599 | 472.734 | 585.6848 | 189.019 | -1416.4008 | -1297.5528 | -1477.7378 | -3099.3891 | -734.1197 | -413.1918 | -13.6789 | -17.5595 | -43.8044 | -10.3361
2035 | 380 | MW | 390.5787 | 501.3845 | 640.5928 | 200.1377 | -1333.0831 | -1226.7772 | -1397.1339 | -2917.0721 | -695.4818 | -390.654 | -13.6789 | -17.5595 | -43.8044 | -10.3361
2035 | 381 | MW | 390.5787 | 501.3845 | 622.2901 | 200.1377 | -1249.7654 | -1179.5935 | -1343.398 | -2734.7551 | -656.8439 | -375.6289 | -13.6789 | -17.5595 | -43.8044 | -10.3361
2035 | 382 | MW | 1082.461 | 1389.5514 | 1757.0544 | 539.26 | -1138.6752 | -1085.226 | -1235.9262 | -2491.6657 | -592.4474 | -345.5786 | 10.9431 | 14.0476 | 0 | -1.7227
2035 | 383 | MW | 1071.3016 | 1375.2261 | 1757.0544 | 533.7007 | -972.0398 | -943.6748 | -1074.7184 | -2127.0317 | -502.2924 | -300.5031 | 16.4147 | 21.0714 | 21.9022 | 1.7227
2035 | 384 | MW | 1015.5047 | 1303.5997 | 1665.5412 | 505.9038 | -833.1769 | -802.1236 | -913.5106 | -1823.17 | -425.0166 | -255.4276 | 13.6789 | 17.5595 | 0 | 0
2035 | 385 | MW | 926.2295 | 1188.9976 | 1519.12 | 461.4287 | -722.0867 | -707.7561 | -806.0388 | -1580.0807 | -373.4995 | -225.3773 | 10.9431 | 14.0476 | 0 | 3.4454
2035 | 386 | MW | 836.9544 | 1074.3954 | 1354.3961 | 416.9536 | -666.5416 | -660.5724 | -752.3029 | -1458.536 | -347.7409 | -210.3522 | 10.9431 | 14.0476 | 0 | 3.4454
2035 | 387 | MW | 725.3605 | 931.1427 | 1171.3696 | 361.3598 | -638.769 | -660.5724 | -752.3029 | -1397.7637 | -334.8616 | -210.3522 | 10.9431 | 14.0476 | 0 | 1.7227
2035 | 388 | MW | 602.6072 | 773.5647 | 988.3431 | 300.2066 | -638.769 | -660.5724 | -752.3029 | -1397.7637 | -334.8616 | -210.3522 | 8.2073 | 10.5357 | 0 | 1.7227
2035 | 389 | MW | 502.1726 | 644.6372 | 805.3166 | 244.6128 | -666.5416 | -660.5724 | -752.3029 | -1458.536 | -347.7409 | -210.3522 | 8.2073 | 10.5357 | 0 | 1.7227
2035 | 390 | MW | 412.8975 | 530.0351 | 677.1981 | 200.1377 | -777.6318 | -754.9398 | -859.7747 | -1701.6254 | -399.2581 | -240.4025 | 8.2073 | 10.5357 | 0 | 3.4454
2035 | 391 | MW | 334.7818 | 429.7582 | 549.0795 | 161.2221 | -999.8123 | -967.2667 | -1101.5864 | -2187.8041 | -515.1717 | -308.0157 | 10.9431 | 14.0476 | 21.9022 | 3.4454
2035 | 392 | MW | 267.8254 | 343.8065 | 439.2636 | 133.4252 | -1194.2203 | -1085.226 | -1235.9262 | -2613.2104 | -631.0853 | -345.5786 | 10.9431 | 14.0476 | 21.9022 | 3.4454
2035 | 393 | MW | 256.666 | 329.4812 | 439.2636 | 122.3064 | -1388.6282 | -1226.7772 | -1397.1339 | -3038.6167 | -721.2404 | -390.654 | 13.6789 | 17.5595 | 65.7066 | 3.4454
2035 | 394 | MW | 223.1878 | 286.5054 | 384.3557 | 111.1876 | -1527.4911 | -1297.5528 | -1477.7378 | -3342.4784 | -785.6368 | -413.1918 | 13.6789 | 17.5595 | 65.7066 | 3.4454
2035 | 395 | MW | 212.0284 | 272.1802 | 347.7504 | 105.6283 | -1638.5813 | -1368.3285 | -1558.3417 | -3585.5677 | -837.154 | -435.7295 | 16.4147 | 21.0714 | 65.7066 | 3.4454
2035 | 396 | MW | 223.1878 | 286.5054 | 366.053 | 111.1876 | -1721.899 | -1391.9203 | -1585.2096 | -3767.8848 | -850.0333 | -443.2421 | 16.4147 | 21.0714 | 65.7066 | 3.4454
2035 | 397 | MW | 278.9848 | 358.1318 | 457.5663 | 138.9845 | -1749.6716 | -1415.5122 | -1612.0776 | -3828.6571 | -862.9126 | -450.7547 | 16.4147 | 21.0714 | 65.7066 | 3.4454
2035 | 398 | MW | 312.463 | 401.1076 | 530.7769 | 155.6627 | -1805.2167 | -1415.5122 | -1612.0776 | -3950.2018 | -875.7919 | -450.7547 | 16.4147 | 21.0714 | 65.7066 | 3.4454
2035 | 399 | MW | 357.1005 | 458.4087 | 585.6848 | 177.9002 | -1777.4442 | -1415.5122 | -1612.0776 | -3889.4294 | -862.9126 | -450.7547 | 13.6789 | 17.5595 | 65.7066 | 0
2035 | 400 | MW | 424.0569 | 544.3603 | 695.5007 | 216.8159 | -1721.899 | -1368.3285 | -1558.3417 | -3767.8848 | -862.9126 | -435.7295 | 10.9431 | 14.0476 | 0 | 0
2035 | 401 | MW | 256.666 | 329.4812 | 402.6583 | 127.8658 | -1610.8088 | -1321.1447 | -1504.6058 | -3524.7954 | -824.2747 | -420.7044 | -8.2073 | -10.5357 | -21.9022 | -6.8907
2035 | 402 | MW | 323.6224 | 415.4329 | 512.4742 | 166.7815 | -1527.4911 | -1344.7366 | -1531.4737 | -3342.4784 | -798.5161 | -428.2169 | -10.9431 | -14.0476 | -43.8044 | -6.8907
2035 | 403 | MW | 368.2599 | 472.734 | 603.9875 | 189.019 | -1416.4008 | -1297.5528 | -1477.7378 | -3099.3891 | -734.1197 | -413.1918 | -10.9431 | -14.0476 | -43.8044 | -8.6134
2035 | 404 | MW | 390.5787 | 501.3845 | 640.5928 | 200.1377 | -1333.0831 | -1226.7772 | -1397.1339 | -2917.0721 | -695.4818 | -390.654 | -13.6789 | -17.5595 | -43.8044 | -10.3361
2035 | 405 | MW | 390.5787 | 501.3845 | 622.2901 | 194.5784 | -1249.7654 | -1179.5935 | -1343.398 | -2734.7551 | -643.9646 | -375.6289 | -10.9431 | -14.0476 | -43.8044 | -8.6134
2035 | 406 | MW | 1071.3016 | 1375.2261 | 1757.0544 | 533.7007 | -1110.9026 | -1085.226 | -1235.9262 | -2430.8934 | -592.4474 | -345.5786 | 13.6789 | 17.5595 | 21.9022 | -1.7227
2035 | 407 | MW | 1071.3016 | 1375.2261 | 1757.0544 | 528.1413 | -972.0398 | -943.6748 | -1074.7184 | -2127.0317 | -502.2924 | -300.5031 | 16.4147 | 21.0714 | 21.9022 | 1.7227
2035 | 408 | MW | 1015.5047 | 1303.5997 | 1647.2385 | 500.3444 | -805.4044 | -802.1236 | -913.5106 | -1762.3977 | -425.0166 | -255.4276 | 13.6789 | 17.5595 | 21.9022 | 0
2035 | 409 | MW | 926.2295 | 1188.9976 | 1519.12 | 461.4287 | -694.3141 | -707.7561 | -806.0388 | -1519.3084 | -360.6202 | -225.3773 | 10.9431 | 14.0476 | 0 | 3.4454
2035 | 410 | MW | 836.9544 | 1074.3954 | 1354.3961 | 422.513 | -666.5416 | -660.5724 | -752.3029 | -1458.536 | -347.7409 | -210.3522 | 10.9431 | 14.0476 | 0 | 3.4454
2035 | 411 | MW | 714.2011 | 916.8174 | 1171.3696 | 361.3598 | -638.769 | -660.5724 | -752.3029 | -1397.7637 | -334.8616 | -210.3522 | 10.9431 | 14.0476 | 0 | 3.4454
2035 | 412 | MW | 602.6072 | 773.5647 | 970.0405 | 300.2066 | -638.769 | -636.9805 | -725.4349 | -1397.7637 | -334.8616 | -202.8396 | 10.9431 | 14.0476 | 0 | 3.4454
2035 | 413 | MW | 491.0132 | 630.312 | 805.3166 | 244.6128 | -666.5416 | -660.5724 | -752.3029 | -1458.536 | -347.7409 | -210.3522 | 10.9431 | 14.0476 | 0 | 3.4454
2035 | 414 | MW | 401.7381 | 515.7098 | 677.1981 | 194.5784 | -777.6318 | -754.9398 | -859.7747 | -1701.6254 | -399.2581 | -240.4025 | 10.9431 | 14.0476 | 0 | 3.4454
2035 | 415 | MW | 323.6224 | 415.4329 | 549.0795 | 155.6627 | -999.8123 | -943.6748 | -1074.7184 | -2187.8041 | -515.1717 | -300.5031 | 13.6789 | 17.5595 | 21.9022 | 5.168
2035 | 416 | MW | 256.666 | 329.4812 | 439.2636 | 127.8658 | -1194.2203 | -1085.226 | -1235.9262 | -2613.2104 | -631.0853 | -345.5786 | 13.6789 | 17.5595 | 21.9022 | 5.168
2035 | 417 | MW | 245.5066 | 315.156 | 420.961 | 122.3064 | -1388.6282 | -1226.7772 | -1397.1339 | -3038.6167 | -708.3611 | -390.654 | 16.4147 | 21.0714 | 65.7066 | 5.168
2035 | 418 | MW | 223.1878 | 286.5054 | 384.3557 | 111.1876 | -1527.4911 | -1297.5528 | -1477.7378 | -3342.4784 | -772.7575 | -413.1918 | 13.6789 | 17.5595 | 65.7066 | 3.4454
2035 | 419 | MW | 212.0284 | 272.1802 | 347.7504 | 105.6283 | -1666.3539 | -1368.3285 | -1558.3417 | -3646.3401 | -837.154 | -435.7295 | 13.6789 | 17.5595 | 65.7066 | 3.4454
2035 | 420 | MW | 223.1878 | 286.5054 | 366.053 | 111.1876 | -1749.6716 | -1391.9203 | -1585.2096 | -3828.6571 | -875.7919 | -443.2421 | 13.6789 | 17.5595 | 65.7066 | 3.4454
2035 | 421 | MW | 278.9848 | 358.1318 | 457.5663 | 138.9845 | -1777.4442 | -1391.9203 | -1585.2096 | -3889.4294 | -901.5504 | -443.2421 | 13.6789 | 17.5595 | 65.7066 | 3.4454
2035 | 422 | MW | 312.463 | 401.1076 | 530.7769 | 155.6627 | -1777.4442 | -1391.9203 | -1585.2096 | -3889.4294 | -914.4297 | -443.2421 | 13.6789 | 17.5595 | 65.7066 | 3.4454
2035 | 423 | MW | 357.1005 | 458.4087 | 585.6848 | 177.9002 | -1721.899 | -1368.3285 | -1558.3417 | -3767.8848 | -901.5504 | -435.7295 | 10.9431 | 14.0476 | 65.7066 | 1.7227
2035 | 424 | MW | 435.2163 | 558.6856 | 713.8034 | 222.3753 | -1666.3539 | -1344.7366 | -1531.4737 | -3646.3401 | -875.7919 | -428.2169 | 8.2073 | 10.5357 | 0 | 1.7227
2035 | 425 | MW | 256.666 | 329.4812 | 402.6583 | 133.4252 | -1583.0362 | -1297.5528 | -1477.7378 | -3464.0231 | -850.0333 | -413.1918 | -8.2073 | -10.5357 | -21.9022 | -5.168
2035 | 426 | MW | 323.6224 | 415.4329 | 512.4742 | 172.3408 | -1499.7185 | -1297.5528 | -1477.7378 | -3281.7061 | -811.3954 | -413.1918 | -8.2073 | -10.5357 | -43.8044 | -6.8907
2035 | 427 | MW | 368.2599 | 472.734 | 603.9875 | 194.5784 | -1416.4008 | -1297.5528 | -1477.7378 | -3099.3891 | -746.9989 | -413.1918 | -10.9431 | -14.0476 | -43.8044 | -8.6134
2035 | 428 | MW | 401.7381 | 515.7098 | 640.5928 | 205.6971 | -1333.0831 | -1226.7772 | -1397.1339 | -2917.0721 | -695.4818 | -390.654 | -10.9431 | -14.0476 | -43.8044 | -8.6134
2035 | 429 | MW | 390.5787 | 501.3845 | 622.2901 | 200.1377 | -1249.7654 | -1156.0016 | -1316.53 | -2734.7551 | -656.8439 | -368.1163 | -10.9431 | -14.0476 | -43.8044 | -8.6134
2035 | 430 | MW | 1071.3016 | 1375.2261 | 1757.0544 | 539.26 | -1110.9026 | -1061.6341 | -1209.0582 | -2430.8934 | -592.4474 | -338.066 | 13.6789 | 17.5595 | 21.9022 | 0
2035 | 431 | MW | 1071.3016 | 1375.2261 | 1757.0544 | 533.7007 | -972.0398 | -943.6748 | -1074.7184 | -2127.0317 | -502.2924 | -300.5031 | 16.4147 | 21.0714 | 21.9022 | 1.7227
2035 | 432 | MW | 1015.5047 | 1303.5997 | 1647.2385 | 505.9038 | -833.1769 | -802.1236 | -913.5106 | -1823.17 | -425.0166 | -255.4276 | 13.6789 | 17.5595 | 21.9022 | 1.7227
2035 | 433 | MW | 926.2295 | 1188.9976 | 1500.8173 | 461.4287 | -666.5416 | -684.1642 | -779.1708 | -1458.536 | -347.7409 | -217.8648 | 13.6789 | 17.5595 | 21.9022 | 3.4454
2035 | 434 | MW | 825.795 | 1060.0701 | 1354.3961 | 416.9536 | -610.9964 | -636.9805 | -725.4349 | -1336.9914 | -321.9823 | -202.8396 | 10.9431 | 14.0476 | 21.9022 | 3.4454
2035 | 435 | MW | 714.2011 | 916.8174 | 1153.067 | 355.8004 | -610.9964 | -613.3886 | -698.567 | -1336.9914 | -309.103 | -195.327 | 10.9431 | 14.0476 | 0 | 3.4454
2035 | 436 | MW | 591.4478 | 759.2394 | 970.0405 | 294.6472 | -610.9964 | -613.3886 | -698.567 | -1336.9914 | -309.103 | -195.327 | 10.9431 | 14.0476 | 0 | 3.4454
2035 | 437 | MW | 491.0132 | 630.312 | 805.3166 | 244.6128 | -610.9964 | -613.3886 | -698.567 | -1336.9914 | -309.103 | -195.327 | 10.9431 | 14.0476 | 0 | 3.4454
2035 | 438 | MW | 412.8975 | 530.0351 | 677.1981 | 205.6971 | -666.5416 | -660.5724 | -752.3029 | -1458.536 | -347.7409 | -210.3522 | 10.9431 | 14.0476 | 21.9022 | 3.4454
2035 | 439 | MW | 357.1005 | 458.4087 | 603.9875 | 172.3408 | -805.4044 | -778.5317 | -886.6427 | -1762.3977 | -412.1373 | -247.9151 | 13.6789 | 17.5595 | 21.9022 | 3.4454
2035 | 440 | MW | 323.6224 | 415.4329 | 530.7769 | 150.1033 | -916.4946 | -825.7154 | -940.3786 | -2005.487 | -502.2924 | -262.9402 | 16.4147 | 21.0714 | 21.9022 | 5.168
2035 | 441 | MW | 290.1442 | 372.4571 | 494.1716 | 138.9845 | -1027.5849 | -920.0829 | -1047.8504 | -2248.5764 | -553.8096 | -292.9905 | 16.4147 | 21.0714 | 65.7066 | 5.168
2035 | 442 | MW | 267.8254 | 343.8065 | 457.5663 | 133.4252 | -1110.9026 | -990.8585 | -1128.4543 | -2430.8934 | -592.4474 | -315.5283 | 16.4147 | 21.0714 | 65.7066 | 5.168
2035 | 443 | MW | 301.3036 | 386.7823 | 494.1716 | 150.1033 | -1194.2203 | -1014.4504 | -1155.3223 | -2613.2104 | -618.206 | -323.0408 | 16.4147 | 21.0714 | 65.7066 | 5.168
2035 | 444 | MW | 368.2599 | 472.734 | 585.6848 | 183.4596 | -1221.9929 | -1038.0423 | -1182.1902 | -2673.9827 | -631.0853 | -330.5534 | 16.4147 | 21.0714 | 65.7066 | 5.168
2035 | 445 | MW | 435.2163 | 558.6856 | 713.8034 | 216.8159 | -1249.7654 | -1038.0423 | -1182.1902 | -2734.7551 | -631.0853 | -330.5534 | 13.6789 | 17.5595 | 65.7066 | 5.168
2035 | 446 | MW | 502.1726 | 644.6372 | 823.6193 | 250.1722 | -1277.538 | -1014.4504 | -1155.3223 | -2795.5274 | -618.206 | -323.0408 | 13.6789 | 17.5595 | 65.7066 | 5.168
2035 | 447 | MW | 546.8102 | 701.9383 | 896.8299 | 272.4097 | -1249.7654 | -1014.4504 | -1155.3223 | -2734.7551 | -605.3267 | -323.0408 | 13.6789 | 17.5595 | 65.7066 | 1.7227
2035 | 448 | MW | 234.3472 | 300.8307 | 384.3557 | 122.3064 | -1194.2203 | -990.8585 | -1128.4543 | -2613.2104 | -592.4474 | -315.5283 | 10.9431 | 14.0476 | 0 | 1.7227
2035 | 449 | MW | 256.666 | 329.4812 | 420.961 | 133.4252 | -1138.6752 | -990.8585 | -1128.4543 | -2491.6657 | -592.4474 | -315.5283 | -5.4716 | -7.0238 | -21.9022 | -5.168
2035 | 450 | MW | 290.1442 | 372.4571 | 475.8689 | 150.1033 | -1138.6752 | -1061.6341 | -1209.0582 | -2491.6657 | -605.3267 | -338.066 | -8.2073 | -10.5357 | -21.9022 | -6.8907
2035 | 451 | MW | 312.463 | 401.1076 | 494.1716 | 161.2221 | -1138.6752 | -1108.8179 | -1262.7941 | -2491.6657 | -605.3267 | -353.0912 | -8.2073 | -10.5357 | -43.8044 | -8.6134
2035 | 452 | MW | 312.463 | 401.1076 | 512.4742 | 161.2221 | -1138.6752 | -1085.226 | -1235.9262 | -2491.6657 | -592.4474 | -345.5786 | -8.2073 | -10.5357 | -21.9022 | -8.6134
2035 | 453 | MW | 993.1859 | 1274.9492 | 1610.6332 | 494.785 | -1110.9026 | -1061.6341 | -1209.0582 | -2430.8934 | -579.5681 | -338.066 | -8.2073 | -10.5357 | -21.9022 | -6.8907
2035 | 454 | MW | 982.0265 | 1260.6239 | 1592.3306 | 494.785 | -1027.5849 | -990.8585 | -1128.4543 | -2248.5764 | -540.9303 | -315.5283 | 13.6789 | 17.5595 | 0 | 0
2035 | 455 | MW | 948.5483 | 1217.6481 | 1555.7253 | 472.5475 | -888.7221 | -896.4911 | -1020.9825 | -1944.7147 | -476.5338 | -285.478 | 19.1504 | 24.5833 | 21.9022 | 1.7227
2035 | 456 | MW | 915.0701 | 1174.6723 | 1482.5147 | 450.3099 | -777.6318 | -778.5317 | -886.6427 | -1701.6254 | -399.2581 | -247.9151 | 16.4147 | 21.0714 | 21.9022 | 1.7227
2035 | 457 | MW | 848.1138 | 1088.7206 | 1391.0014 | 422.513 | -666.5416 | -684.1642 | -779.1708 | -1458.536 | -347.7409 | -217.8648 | 13.6789 | 17.5595 | 21.9022 | 3.4454
2035 | 458 | MW | 769.998 | 988.4437 | 1244.5802 | 378.038 | -610.9964 | -636.9805 | -725.4349 | -1336.9914 | -321.9823 | -202.8396 | 10.9431 | 14.0476 | 0 | 3.4454
2035 | 459 | MW | 669.5635 | 859.5163 | 1098.159 | 333.5629 | -610.9964 | -613.3886 | -698.567 | -1336.9914 | -309.103 | -195.327 | 10.9431 | 14.0476 | 0 | 3.4454
2035 | 460 | MW | 591.4478 | 759.2394 | 951.7378 | 294.6472 | -610.9964 | -613.3886 | -698.567 | -1336.9914 | -309.103 | -195.327 | 10.9431 | 14.0476 | 0 | 3.4454
2035 | 461 | MW | 513.332 | 658.9625 | 841.9219 | 261.2909 | -610.9964 | -613.3886 | -698.567 | -1336.9914 | -309.103 | -195.327 | 8.2073 | 10.5357 | 0 | 3.4454
2035 | 462 | MW | 457.5351 | 587.3361 | 750.4087 | 227.9347 | -666.5416 | -660.5724 | -752.3029 | -1458.536 | -334.8616 | -210.3522 | 10.9431 | 14.0476 | 0 | 3.4454
2035 | 463 | MW | 412.8975 | 530.0351 | 658.8954 | 200.1377 | -749.8593 | -731.348 | -832.9068 | -1640.853 | -399.2581 | -232.8899 | 10.9431 | 14.0476 | 0 | 5.168
2035 | 464 | MW | 357.1005 | 458.4087 | 585.6848 | 177.9002 | -833.1769 | -754.9398 | -859.7747 | -1823.17 | -450.7752 | -240.4025 | 10.9431 | 14.0476 | 21.9022 | 5.168
2035 | 465 | MW | 323.6224 | 415.4329 | 530.7769 | 155.6627 | -916.4946 | -849.3073 | -967.2466 | -2005.487 | -489.4131 | -270.4528 | 13.6789 | 17.5595 | 65.7066 | 5.168
2035 | 466 | MW | 301.3036 | 386.7823 | 494.1716 | 150.1033 | -972.0398 | -896.4911 | -1020.9825 | -2127.0317 | -515.1717 | -285.478 | 16.4147 | 21.0714 | 65.7066 | 5.168
2035 | 467 | MW | 334.7818 | 429.7582 | 549.0795 | 166.7815 | -1027.5849 | -920.0829 | -1047.8504 | -2248.5764 | -528.051 | -292.9905 | 16.4147 | 21.0714 | 65.7066 | 5.168
2035 | 468 | MW | 368.2599 | 472.734 | 603.9875 | 189.019 | -1055.3575 | -943.6748 | -1074.7184 | -2309.3487 | -540.9303 | -300.5031 | 16.4147 | 21.0714 | 65.7066 | 3.4454
2035 | 469 | MW | 468.6945 | 601.6614 | 750.4087 | 239.0534 | -1110.9026 | -943.6748 | -1074.7184 | -2430.8934 | -553.8096 | -300.5031 | 16.4147 | 21.0714 | 65.7066 | 3.4454
2035 | 470 | MW | 513.332 | 658.9625 | 823.6193 | 261.2909 | -1110.9026 | -943.6748 | -1074.7184 | -2430.8934 | -566.6889 | -300.5031 | 16.4147 | 21.0714 | 65.7066 | 3.4454
2035 | 471 | MW | 569.129 | 730.5889 | 915.1325 | 289.0879 | -1110.9026 | -920.0829 | -1047.8504 | -2430.8934 | -566.6889 | -292.9905 | 16.4147 | 21.0714 | 65.7066 | 1.7227
2035 | 472 | MW | 223.1878 | 286.5054 | 366.053 | 105.6283 | -1083.13 | -920.0829 | -1047.8504 | -2370.1211 | -553.8096 | -292.9905 | 10.9431 | 14.0476 | 0 | 1.7227
2035 | 473 | MW | 245.5066 | 315.156 | 402.6583 | 116.747 | -1055.3575 | -920.0829 | -1047.8504 | -2309.3487 | -566.6889 | -292.9905 | -8.2073 | -10.5357 | -21.9022 | -5.168
2035 | 474 | MW | 267.8254 | 343.8065 | 439.2636 | 127.8658 | -1083.13 | -1038.0423 | -1182.1902 | -2370.1211 | -579.5681 | -330.5534 | -8.2073 | -10.5357 | -21.9022 | -6.8907
2035 | 475 | MW | 278.9848 | 358.1318 | 457.5663 | 138.9845 | -1110.9026 | -1108.8179 | -1262.7941 | -2430.8934 | -592.4474 | -353.0912 | -10.9431 | -14.0476 | -21.9022 | -8.6134
2035 | 476 | MW | 278.9848 | 358.1318 | 457.5663 | 138.9845 | -1110.9026 | -1108.8179 | -1262.7941 | -2430.8934 | -592.4474 | -353.0912 | -10.9431 | -14.0476 | -21.9022 | -8.6134
2035 | 477 | MW | 959.7077 | 1231.9734 | 1555.7253 | 489.2256 | -1110.9026 | -1085.226 | -1235.9262 | -2430.8934 | -579.5681 | -345.5786 | -10.9431 | -14.0476 | -21.9022 | -8.6134
2035 | 478 | MW | 959.7077 | 1231.9734 | 1555.7253 | 483.6662 | -1027.5849 | -1014.4504 | -1155.3223 | -2248.5764 | -528.051 | -323.0408 | 13.6789 | 17.5595 | 0 | 0
2035 | 479 | MW | 937.3889 | 1203.3228 | 1519.12 | 466.9881 | -888.7221 | -896.4911 | -1020.9825 | -1944.7147 | -463.6545 | -285.478 | 16.4147 | 21.0714 | 21.9022 | 1.7227
2035 | 480 | MW | 903.9107 | 1160.347 | 1464.212 | 450.3099 | -749.8593 | -754.9398 | -859.7747 | -1640.853 | -399.2581 | -240.4025 | 13.6789 | 17.5595 | 21.9022 | 1.7227
2035 | 481 | MW | 836.9544 | 1074.3954 | 1354.3961 | 416.9536 | -694.3141 | -707.7561 | -806.0388 | -1519.3084 | -360.6202 | -225.3773 | 10.9431 | 14.0476 | 0 | 6.8907
2035 | 482 | MW | 747.6793 | 959.7932 | 1207.9749 | 378.038 | -638.769 | -660.5724 | -752.3029 | -1397.7637 | -321.9823 | -210.3522 | 10.9431 | 14.0476 | 0 | 6.8907
2035 | 483 | MW | 647.2447 | 830.8658 | 1061.5537 | 328.0035 | -610.9964 | -636.9805 | -725.4349 | -1336.9914 | -321.9823 | -202.8396 | 8.2073 | 10.5357 | 0 | 6.8907
2035 | 484 | MW | 569.129 | 730.5889 | 933.4352 | 283.5285 | -610.9964 | -636.9805 | -725.4349 | -1336.9914 | -309.103 | -202.8396 | 8.2073 | 10.5357 | 0 | 6.8907
2035 | 485 | MW | 502.1726 | 644.6372 | 805.3166 | 244.6128 | -610.9964 | -636.9805 | -725.4349 | -1336.9914 | -321.9823 | -202.8396 | 8.2073 | 10.5357 | 0 | 5.168
2035 | 486 | MW | 435.2163 | 558.6856 | 732.106 | 211.2565 | -694.3141 | -707.7561 | -806.0388 | -1519.3084 | -347.7409 | -225.3773 | 10.9431 | 14.0476 | 0 | 6.8907
2035 | 487 | MW | 379.4193 | 487.0592 | 622.2901 | 183.4596 | -833.1769 | -872.8992 | -994.1145 | -1823.17 | -425.0166 | -277.9654 | 10.9431 | 14.0476 | 21.9022 | 6.8907
2035 | 488 | MW | 323.6224 | 415.4329 | 530.7769 | 161.2221 | -972.0398 | -943.6748 | -1074.7184 | -2127.0317 | -528.051 | -300.5031 | 13.6789 | 17.5595 | 21.9022 | 6.8907
2035 | 489 | MW | 301.3036 | 386.7823 | 512.4742 | 150.1033 | -1110.9026 | -1038.0423 | -1182.1902 | -2430.8934 | -592.4474 | -330.5534 | 13.6789 | 17.5595 | 65.7066 | 8.6134
2035 | 490 | MW | 278.9848 | 358.1318 | 475.8689 | 133.4252 | -1221.9929 | -1085.226 | -1235.9262 | -2673.9827 | -656.8439 | -345.5786 | 13.6789 | 17.5595 | 65.7066 | 8.6134
2035 | 491 | MW | 256.666 | 329.4812 | 439.2636 | 127.8658 | -1277.538 | -1132.4098 | -1289.6621 | -2795.5274 | -708.3611 | -360.6037 | 13.6789 | 17.5595 | 65.7066 | 8.6134
2035 | 492 | MW | 256.666 | 329.4812 | 439.2636 | 127.8658 | -1333.0831 | -1156.0016 | -1316.53 | -2917.0721 | -746.9989 | -368.1163 | 10.9431 | 14.0476 | 65.7066 | 8.6134
2035 | 493 | MW | 312.463 | 401.1076 | 512.4742 | 155.6627 | -1388.6282 | -1156.0016 | -1316.53 | -3038.6167 | -772.7575 | -368.1163 | 10.9431 | 14.0476 | 65.7066 | 6.8907
2035 | 494 | MW | 345.9411 | 444.0834 | 567.3822 | 172.3408 | -1388.6282 | -1156.0016 | -1316.53 | -3038.6167 | -785.6368 | -368.1163 | 10.9431 | 14.0476 | 43.8044 | 6.8907
2035 | 495 | MW | 379.4193 | 487.0592 | 622.2901 | 189.019 | -1388.6282 | -1156.0016 | -1316.53 | -3038.6167 | -785.6368 | -368.1163 | 10.9431 | 14.0476 | 43.8044 | 1.7227
2035 | 496 | MW | 457.5351 | 587.3361 | 750.4087 | 227.9347 | -1360.8557 | -1132.4098 | -1289.6621 | -2977.8444 | -759.8782 | -360.6037 | 8.2073 | 10.5357 | 0 | 1.7227
2035 | 497 | MW | 245.5066 | 315.156 | 402.6583 | 133.4252 | -1277.538 | -1132.4098 | -1289.6621 | -2795.5274 | -734.1197 | -360.6037 | -8.2073 | -10.5357 | -21.9022 | -6.8907
2035 | 498 | MW | 312.463 | 401.1076 | 494.1716 | 166.7815 | -1277.538 | -1250.3691 | -1424.0019 | -2795.5274 | -721.2404 | -398.1666 | -8.2073 | -10.5357 | -43.8044 | -8.6134
2035 | 499 | MW | 368.2599 | 472.734 | 585.6848 | 189.019 | -1249.7654 | -1203.1854 | -1370.266 | -2734.7551 | -682.6025 | -383.1415 | -10.9431 | -14.0476 | -43.8044 | -10.3361
2035 | 500 | MW | 390.5787 | 501.3845 | 622.2901 | 200.1377 | -1194.2203 | -1156.0016 | -1316.53 | -2613.2104 | -643.9646 | -368.1163 | -13.6789 | -17.5595 | -43.8044 | -10.3361
2035 | 501 | MW | 379.4193 | 487.0592 | 622.2901 | 194.5784 | -1138.6752 | -1108.8179 | -1262.7941 | -2491.6657 | -605.3267 | -353.0912 | -13.6789 | -17.5595 | -43.8044 | -10.3361
2035 | 502 | MW | 1093.6204 | 1403.8766 | 1793.6597 | 544.8194 | -1055.3575 | -1014.4504 | -1155.3223 | -2309.3487 | -553.8096 | -323.0408 | 10.9431 | 14.0476 | 21.9022 | 1.7227
2035 | 503 | MW | 1093.6204 | 1403.8766 | 1793.6597 | 539.26 | -916.4946 | -896.4911 | -1020.9825 | -2005.487 | -476.5338 | -285.478 | 16.4147 | 21.0714 | 21.9022 | 3.4454
2035 | 504 | MW | 1048.9828 | 1346.5755 | 1720.4491 | 517.0225 | -777.6318 | -778.5317 | -886.6427 | -1701.6254 | -399.2581 | -247.9151 | 13.6789 | 17.5595 | 21.9022 | 3.4454
2035 | 505 | MW | 970.8671 | 1246.2986 | 1574.0279 | 478.1068 | -694.3141 | -707.7561 | -806.0388 | -1519.3084 | -373.4995 | -225.3773 | 10.9431 | 14.0476 | 0 | 3.4454
2035 | 506 | MW | 881.592 | 1131.6965 | 1427.6067 | 433.6318 | -638.769 | -660.5724 | -752.3029 | -1397.7637 | -347.7409 | -210.3522 | 10.9431 | 14.0476 | 0 | 1.7227
2035 | 507 | MW | 769.998 | 988.4437 | 1262.8829 | 378.038 | -638.769 | -660.5724 | -752.3029 | -1397.7637 | -334.8616 | -210.3522 | 10.9431 | 14.0476 | 0 | 1.7227
2035 | 508 | MW | 658.4041 | 845.191 | 1061.5537 | 322.4441 | -638.769 | -660.5724 | -752.3029 | -1397.7637 | -334.8616 | -210.3522 | 8.2073 | 10.5357 | 0 | 1.7227
2035 | 509 | MW | 546.8102 | 701.9383 | 896.8299 | 266.8503 | -666.5416 | -684.1642 | -779.1708 | -1458.536 | -347.7409 | -217.8648 | 10.9431 | 14.0476 | 0 | 1.7227
2035 | 510 | MW | 468.6945 | 601.6614 | 768.7113 | 222.3753 | -777.6318 | -778.5317 | -886.6427 | -1701.6254 | -399.2581 | -247.9151 | 10.9431 | 14.0476 | 21.9022 | 1.7227
2035 | 511 | MW | 379.4193 | 487.0592 | 640.5928 | 183.4596 | -999.8123 | -990.8585 | -1128.4543 | -2187.8041 | -528.051 | -315.5283 | 13.6789 | 17.5595 | 21.9022 | 3.4454
2035 | 512 | MW | 301.3036 | 386.7823 | 512.4742 | 150.1033 | -1194.2203 | -1108.8179 | -1262.7941 | -2613.2104 | -631.0853 | -353.0912 | 13.6789 | 17.5595 | 21.9022 | 3.4454
2035 | 513 | MW | 278.9848 | 358.1318 | 475.8689 | 138.9845 | -1360.8557 | -1226.7772 | -1397.1339 | -2977.8444 | -695.4818 | -390.654 | 13.6789 | 17.5595 | 43.8044 | 3.4454
2035 | 514 | MW | 245.5066 | 315.156 | 420.961 | 116.747 | -1471.9459 | -1297.5528 | -1477.7378 | -3220.9337 | -734.1197 | -413.1918 | 13.6789 | 17.5595 | 43.8044 | 3.4454
2035 | 515 | MW | 223.1878 | 286.5054 | 384.3557 | 111.1876 | -1555.2636 | -1344.7366 | -1531.4737 | -3403.2507 | -785.6368 | -428.2169 | 13.6789 | 17.5595 | 43.8044 | 3.4454
2035 | 516 | MW | 234.3472 | 300.8307 | 402.6583 | 116.747 | -1610.8088 | -1391.9203 | -1585.2096 | -3524.7954 | -824.2747 | -443.2421 | 13.6789 | 17.5595 | 43.8044 | 3.4454
2035 | 517 | MW | 290.1442 | 372.4571 | 475.8689 | 144.5439 | -1610.8088 | -1415.5122 | -1612.0776 | -3524.7954 | -837.154 | -450.7547 | 13.6789 | 17.5595 | 43.8044 | 3.4454
2035 | 518 | MW | 323.6224 | 415.4329 | 549.0795 | 161.2221 | -1638.5813 | -1439.1041 | -1638.9456 | -3585.5677 | -862.9126 | -458.2672 | 10.9431 | 14.0476 | 43.8044 | 3.4454
2035 | 519 | MW | 357.1005 | 458.4087 | 603.9875 | 183.4596 | -1610.8088 | -1415.5122 | -1612.0776 | -3524.7954 | -862.9126 | -450.7547 | 10.9431 | 14.0476 | 43.8044 | 0
2035 | 520 | MW | 435.2163 | 558.6856 | 732.106 | 216.8159 | -1583.0362 | -1368.3285 | -1558.3417 | -3464.0231 | -850.0333 | -435.7295 | 8.2073 | 10.5357 | 0 | 0
2035 | 521 | MW | 245.5066 | 315.156 | 402.6583 | 127.8658 | -1499.7185 | -1297.5528 | -1477.7378 | -3281.7061 | -811.3954 | -413.1918 | -8.2073 | -10.5357 | -21.9022 | -6.8907
2035 | 522 | MW | 312.463 | 401.1076 | 494.1716 | 166.7815 | -1471.9459 | -1344.7366 | -1531.4737 | -3220.9337 | -785.6368 | -428.2169 | -8.2073 | -10.5357 | -21.9022 | -8.6134
2035 | 523 | MW | 368.2599 | 472.734 | 585.6848 | 189.019 | -1388.6282 | -1297.5528 | -1477.7378 | -3038.6167 | -734.1197 | -413.1918 | -10.9431 | -14.0476 | -43.8044 | -10.3361
2035 | 524 | MW | 390.5787 | 501.3845 | 622.2901 | 200.1377 | -1305.3105 | -1226.7772 | -1397.1339 | -2856.2997 | -682.6025 | -390.654 | -10.9431 | -14.0476 | -43.8044 | -10.3361
2035 | 525 | MW | 379.4193 | 487.0592 | 622.2901 | 194.5784 | -1221.9929 | -1179.5935 | -1343.398 | -2673.9827 | -643.9646 | -375.6289 | -10.9431 | -14.0476 | -43.8044 | -8.6134
2035 | 526 | MW | 1082.461 | 1389.5514 | 1775.3571 | 539.26 | -1110.9026 | -1085.226 | -1235.9262 | -2430.8934 | -579.5681 | -345.5786 | 13.6789 | 17.5595 | 21.9022 | -1.7227
2035 | 527 | MW | 1082.461 | 1389.5514 | 1775.3571 | 533.7007 | -944.2672 | -943.6748 | -1074.7184 | -2066.2594 | -502.2924 | -300.5031 | 16.4147 | 21.0714 | 21.9022 | 0
2035 | 528 | MW | 1026.6641 | 1317.925 | 1665.5412 | 511.4631 | -805.4044 | -825.7154 | -940.3786 | -1762.3977 | -425.0166 | -262.9402 | 13.6789 | 17.5595 | 21.9022 | 0
2035 | 529 | MW | 937.3889 | 1203.3228 | 1537.4226 | 472.5475 | -694.3141 | -731.348 | -832.9068 | -1519.3084 | -360.6202 | -232.8899 | 10.9431 | 14.0476 | 0 | 3.4454
2035 | 530 | MW | 848.1138 | 1088.7206 | 1372.6988 | 428.0724 | -666.5416 | -684.1642 | -779.1708 | -1458.536 | -334.8616 | -217.8648 | 8.2073 | 10.5357 | 0 | 3.4454
2035 | 531 | MW | 736.5199 | 945.4679 | 1189.6723 | 366.9192 | -638.769 | -660.5724 | -752.3029 | -1397.7637 | -334.8616 | -210.3522 | 8.2073 | 10.5357 | 0 | 3.4454
2035 | 532 | MW | 613.7666 | 787.8899 | 988.3431 | 305.766 | -638.769 | -660.5724 | -752.3029 | -1397.7637 | -334.8616 | -210.3522 | 8.2073 | 10.5357 | 0 | 1.7227
2035 | 533 | MW | 513.332 | 658.9625 | 823.6193 | 250.1722 | -666.5416 | -684.1642 | -779.1708 | -1458.536 | -347.7409 | -217.8648 | 8.2073 | 10.5357 | 0 | 1.7227
2035 | 534 | MW | 424.0569 | 544.3603 | 695.5007 | 205.6971 | -777.6318 | -778.5317 | -886.6427 | -1701.6254 | -399.2581 | -247.9151 | 8.2073 | 10.5357 | 0 | 3.4454
2035 | 535 | MW | 345.9411 | 444.0834 | 567.3822 | 166.7815 | -999.8123 | -990.8585 | -1128.4543 | -2187.8041 | -515.1717 | -315.5283 | 10.9431 | 14.0476 | 0 | 3.4454
2035 | 536 | MW | 278.9848 | 358.1318 | 457.5663 | 138.9845 | -1194.2203 | -1108.8179 | -1262.7941 | -2613.2104 | -631.0853 | -353.0912 | 13.6789 | 17.5595 | 21.9022 | 3.4454
2035 | 537 | MW | 256.666 | 329.4812 | 439.2636 | 127.8658 | -1360.8557 | -1226.7772 | -1397.1339 | -2977.8444 | -695.4818 | -390.654 | 13.6789 | 17.5595 | 43.8044 | 3.4454
2035 | 538 | MW | 223.1878 | 286.5054 | 384.3557 | 105.6283 | -1499.7185 | -1321.1447 | -1504.6058 | -3281.7061 | -746.9989 | -420.7044 | 10.9431 | 14.0476 | 43.8044 | 5.168
2035 | 539 | MW | 212.0284 | 272.1802 | 366.053 | 105.6283 | -1610.8088 | -1368.3285 | -1558.3417 | -3524.7954 | -798.5161 | -435.7295 | 10.9431 | 14.0476 | 43.8044 | 5.168
2035 | 540 | MW | 223.1878 | 286.5054 | 384.3557 | 111.1876 | -1666.3539 | -1391.9203 | -1585.2096 | -3646.3401 | -837.154 | -443.2421 | 10.9431 | 14.0476 | 43.8044 | 5.168
2035 | 541 | MW | 278.9848 | 358.1318 | 457.5663 | 138.9845 | -1694.1265 | -1415.5122 | -1612.0776 | -3707.1124 | -862.9126 | -450.7547 | 10.9431 | 14.0476 | 43.8044 | 5.168
2035 | 542 | MW | 312.463 | 401.1076 | 530.7769 | 155.6627 | -1749.6716 | -1439.1041 | -1638.9456 | -3828.6571 | -888.6712 | -458.2672 | 10.9431 | 14.0476 | 43.8044 | 3.4454
2035 | 543 | MW | 357.1005 | 458.4087 | 585.6848 | 183.4596 | -1721.899 | -1415.5122 | -1612.0776 | -3767.8848 | -888.6712 | -450.7547 | 10.9431 | 14.0476 | 43.8044 | 0
2035 | 544 | MW | 435.2163 | 558.6856 | 713.8034 | 222.3753 | -1666.3539 | -1391.9203 | -1585.2096 | -3646.3401 | -862.9126 | -443.2421 | 8.2073 | 10.5357 | 0 | 0
2035 | 545 | MW | 245.5066 | 315.156 | 402.6583 | 127.8658 | -1555.2636 | -1321.1447 | -1504.6058 | -3403.2507 | -824.2747 | -420.7044 | -8.2073 | -10.5357 | -21.9022 | -6.8907
2035 | 546 | MW | 312.463 | 401.1076 | 494.1716 | 166.7815 | -1471.9459 | -1344.7366 | -1531.4737 | -3220.9337 | -785.6368 | -428.2169 | -8.2073 | -10.5357 | -43.8044 | -8.6134
2035 | 547 | MW | 368.2599 | 472.734 | 585.6848 | 189.019 | -1416.4008 | -1321.1447 | -1504.6058 | -3099.3891 | -734.1197 | -420.7044 | -10.9431 | -14.0476 | -43.8044 | -10.3361
2035 | 548 | MW | 390.5787 | 501.3845 | 640.5928 | 200.1377 | -1333.0831 | -1250.3691 | -1424.0019 | -2917.0721 | -695.4818 | -398.1666 | -10.9431 | -14.0476 | -43.8044 | -10.3361
2035 | 549 | MW | 379.4193 | 487.0592 | 622.2901 | 200.1377 | -1249.7654 | -1179.5935 | -1343.398 | -2734.7551 | -643.9646 | -375.6289 | -10.9431 | -14.0476 | -43.8044 | -8.6134
2035 | 550 | MW | 1082.461 | 1389.5514 | 1757.0544 | 533.7007 | -1110.9026 | -1085.226 | -1235.9262 | -2430.8934 | -579.5681 | -345.5786 | 10.9431 | 14.0476 | 21.9022 | 0
2035 | 551 | MW | 1071.3016 | 1375.2261 | 1775.3571 | 528.1413 | -972.0398 | -943.6748 | -1074.7184 | -2127.0317 | -502.2924 | -300.5031 | 13.6789 | 17.5595 | 21.9022 | 1.7227
2035 | 552 | MW | 1015.5047 | 1303.5997 | 1665.5412 | 500.3444 | -805.4044 | -825.7154 | -940.3786 | -1762.3977 | -425.0166 | -262.9402 | 13.6789 | 17.5595 | 0 | 0
2035 | 553 | MW | 926.2295 | 1188.9976 | 1519.12 | 455.8693 | -694.3141 | -707.7561 | -806.0388 | -1519.3084 | -360.6202 | -225.3773 | 10.9431 | 14.0476 | 0 | 3.4454
2035 | 554 | MW | 836.9544 | 1074.3954 | 1372.6988 | 411.3943 | -638.769 | -660.5724 | -752.3029 | -1397.7637 | -334.8616 | -210.3522 | 10.9431 | 14.0476 | 0 | 1.7227
2035 | 555 | MW | 725.3605 | 931.1427 | 1189.6723 | 355.8004 | -638.769 | -660.5724 | -752.3029 | -1397.7637 | -334.8616 | -210.3522 | 10.9431 | 14.0476 | 0 | 1.7227
2035 | 556 | MW | 602.6072 | 773.5647 | 988.3431 | 294.6472 | -638.769 | -636.9805 | -725.4349 | -1397.7637 | -334.8616 | -202.8396 | 8.2073 | 10.5357 | 0 | 1.7227
2035 | 557 | MW | 502.1726 | 644.6372 | 823.6193 | 244.6128 | -666.5416 | -660.5724 | -752.3029 | -1458.536 | -347.7409 | -210.3522 | 10.9431 | 14.0476 | 0 | 1.7227
2035 | 558 | MW | 412.8975 | 530.0351 | 677.1981 | 194.5784 | -777.6318 | -778.5317 | -886.6427 | -1701.6254 | -399.2581 | -247.9151 | 10.9431 | 14.0476 | 0 | 3.4454
2035 | 559 | MW | 323.6224 | 415.4329 | 549.0795 | 155.6627 | -972.0398 | -967.2667 | -1101.5864 | -2127.0317 | -515.1717 | -308.0157 | 13.6789 | 17.5595 | 0 | 3.4454
2035 | 560 | MW | 267.8254 | 343.8065 | 439.2636 | 127.8658 | -1194.2203 | -1085.226 | -1235.9262 | -2613.2104 | -631.0853 | -345.5786 | 13.6789 | 17.5595 | 21.9022 | 3.4454
2035 | 561 | MW | 256.666 | 329.4812 | 439.2636 | 122.3064 | -1360.8557 | -1226.7772 | -1397.1339 | -2977.8444 | -695.4818 | -390.654 | 13.6789 | 17.5595 | 65.7066 | 3.4454
2035 | 562 | MW | 212.0284 | 272.1802 | 366.053 | 105.6283 | -1471.9459 | -1321.1447 | -1504.6058 | -3220.9337 | -759.8782 | -420.7044 | 13.6789 | 17.5595 | 65.7066 | 3.4454
2035 | 563 | MW | 212.0284 | 272.1802 | 347.7504 | 105.6283 | -1583.0362 | -1391.9203 | -1585.2096 | -3464.0231 | -811.3954 | -443.2421 | 13.6789 | 17.5595 | 65.7066 | 3.4454
2035 | 564 | MW | 223.1878 | 286.5054 | 366.053 | 111.1876 | -1638.5813 | -1415.5122 | -1612.0776 | -3585.5677 | -850.0333 | -450.7547 | 13.6789 | 17.5595 | 65.7066 | 3.4454
2035 | 565 | MW | 278.9848 | 358.1318 | 457.5663 | 138.9845 | -1666.3539 | -1439.1041 | -1638.9456 | -3646.3401 | -875.7919 | -458.2672 | 13.6789 | 17.5595 | 65.7066 | 3.4454
2035 | 566 | MW | 312.463 | 401.1076 | 512.4742 | 155.6627 | -1666.3539 | -1439.1041 | -1638.9456 | -3646.3401 | -875.7919 | -458.2672 | 13.6789 | 17.5595 | 43.8044 | 3.4454
2035 | 567 | MW | 357.1005 | 458.4087 | 585.6848 | 183.4596 | -1666.3539 | -1415.5122 | -1612.0776 | -3646.3401 | -875.7919 | -450.7547 | 10.9431 | 14.0476 | 43.8044 | 0
2035 | 568 | MW | 435.2163 | 558.6856 | 713.8034 | 216.8159 | -1610.8088 | -1368.3285 | -1558.3417 | -3524.7954 | -862.9126 | -435.7295 | 8.2073 | 10.5357 | 0 | 0
2035 | 569 | MW | 256.666 | 329.4812 | 402.6583 | 127.8658 | -1527.4911 | -1297.5528 | -1477.7378 | -3342.4784 | -824.2747 | -413.1918 | -8.2073 | -10.5357 | -21.9022 | -6.8907
2035 | 570 | MW | 323.6224 | 415.4329 | 512.4742 | 172.3408 | -1471.9459 | -1344.7366 | -1531.4737 | -3220.9337 | -785.6368 | -428.2169 | -8.2073 | -10.5357 | -43.8044 | -8.6134
2035 | 571 | MW | 368.2599 | 472.734 | 603.9875 | 189.019 | -1416.4008 | -1297.5528 | -1477.7378 | -3099.3891 | -734.1197 | -413.1918 | -10.9431 | -14.0476 | -43.8044 | -8.6134
2035 | 572 | MW | 390.5787 | 501.3845 | 640.5928 | 200.1377 | -1333.0831 | -1250.3691 | -1424.0019 | -2917.0721 | -695.4818 | -398.1666 | -10.9431 | -14.0476 | -43.8044 | -8.6134
2035 | 573 | MW | 390.5787 | 501.3845 | 622.2901 | 200.1377 | -1249.7654 | -1179.5935 | -1343.398 | -2734.7551 | -643.9646 | -375.6289 | -10.9431 | -14.0476 | -43.8044 | -8.6134
2035 | 574 | MW | 1082.461 | 1389.5514 | 1757.0544 | 539.26 | -1110.9026 | -1085.226 | -1235.9262 | -2430.8934 | -579.5681 | -345.5786 | 13.6789 | 17.5595 | 21.9022 | 0
2035 | 575 | MW | 1071.3016 | 1375.2261 | 1757.0544 | 533.7007 | -972.0398 | -943.6748 | -1074.7184 | -2127.0317 | -502.2924 | -300.5031 | 16.4147 | 21.0714 | 21.9022 | 1.7227
2035 | 576 | MW | 1015.5047 | 1303.5997 | 1665.5412 | 505.9038 | -805.4044 | -825.7154 | -940.3786 | -1762.3977 | -425.0166 | -262.9402 | 13.6789 | 17.5595 | 21.9022 | 0
2035 | 577 | MW | 926.2295 | 1188.9976 | 1519.12 | 466.9881 | -694.3141 | -731.348 | -832.9068 | -1519.3084 | -360.6202 | -232.8899 | 10.9431 | 14.0476 | 0 | 3.4454
2035 | 578 | MW | 836.9544 | 1074.3954 | 1372.6988 | 422.513 | -638.769 | -684.1642 | -779.1708 | -1397.7637 | -334.8616 | -217.8648 | 10.9431 | 14.0476 | 0 | 3.4454
2035 | 579 | MW | 725.3605 | 931.1427 | 1171.3696 | 366.9192 | -638.769 | -660.5724 | -752.3029 | -1397.7637 | -334.8616 | -210.3522 | 10.9431 | 14.0476 | 0 | 3.4454
2035 | 580 | MW | 602.6072 | 773.5647 | 988.3431 | 300.2066 | -638.769 | -660.5724 | -752.3029 | -1397.7637 | -334.8616 | -210.3522 | 8.2073 | 10.5357 | 0 | 3.4454
2035 | 581 | MW | 491.0132 | 630.312 | 805.3166 | 244.6128 | -666.5416 | -684.1642 | -779.1708 | -1458.536 | -347.7409 | -217.8648 | 8.2073 | 10.5357 | 0 | 3.4454
2035 | 582 | MW | 401.7381 | 515.7098 | 658.8954 | 194.5784 | -749.8593 | -778.5317 | -886.6427 | -1640.853 | -399.2581 | -247.9151 | 10.9431 | 14.0476 | 0 | 3.4454
2035 | 583 | MW | 323.6224 | 415.4329 | 530.7769 | 155.6627 | -999.8123 | -943.6748 | -1074.7184 | -2187.8041 | -515.1717 | -300.5031 | 10.9431 | 14.0476 | 21.9022 | 5.168
2035 | 584 | MW | 256.666 | 329.4812 | 439.2636 | 133.4252 | -1194.2203 | -1085.226 | -1235.9262 | -2613.2104 | -618.206 | -345.5786 | 10.9431 | 14.0476 | 21.9022 | 5.168
2035 | 585 | MW | 245.5066 | 315.156 | 420.961 | 122.3064 | -1360.8557 | -1226.7772 | -1397.1339 | -2977.8444 | -695.4818 | -390.654 | 13.6789 | 17.5595 | 65.7066 | 5.168
2035 | 586 | MW | 212.0284 | 272.1802 | 366.053 | 105.6283 | -1471.9459 | -1273.961 | -1450.8698 | -3220.9337 | -746.9989 | -405.6792 | 13.6789 | 17.5595 | 43.8044 | 3.4454
2035 | 587 | MW | 212.0284 | 272.1802 | 347.7504 | 105.6283 | -1555.2636 | -1344.7366 | -1531.4737 | -3403.2507 | -798.5161 | -428.2169 | 16.4147 | 21.0714 | 43.8044 | 3.4454
2035 | 588 | MW | 223.1878 | 286.5054 | 366.053 | 116.747 | -1610.8088 | -1368.3285 | -1558.3417 | -3524.7954 | -824.2747 | -435.7295 | 16.4147 | 21.0714 | 43.8044 | 3.4454
2035 | 589 | MW | 278.9848 | 358.1318 | 457.5663 | 144.5439 | -1638.5813 | -1391.9203 | -1585.2096 | -3585.5677 | -837.154 | -443.2421 | 13.6789 | 17.5595 | 43.8044 | 3.4454
2035 | 590 | MW | 312.463 | 401.1076 | 530.7769 | 161.2221 | -1638.5813 | -1415.5122 | -1612.0776 | -3585.5677 | -837.154 | -450.7547 | 13.6789 | 17.5595 | 43.8044 | 3.4454
2035 | 591 | MW | 357.1005 | 458.4087 | 585.6848 | 177.9002 | -1638.5813 | -1391.9203 | -1585.2096 | -3585.5677 | -824.2747 | -443.2421 | 13.6789 | 17.5595 | 43.8044 | 1.7227
2035 | 592 | MW | 435.2163 | 558.6856 | 713.8034 | 222.3753 | -1555.2636 | -1368.3285 | -1558.3417 | -3403.2507 | -811.3954 | -435.7295 | 8.2073 | 10.5357 | 0 | 1.7227
2035 | 593 | MW | 256.666 | 329.4812 | 402.6583 | 133.4252 | -1471.9459 | -1321.1447 | -1504.6058 | -3220.9337 | -785.6368 | -420.7044 | -8.2073 | -10.5357 | -21.9022 | -5.168
2035 | 594 | MW | 312.463 | 401.1076 | 494.1716 | 172.3408 | -1444.1734 | -1344.7366 | -1531.4737 | -3160.1614 | -772.7575 | -428.2169 | -8.2073 | -10.5357 | -21.9022 | -6.8907
2035 | 595 | MW | 368.2599 | 472.734 | 585.6848 | 189.019 | -1388.6282 | -1297.5528 | -1477.7378 | -3038.6167 | -721.2404 | -413.1918 | -10.9431 | -14.0476 | -43.8044 | -8.6134
2035 | 596 | MW | 390.5787 | 501.3845 | 640.5928 | 200.1377 | -1305.3105 | -1226.7772 | -1397.1339 | -2856.2997 | -682.6025 | -390.654 | -10.9431 | -14.0476 | -43.8044 | -8.6134
2035 | 597 | MW | 390.5787 | 501.3845 | 622.2901 | 200.1377 | -1221.9929 | -1156.0016 | -1316.53 | -2673.9827 | -643.9646 | -368.1163 | -10.9431 | -14.0476 | -43.8044 | -8.6134
2035 | 598 | MW | 1071.3016 | 1375.2261 | 1738.7518 | 539.26 | -1110.9026 | -1085.226 | -1235.9262 | -2430.8934 | -579.5681 | -345.5786 | 10.9431 | 14.0476 | 21.9022 | 0
2035 | 599 | MW | 1071.3016 | 1375.2261 | 1757.0544 | 533.7007 | -972.0398 | -943.6748 | -1074.7184 | -2127.0317 | -502.2924 | -300.5031 | 16.4147 | 21.0714 | 21.9022 | 1.7227
2035 | 600 | MW | 1004.3453 | 1289.2745 | 1647.2385 | 500.3444 | -833.1769 | -825.7154 | -940.3786 | -1823.17 | -425.0166 | -262.9402 | 13.6789 | 17.5595 | 0 | 1.7227
2035 | 601 | MW | 915.0701 | 1174.6723 | 1500.8173 | 461.4287 | -666.5416 | -707.7561 | -806.0388 | -1458.536 | -347.7409 | -225.3773 | 13.6789 | 17.5595 | 21.9022 | 3.4454
2035 | 602 | MW | 825.795 | 1060.0701 | 1354.3961 | 416.9536 | -610.9964 | -660.5724 | -752.3029 | -1336.9914 | -321.9823 | -210.3522 | 10.9431 | 14.0476 | 0 | 3.4454
2035 | 603 | MW | 714.2011 | 916.8174 | 1171.3696 | 355.8004 | -610.9964 | -636.9805 | -725.4349 | -1336.9914 | -309.103 | -202.8396 | 10.9431 | 14.0476 | 0 | 3.4454
2035 | 604 | MW | 591.4478 | 759.2394 | 970.0405 | 300.2066 | -610.9964 | -613.3886 | -698.567 | -1336.9914 | -309.103 | -195.327 | 10.9431 | 14.0476 | 0 | 3.4454
2035 | 605 | MW | 502.1726 | 644.6372 | 805.3166 | 244.6128 | -610.9964 | -613.3886 | -698.567 | -1336.9914 | -321.9823 | -195.327 | 10.9431 | 14.0476 | 0 | 3.4454
2035 | 606 | MW | 424.0569 | 544.3603 | 695.5007 | 205.6971 | -666.5416 | -684.1642 | -779.1708 | -1458.536 | -347.7409 | -217.8648 | 10.9431 | 14.0476 | 0 | 3.4454
2035 | 607 | MW | 368.2599 | 472.734 | 603.9875 | 177.9002 | -805.4044 | -778.5317 | -886.6427 | -1762.3977 | -412.1373 | -247.9151 | 10.9431 | 14.0476 | 21.9022 | 3.4454
2035 | 608 | MW | 323.6224 | 415.4329 | 530.7769 | 150.1033 | -916.4946 | -849.3073 | -967.2466 | -2005.487 | -502.2924 | -270.4528 | 13.6789 | 17.5595 | 21.9022 | 5.168
2035 | 609 | MW | 290.1442 | 372.4571 | 494.1716 | 138.9845 | -1027.5849 | -943.6748 | -1074.7184 | -2248.5764 | -553.8096 | -300.5031 | 16.4147 | 21.0714 | 65.7066 | 5.168
2035 | 610 | MW | 267.8254 | 343.8065 | 457.5663 | 127.8658 | -1110.9026 | -1014.4504 | -1155.3223 | -2430.8934 | -592.4474 | -323.0408 | 16.4147 | 21.0714 | 65.7066 | 5.168
2035 | 611 | MW | 301.3036 | 386.7823 | 512.4742 | 138.9845 | -1166.4477 | -1038.0423 | -1182.1902 | -2552.4381 | -618.206 | -330.5534 | 16.4147 | 21.0714 | 65.7066 | 5.168
2035 | 612 | MW | 357.1005 | 458.4087 | 603.9875 | 172.3408 | -1194.2203 | -1038.0423 | -1182.1902 | -2613.2104 | -643.9646 | -330.5534 | 16.4147 | 21.0714 | 65.7066 | 5.168
2035 | 613 | MW | 446.3757 | 573.0109 | 732.106 | 227.9347 | -1221.9929 | -1061.6341 | -1209.0582 | -2673.9827 | -656.8439 | -338.066 | 16.4147 | 21.0714 | 65.7066 | 5.168
2035 | 614 | MW | 502.1726 | 644.6372 | 823.6193 | 250.1722 | -1249.7654 | -1061.6341 | -1209.0582 | -2734.7551 | -656.8439 | -338.066 | 16.4147 | 21.0714 | 65.7066 | 5.168
2035 | 615 | MW | 546.8102 | 701.9383 | 896.8299 | 277.9691 | -1249.7654 | -1038.0423 | -1182.1902 | -2734.7551 | -656.8439 | -330.5534 | 16.4147 | 21.0714 | 65.7066 | 1.7227
2035 | 616 | MW | 234.3472 | 300.8307 | 384.3557 | 116.747 | -1194.2203 | -1038.0423 | -1182.1902 | -2613.2104 | -643.9646 | -330.5534 | 10.9431 | 14.0476 | 0 | 1.7227
2035 | 617 | MW | 256.666 | 329.4812 | 439.2636 | 127.8658 | -1166.4477 | -1014.4504 | -1155.3223 | -2552.4381 | -631.0853 | -323.0408 | -5.4716 | -7.0238 | -21.9022 | -5.168
2035 | 618 | MW | 290.1442 | 372.4571 | 475.8689 | 138.9845 | -1138.6752 | -1085.226 | -1235.9262 | -2491.6657 | -631.0853 | -345.5786 | -8.2073 | -10.5357 | -21.9022 | -6.8907
2035 | 619 | MW | 290.1442 | 372.4571 | 475.8689 | 144.5439 | -1166.4477 | -1108.8179 | -1262.7941 | -2552.4381 | -605.3267 | -353.0912 | -8.2073 | -10.5357 | -43.8044 | -6.8907
2035 | 620 | MW | 290.1442 | 372.4571 | 475.8689 | 150.1033 | -1138.6752 | -1085.226 | -1235.9262 | -2491.6657 | -605.3267 | -345.5786 | -8.2073 | -10.5357 | -43.8044 | -6.8907
2035 | 621 | MW | 948.5483 | 1217.6481 | 1555.7253 | 478.1068 | -1110.9026 | -1061.6341 | -1209.0582 | -2430.8934 | -579.5681 | -338.066 | -8.2073 | -10.5357 | -21.9022 | -6.8907
2035 | 622 | MW | 959.7077 | 1231.9734 | 1574.0279 | 478.1068 | -1027.5849 | -990.8585 | -1128.4543 | -2248.5764 | -540.9303 | -315.5283 | 13.6789 | 17.5595 | 0 | 0
2035 | 623 | MW | 937.3889 | 1203.3228 | 1519.12 | 466.9881 | -916.4946 | -896.4911 | -1020.9825 | -2005.487 | -476.5338 | -285.478 | 19.1504 | 24.5833 | 21.9022 | 1.7227
2035 | 624 | MW | 903.9107 | 1160.347 | 1464.212 | 450.3099 | -777.6318 | -778.5317 | -886.6427 | -1701.6254 | -399.2581 | -247.9151 | 16.4147 | 21.0714 | 21.9022 | 1.7227
2035 | 625 | MW | 836.9544 | 1074.3954 | 1372.6988 | 416.9536 | -666.5416 | -684.1642 | -779.1708 | -1458.536 | -347.7409 | -217.8648 | 10.9431 | 14.0476 | 21.9022 | 3.4454
2035 | 626 | MW | 758.8386 | 974.1185 | 1226.2776 | 378.038 | -610.9964 | -636.9805 | -725.4349 | -1336.9914 | -321.9823 | -202.8396 | 10.9431 | 14.0476 | 0 | 3.4454
2035 | 627 | MW | 658.4041 | 845.191 | 1079.8564 | 333.5629 | -610.9964 | -613.3886 | -698.567 | -1336.9914 | -321.9823 | -195.327 | 10.9431 | 14.0476 | 0 | 3.4454
2035 | 628 | MW | 580.2884 | 744.9141 | 951.7378 | 294.6472 | -610.9964 | -613.3886 | -698.567 | -1336.9914 | -309.103 | -195.327 | 8.2073 | 10.5357 | 0 | 3.4454
2035 | 629 | MW | 513.332 | 658.9625 | 841.9219 | 255.7316 | -610.9964 | -613.3886 | -698.567 | -1336.9914 | -321.9823 | -195.327 | 8.2073 | 10.5357 | 0 | 3.4454
2035 | 630 | MW | 457.5351 | 587.3361 | 750.4087 | 227.9347 | -666.5416 | -636.9805 | -725.4349 | -1458.536 | -347.7409 | -202.8396 | 10.9431 | 14.0476 | 0 | 3.4454
2035 | 631 | MW | 412.8975 | 530.0351 | 658.8954 | 205.6971 | -749.8593 | -731.348 | -832.9068 | -1640.853 | -399.2581 | -232.8899 | 10.9431 | 14.0476 | 21.9022 | 3.4454
2035 | 632 | MW | 368.2599 | 472.734 | 585.6848 | 177.9002 | -833.1769 | -754.9398 | -859.7747 | -1823.17 | -463.6545 | -240.4025 | 13.6789 | 17.5595 | 21.9022 | 3.4454
2035 | 633 | MW | 323.6224 | 415.4329 | 512.4742 | 161.2221 | -916.4946 | -849.3073 | -967.2466 | -2005.487 | -502.2924 | -270.4528 | 13.6789 | 17.5595 | 65.7066 | 5.168
2035 | 634 | MW | 312.463 | 401.1076 | 494.1716 | 161.2221 | -999.8123 | -896.4911 | -1020.9825 | -2187.8041 | -553.8096 | -285.478 | 13.6789 | 17.5595 | 65.7066 | 5.168
2035 | 635 | MW | 334.7818 | 429.7582 | 530.7769 | 172.3408 | -1055.3575 | -920.0829 | -1047.8504 | -2309.3487 | -579.5681 | -292.9905 | 13.6789 | 17.5595 | 65.7066 | 5.168
2035 | 636 | MW | 357.1005 | 458.4087 | 585.6848 | 189.019 | -1138.6752 | -943.6748 | -1074.7184 | -2491.6657 | -605.3267 | -300.5031 | 13.6789 | 17.5595 | 65.7066 | 5.168
2035 | 637 | MW | 435.2163 | 558.6856 | 713.8034 | 227.9347 | -1166.4477 | -943.6748 | -1074.7184 | -2552.4381 | -643.9646 | -300.5031 | 13.6789 | 17.5595 | 65.7066 | 5.168
2035 | 638 | MW | 468.6945 | 601.6614 | 768.7113 | 244.6128 | -1194.2203 | -943.6748 | -1074.7184 | -2613.2104 | -656.8439 | -300.5031 | 13.6789 | 17.5595 | 65.7066 | 5.168
2035 | 639 | MW | 513.332 | 658.9625 | 823.6193 | 261.2909 | -1194.2203 | -943.6748 | -1074.7184 | -2613.2104 | -669.7232 | -300.5031 | 10.9431 | 14.0476 | 65.7066 | 1.7227
2035 | 640 | MW | 212.0284 | 272.1802 | 347.7504 | 111.1876 | -1194.2203 | -920.0829 | -1047.8504 | -2613.2104 | -656.8439 | -292.9905 | 8.2073 | 10.5357 | 0 | 1.7227
2035 | 641 | MW | 245.5066 | 315.156 | 384.3557 | 122.3064 | -1138.6752 | -920.0829 | -1047.8504 | -2491.6657 | -631.0853 | -292.9905 | -8.2073 | -10.5357 | -21.9022 | -6.8907
2035 | 642 | MW | 267.8254 | 343.8065 | 439.2636 | 133.4252 | -1110.9026 | -1061.6341 | -1209.0582 | -2430.8934 | -631.0853 | -338.066 | -8.2073 | -10.5357 | -21.9022 | -6.8907
2035 | 643 | MW | 290.1442 | 372.4571 | 475.8689 | 144.5439 | -1138.6752 | -1108.8179 | -1262.7941 | -2491.6657 | -618.206 | -353.0912 | -10.9431 | -14.0476 | -43.8044 | -8.6134
2035 | 644 | MW | 290.1442 | 372.4571 | 475.8689 | 155.6627 | -1138.6752 | -1108.8179 | -1262.7941 | -2491.6657 | -605.3267 | -353.0912 | -10.9431 | -14.0476 | -43.8044 | -8.6134
2035 | 645 | MW | 959.7077 | 1231.9734 | 1555.7253 | 483.6662 | -1110.9026 | -1085.226 | -1235.9262 | -2430.8934 | -592.4474 | -345.5786 | -10.9431 | -14.0476 | -21.9022 | -8.6134
2035 | 646 | MW | 959.7077 | 1231.9734 | 1574.0279 | 483.6662 | -1027.5849 | -990.8585 | -1128.4543 | -2248.5764 | -540.9303 | -315.5283 | 10.9431 | 14.0476 | 0 | 0
2035 | 647 | MW | 948.5483 | 1217.6481 | 1537.4226 | 472.5475 | -888.7221 | -896.4911 | -1020.9825 | -1944.7147 | -476.5338 | -285.478 | 16.4147 | 21.0714 | 21.9022 | 1.7227
2035 | 648 | MW | 915.0701 | 1174.6723 | 1482.5147 | 450.3099 | -749.8593 | -754.9398 | -859.7747 | -1640.853 | -399.2581 | -240.4025 | 13.6789 | 17.5595 | 21.9022 | 1.7227
2035 | 649 | MW | 848.1138 | 1088.7206 | 1391.0014 | 416.9536 | -722.0867 | -707.7561 | -806.0388 | -1580.0807 | -373.4995 | -225.3773 | 10.9431 | 14.0476 | 0 | 3.4454
2035 | 650 | MW | 758.8386 | 974.1185 | 1244.5802 | 378.038 | -666.5416 | -660.5724 | -752.3029 | -1458.536 | -347.7409 | -210.3522 | 8.2073 | 10.5357 | 0 | 1.7227
2035 | 651 | MW | 669.5635 | 859.5163 | 1098.159 | 328.0035 | -638.769 | -636.9805 | -725.4349 | -1397.7637 | -334.8616 | -202.8396 | 8.2073 | 10.5357 | 0 | 1.7227
2035 | 652 | MW | 580.2884 | 744.9141 | 951.7378 | 283.5285 | -638.769 | -636.9805 | -725.4349 | -1397.7637 | -347.7409 | -202.8396 | 8.2073 | 10.5357 | 0 | 1.7227
2035 | 653 | MW | 502.1726 | 644.6372 | 823.6193 | 244.6128 | -666.5416 | -660.5724 | -752.3029 | -1458.536 | -360.6202 | -210.3522 | 8.2073 | 10.5357 | 0 | 1.7227
2035 | 654 | MW | 435.2163 | 558.6856 | 713.8034 | 211.2565 | -777.6318 | -754.9398 | -859.7747 | -1701.6254 | -412.1373 | -240.4025 | 8.2073 | 10.5357 | 0 | 3.4454
2035 | 655 | MW | 379.4193 | 487.0592 | 622.2901 | 183.4596 | -999.8123 | -943.6748 | -1074.7184 | -2187.8041 | -528.051 | -300.5031 | 10.9431 | 14.0476 | 0 | 3.4454
2035 | 656 | MW | 323.6224 | 415.4329 | 530.7769 | 161.2221 | -1194.2203 | -1085.226 | -1235.9262 | -2613.2104 | -643.9646 | -345.5786 | 10.9431 | 14.0476 | 21.9022 | 3.4454
2035 | 657 | MW | 301.3036 | 386.7823 | 512.4742 | 150.1033 | -1388.6282 | -1226.7772 | -1397.1339 | -3038.6167 | -721.2404 | -390.654 | 13.6789 | 17.5595 | 43.8044 | 3.4454
2035 | 658 | MW | 278.9848 | 358.1318 | 457.5663 | 138.9845 | -1527.4911 | -1297.5528 | -1477.7378 | -3342.4784 | -798.5161 | -413.1918 | 10.9431 | 14.0476 | 43.8044 | 3.4454
2035 | 659 | MW | 256.666 | 329.4812 | 420.961 | 133.4252 | -1666.3539 | -1321.1447 | -1504.6058 | -3646.3401 | -862.9126 | -420.7044 | 10.9431 | 14.0476 | 43.8044 | 3.4454
2035 | 660 | MW | 256.666 | 329.4812 | 439.2636 | 133.4252 | -1777.4442 | -1344.7366 | -1531.4737 | -3889.4294 | -901.5504 | -428.2169 | 10.9431 | 14.0476 | 43.8044 | 3.4454
2035 | 661 | MW | 312.463 | 401.1076 | 512.4742 | 155.6627 | -1832.9893 | -1344.7366 | -1531.4737 | -4010.9741 | -927.309 | -428.2169 | 10.9431 | 14.0476 | 43.8044 | 3.4454
2035 | 662 | MW | 345.9411 | 444.0834 | 567.3822 | 172.3408 | -1860.7618 | -1368.3285 | -1558.3417 | -4071.7464 | -953.0676 | -435.7295 | 10.9431 | 14.0476 | 43.8044 | 3.4454
2035 | 663 | MW | 379.4193 | 487.0592 | 622.2901 | 194.5784 | -1832.9893 | -1344.7366 | -1531.4737 | -4010.9741 | -965.9469 | -428.2169 | 10.9431 | 14.0476 | 43.8044 | 0
2035 | 664 | MW | 457.5351 | 587.3361 | 750.4087 | 222.3753 | -1777.4442 | -1297.5528 | -1477.7378 | -3889.4294 | -965.9469 | -413.1918 | 5.4716 | 7.0238 | 0 | 0
2035 | 665 | MW | 256.666 | 329.4812 | 402.6583 | 133.4252 | -1666.3539 | -1273.961 | -1450.8698 | -3646.3401 | -914.4297 | -405.6792 | -8.2073 | -10.5357 | -21.9022 | -6.8907
2035 | 666 | MW | 312.463 | 401.1076 | 494.1716 | 166.7815 | -1555.2636 | -1344.7366 | -1531.4737 | -3403.2507 | -850.0333 | -428.2169 | -10.9431 | -14.0476 | -43.8044 | -8.6134
2035 | 667 | MW | 368.2599 | 472.734 | 585.6848 | 194.5784 | -1444.1734 | -1297.5528 | -1477.7378 | -3160.1614 | -759.8782 | -413.1918 | -10.9431 | -14.0476 | -43.8044 | -10.3361
2035 | 668 | MW | 390.5787 | 501.3845 | 622.2901 | 200.1377 | -1360.8557 | -1250.3691 | -1424.0019 | -2977.8444 | -708.3611 | -398.1666 | -13.6789 | -17.5595 | -43.8044 | -10.3361
2035 | 669 | MW | 379.4193 | 487.0592 | 622.2901 | 194.5784 | -1249.7654 | -1179.5935 | -1343.398 | -2734.7551 | -656.8439 | -375.6289 | -13.6789 | -17.5595 | -43.8044 | -10.3361
2035 | 670 | MW | 1093.6204 | 1403.8766 | 1775.3571 | 539.26 | -1138.6752 | -1085.226 | -1235.9262 | -2491.6657 | -592.4474 | -345.5786 | 10.9431 | 14.0476 | 21.9022 | -1.7227
2035 | 671 | MW | 1093.6204 | 1403.8766 | 1793.6597 | 544.8194 | -972.0398 | -943.6748 | -1074.7184 | -2127.0317 | -515.1717 | -300.5031 | 13.6789 | 17.5595 | 21.9022 | 0
2035 | 672 | MW | 1037.8234 | 1332.2503 | 1702.1465 | 517.0225 | -833.1769 | -825.7154 | -940.3786 | -1823.17 | -425.0166 | -262.9402 | 10.9431 | 14.0476 | 0 | 0
2035 | 673 | MW | 970.8671 | 1246.2986 | 1592.3306 | 483.6662 | -722.0867 | -731.348 | -832.9068 | -1580.0807 | -373.4995 | -232.8899 | 10.9431 | 14.0476 | 21.9022 | 3.4454
2035 | 674 | MW | 881.592 | 1131.6965 | 1445.9094 | 439.1912 | -666.5416 | -684.1642 | -779.1708 | -1458.536 | -347.7409 | -217.8648 | 10.9431 | 14.0476 | 21.9022 | 3.4454
2035 | 675 | MW | 781.1574 | 1002.769 | 1262.8829 | 389.1567 | -638.769 | -660.5724 | -752.3029 | -1397.7637 | -334.8616 | -210.3522 | 8.2073 | 10.5357 | 21.9022 | 3.4454
2035 | 676 | MW | 658.4041 | 845.191 | 1079.8564 | 328.0035 | -638.769 | -660.5724 | -752.3029 | -1397.7637 | -334.8616 | -210.3522 | 8.2073 | 10.5357 | 21.9022 | 3.4454
2035 | 677 | MW | 546.8102 | 701.9383 | 896.8299 | 266.8503 | -666.5416 | -684.1642 | -779.1708 | -1458.536 | -347.7409 | -217.8648 | 8.2073 | 10.5357 | 21.9022 | 3.4454
2035 | 678 | MW | 468.6945 | 601.6614 | 750.4087 | 233.494 | -777.6318 | -778.5317 | -886.6427 | -1701.6254 | -412.1373 | -247.9151 | 10.9431 | 14.0476 | 21.9022 | 3.4454
2035 | 679 | MW | 379.4193 | 487.0592 | 622.2901 | 194.5784 | -999.8123 | -967.2667 | -1101.5864 | -2187.8041 | -528.051 | -308.0157 | 10.9431 | 14.0476 | 21.9022 | 3.4454
2035 | 680 | MW | 312.463 | 401.1076 | 494.1716 | 166.7815 | -1221.9929 | -1108.8179 | -1262.7941 | -2673.9827 | -643.9646 | -353.0912 | 13.6789 | 17.5595 | 21.9022 | 5.168
2035 | 681 | MW | 278.9848 | 358.1318 | 457.5663 | 144.5439 | -1388.6282 | -1226.7772 | -1397.1339 | -3038.6167 | -721.2404 | -390.654 | 13.6789 | 17.5595 | 87.6087 | 3.4454
2035 | 682 | MW | 234.3472 | 300.8307 | 384.3557 | 122.3064 | -1527.4911 | -1297.5528 | -1477.7378 | -3342.4784 | -785.6368 | -413.1918 | 13.6789 | 17.5595 | 87.6087 | 3.4454
2035 | 683 | MW | 212.0284 | 272.1802 | 347.7504 | 111.1876 | -1666.3539 | -1344.7366 | -1531.4737 | -3646.3401 | -850.0333 | -428.2169 | 13.6789 | 17.5595 | 87.6087 | 3.4454
2035 | 684 | MW | 223.1878 | 286.5054 | 366.053 | 122.3064 | -1749.6716 | -1368.3285 | -1558.3417 | -3828.6571 | -888.6712 | -435.7295 | 13.6789 | 17.5595 | 87.6087 | 3.4454
2035 | 685 | MW | 278.9848 | 358.1318 | 457.5663 | 144.5439 | -1777.4442 | -1368.3285 | -1558.3417 | -3889.4294 | -927.309 | -435.7295 | 13.6789 | 17.5595 | 65.7066 | 3.4454
2035 | 686 | MW | 323.6224 | 415.4329 | 530.7769 | 166.7815 | -1805.2167 | -1368.3285 | -1558.3417 | -3950.2018 | -940.1883 | -435.7295 | 13.6789 | 17.5595 | 65.7066 | 3.4454
2035 | 687 | MW | 357.1005 | 458.4087 | 567.3822 | 183.4596 | -1805.2167 | -1344.7366 | -1531.4737 | -3950.2018 | -927.309 | -428.2169 | 10.9431 | 14.0476 | 65.7066 | 0
2035 | 688 | MW | 435.2163 | 558.6856 | 713.8034 | 227.9347 | -1749.6716 | -1321.1447 | -1504.6058 | -3828.6571 | -901.5504 | -420.7044 | 8.2073 | 10.5357 | 0 | 0
2035 | 689 | MW | 245.5066 | 315.156 | 384.3557 | 122.3064 | -1638.5813 | -1297.5528 | -1477.7378 | -3585.5677 | -862.9126 | -413.1918 | -8.2073 | -10.5357 | -21.9022 | -6.8907
2035 | 690 | MW | 312.463 | 401.1076 | 494.1716 | 155.6627 | -1555.2636 | -1344.7366 | -1531.4737 | -3403.2507 | -824.2747 | -428.2169 | -8.2073 | -10.5357 | -43.8044 | -8.6134
2035 | 691 | MW | 357.1005 | 458.4087 | 585.6848 | 183.4596 | -1444.1734 | -1321.1447 | -1504.6058 | -3160.1614 | -759.8782 | -420.7044 | -10.9431 | -14.0476 | -43.8044 | -10.3361
2035 | 692 | MW | 379.4193 | 487.0592 | 622.2901 | 189.019 | -1360.8557 | -1250.3691 | -1424.0019 | -2977.8444 | -708.3611 | -398.1666 | -10.9431 | -14.0476 | -43.8044 | -10.3361
2035 | 693 | MW | 368.2599 | 472.734 | 603.9875 | 183.4596 | -1277.538 | -1179.5935 | -1343.398 | -2795.5274 | -656.8439 | -375.6289 | -10.9431 | -14.0476 | -43.8044 | -8.6134
2035 | 694 | MW | 1082.461 | 1389.5514 | 1793.6597 | 533.7007 | -1138.6752 | -1085.226 | -1235.9262 | -2491.6657 | -592.4474 | -345.5786 | 13.6789 | 17.5595 | 21.9022 | 0
2035 | 695 | MW | 1082.461 | 1389.5514 | 1775.3571 | 539.26 | -999.8123 | -967.2667 | -1101.5864 | -2187.8041 | -515.1717 | -308.0157 | 16.4147 | 21.0714 | 21.9022 | 1.7227
2035 | 696 | MW | 1026.6641 | 1317.925 | 1683.8438 | 505.9038 | -833.1769 | -825.7154 | -940.3786 | -1823.17 | -437.8959 | -262.9402 | 13.6789 | 17.5595 | 21.9022 | 0
2035 | 697 | MW | 937.3889 | 1203.3228 | 1537.4226 | 461.4287 | -722.0867 | -731.348 | -832.9068 | -1580.0807 | -373.4995 | -232.8899 | 10.9431 | 14.0476 | 21.9022 | 3.4454
2035 | 698 | MW | 848.1138 | 1088.7206 | 1391.0014 | 416.9536 | -666.5416 | -684.1642 | -779.1708 | -1458.536 | -347.7409 | -217.8648 | 10.9431 | 14.0476 | 21.9022 | 1.7227
2035 | 699 | MW | 736.5199 | 945.4679 | 1207.9749 | 366.9192 | -638.769 | -660.5724 | -752.3029 | -1397.7637 | -334.8616 | -210.3522 | 8.2073 | 10.5357 | 21.9022 | 1.7227
2035 | 700 | MW | 624.9259 | 802.2152 | 1024.9484 | 305.766 | -638.769 | -660.5724 | -752.3029 | -1397.7637 | -334.8616 | -210.3522 | 8.2073 | 10.5357 | 21.9022 | 1.7227
2035 | 701 | MW | 513.332 | 658.9625 | 841.9219 | 250.1722 | -666.5416 | -684.1642 | -779.1708 | -1458.536 | -347.7409 | -217.8648 | 8.2073 | 10.5357 | 21.9022 | 1.7227
2035 | 702 | MW | 435.2163 | 558.6856 | 695.5007 | 216.8159 | -777.6318 | -778.5317 | -886.6427 | -1701.6254 | -399.2581 | -247.9151 | 8.2073 | 10.5357 | 21.9022 | 3.4454
2035 | 703 | MW | 357.1005 | 458.4087 | 567.3822 | 183.4596 | -999.8123 | -967.2667 | -1101.5864 | -2187.8041 | -528.051 | -308.0157 | 10.9431 | 14.0476 | 21.9022 | 3.4454
2035 | 704 | MW | 290.1442 | 372.4571 | 457.5663 | 155.6627 | -1194.2203 | -1108.8179 | -1262.7941 | -2613.2104 | -631.0853 | -353.0912 | 10.9431 | 14.0476 | 21.9022 | 3.4454
2035 | 705 | MW | 256.666 | 329.4812 | 420.961 | 133.4252 | -1388.6282 | -1226.7772 | -1397.1339 | -3038.6167 | -708.3611 | -390.654 | 13.6789 | 17.5595 | 87.6087 | 3.4454
2035 | 706 | MW | 212.0284 | 272.1802 | 366.053 | 111.1876 | -1555.2636 | -1297.5528 | -1477.7378 | -3403.2507 | -772.7575 | -413.1918 | 13.6789 | 17.5595 | 87.6087 | 3.4454
2035 | 707 | MW | 200.8691 | 257.8549 | 347.7504 | 105.6283 | -1666.3539 | -1344.7366 | -1531.4737 | -3646.3401 | -824.2747 | -428.2169 | 13.6789 | 17.5595 | 87.6087 | 3.4454
2035 | 708 | MW | 212.0284 | 272.1802 | 347.7504 | 116.747 | -1749.6716 | -1368.3285 | -1558.3417 | -3828.6571 | -850.0333 | -435.7295 | 16.4147 | 21.0714 | 87.6087 | 3.4454
2035 | 709 | MW | 278.9848 | 358.1318 | 457.5663 | 144.5439 | -1805.2167 | -1368.3285 | -1558.3417 | -3950.2018 | -862.9126 | -435.7295 | 16.4147 | 21.0714 | 87.6087 | 3.4454
2035 | 710 | MW | 312.463 | 401.1076 | 512.4742 | 161.2221 | -1860.7618 | -1368.3285 | -1558.3417 | -4071.7464 | -875.7919 | -435.7295 | 13.6789 | 17.5595 | 87.6087 | 3.4454
2035 | 711 | MW | 345.9411 | 444.0834 | 567.3822 | 183.4596 | -1860.7618 | -1344.7366 | -1531.4737 | -4071.7464 | -875.7919 | -428.2169 | 13.6789 | 17.5595 | 65.7066 | 0
2035 | 712 | MW | 435.2163 | 558.6856 | 695.5007 | 227.9347 | -1805.2167 | -1321.1447 | -1504.6058 | -3950.2018 | -862.9126 | -420.7044 | 10.9431 | 14.0476 | 0 | 0
2035 | 713 | MW | 245.5066 | 315.156 | 402.6583 | 127.8658 | -1666.3539 | -1273.961 | -1450.8698 | -3646.3401 | -850.0333 | -405.6792 | -8.2073 | -10.5357 | -21.9022 | -6.8907
2035 | 714 | MW | 312.463 | 401.1076 | 512.4742 | 155.6627 | -1583.0362 | -1297.5528 | -1477.7378 | -3464.0231 | -811.3954 | -413.1918 | -10.9431 | -14.0476 | -43.8044 | -8.6134
2035 | 715 | MW | 368.2599 | 472.734 | 603.9875 | 177.9002 | -1471.9459 | -1297.5528 | -1477.7378 | -3220.9337 | -759.8782 | -413.1918 | -10.9431 | -14.0476 | -43.8044 | -10.3361
2035 | 716 | MW | 379.4193 | 487.0592 | 622.2901 | 189.019 | -1360.8557 | -1250.3691 | -1424.0019 | -2977.8444 | -708.3611 | -398.1666 | -10.9431 | -14.0476 | -43.8044 | -8.6134
2035 | 717 | MW | 379.4193 | 487.0592 | 622.2901 | 183.4596 | -1277.538 | -1179.5935 | -1343.398 | -2795.5274 | -669.7232 | -375.6289 | -10.9431 | -14.0476 | -43.8044 | -8.6134
2035 | 718 | MW | 1082.461 | 1389.5514 | 1775.3571 | 539.26 | -1138.6752 | -1085.226 | -1235.9262 | -2491.6657 | -592.4474 | -345.5786 | 13.6789 | 17.5595 | 21.9022 | -1.7227
2035 | 719 | MW | 1082.461 | 1389.5514 | 1757.0544 | 539.26 | -972.0398 | -943.6748 | -1074.7184 | -2127.0317 | -515.1717 | -300.5031 | 16.4147 | 21.0714 | 21.9022 | 0
2035 | 720 | MW | 1015.5047 | 1303.5997 | 1665.5412 | 505.9038 | -833.1769 | -825.7154 | -940.3786 | -1823.17 | -425.0166 | -262.9402 | 13.6789 | 17.5595 | 21.9022 | 0
2035 | 721 | MW | 926.2295 | 1188.9976 | 1519.12 | 461.4287 | -722.0867 | -731.348 | -832.9068 | -1580.0807 | -373.4995 | -232.8899 | 13.6789 | 17.5595 | 21.9022 | 3.4454
2035 | 722 | MW | 836.9544 | 1074.3954 | 1354.3961 | 416.9536 | -666.5416 | -684.1642 | -779.1708 | -1458.536 | -347.7409 | -217.8648 | 10.9431 | 14.0476 | 21.9022 | 3.4454
2035 | 723 | MW | 725.3605 | 931.1427 | 1189.6723 | 361.3598 | -638.769 | -660.5724 | -752.3029 | -1397.7637 | -334.8616 | -210.3522 | 10.9431 | 14.0476 | 21.9022 | 3.4454
2035 | 724 | MW | 613.7666 | 787.8899 | 988.3431 | 300.2066 | -638.769 | -660.5724 | -752.3029 | -1397.7637 | -334.8616 | -210.3522 | 10.9431 | 14.0476 | 21.9022 | 3.4454
2035 | 725 | MW | 502.1726 | 644.6372 | 805.3166 | 244.6128 | -666.5416 | -684.1642 | -779.1708 | -1458.536 | -347.7409 | -217.8648 | 10.9431 | 14.0476 | 21.9022 | 3.4454
2035 | 726 | MW | 424.0569 | 544.3603 | 677.1981 | 211.2565 | -777.6318 | -778.5317 | -886.6427 | -1701.6254 | -399.2581 | -247.9151 | 10.9431 | 14.0476 | 21.9022 | 3.4454
2035 | 727 | MW | 345.9411 | 444.0834 | 549.0795 | 177.9002 | -999.8123 | -943.6748 | -1074.7184 | -2187.8041 | -528.051 | -300.5031 | 13.6789 | 17.5595 | 21.9022 | 3.4454
2035 | 728 | MW | 278.9848 | 358.1318 | 439.2636 | 150.1033 | -1194.2203 | -1108.8179 | -1262.7941 | -2613.2104 | -643.9646 | -353.0912 | 16.4147 | 21.0714 | 21.9022 | 5.168
2035 | 729 | MW | 245.5066 | 315.156 | 402.6583 | 127.8658 | -1416.4008 | -1226.7772 | -1397.1339 | -3099.3891 | -734.1197 | -390.654 | 16.4147 | 21.0714 | 87.6087 | 3.4454
2035 | 730 | MW | 212.0284 | 272.1802 | 347.7504 | 111.1876 | -1583.0362 | -1297.5528 | -1477.7378 | -3464.0231 | -811.3954 | -413.1918 | 13.6789 | 17.5595 | 87.6087 | 3.4454
2035 | 731 | MW | 200.8691 | 257.8549 | 329.4477 | 105.6283 | -1694.1265 | -1344.7366 | -1531.4737 | -3707.1124 | -862.9126 | -428.2169 | 13.6789 | 17.5595 | 87.6087 | 3.4454
2035 | 732 | MW | 212.0284 | 272.1802 | 347.7504 | 111.1876 | -1777.4442 | -1368.3285 | -1558.3417 | -3889.4294 | -888.6712 | -435.7295 | 13.6789 | 17.5595 | 65.7066 | 3.4454
2035 | 733 | MW | 267.8254 | 343.8065 | 439.2636 | 138.9845 | -1832.9893 | -1368.3285 | -1558.3417 | -4010.9741 | -914.4297 | -435.7295 | 13.6789 | 17.5595 | 65.7066 | 3.4454
2035 | 734 | MW | 312.463 | 401.1076 | 512.4742 | 161.2221 | -1860.7618 | -1368.3285 | -1558.3417 | -4071.7464 | -927.309 | -435.7295 | 13.6789 | 17.5595 | 65.7066 | 3.4454
2035 | 735 | MW | 345.9411 | 444.0834 | 549.0795 | 183.4596 | -1832.9893 | -1368.3285 | -1558.3417 | -4010.9741 | -927.309 | -435.7295 | 10.9431 | 14.0476 | 65.7066 | 1.7227
2035 | 736 | MW | 435.2163 | 558.6856 | 713.8034 | 222.3753 | -1749.6716 | -1321.1447 | -1504.6058 | -3828.6571 | -901.5504 | -420.7044 | 8.2073 | 10.5357 | 0 | 1.7227
2035 | 737 | MW | 245.5066 | 315.156 | 402.6583 | 127.8658 | -1638.5813 | -1273.961 | -1450.8698 | -3585.5677 | -862.9126 | -405.6792 | -8.2073 | -10.5357 | -21.9022 | -6.8907
2035 | 738 | MW | 312.463 | 401.1076 | 512.4742 | 155.6627 | -1527.4911 | -1273.961 | -1450.8698 | -3342.4784 | -811.3954 | -405.6792 | -8.2073 | -10.5357 | -43.8044 | -8.6134
2035 | 739 | MW | 368.2599 | 472.734 | 603.9875 | 183.4596 | -1416.4008 | -1297.5528 | -1477.7378 | -3099.3891 | -746.9989 | -413.1918 | -10.9431 | -14.0476 | -43.8044 | -8.6134
2035 | 740 | MW | 390.5787 | 501.3845 | 640.5928 | 194.5784 | -1333.0831 | -1250.3691 | -1424.0019 | -2917.0721 | -708.3611 | -398.1666 | -10.9431 | -14.0476 | -43.8044 | -8.6134
2035 | 741 | MW | 379.4193 | 487.0592 | 622.2901 | 189.019 | -1249.7654 | -1179.5935 | -1343.398 | -2734.7551 | -656.8439 | -375.6289 | -10.9431 | -14.0476 | -43.8044 | -8.6134
2035 | 742 | MW | 1082.461 | 1389.5514 | 1775.3571 | 539.26 | -1138.6752 | -1085.226 | -1235.9262 | -2491.6657 | -592.4474 | -345.5786 | 13.6789 | 17.5595 | 21.9022 | 0
2035 | 743 | MW | 1082.461 | 1389.5514 | 1775.3571 | 533.7007 | -972.0398 | -943.6748 | -1074.7184 | -2127.0317 | -502.2924 | -300.5031 | 16.4147 | 21.0714 | 21.9022 | 1.7227
2035 | 744 | MW | 1015.5047 | 1303.5997 | 1665.5412 | 505.9038 | -833.1769 | -825.7154 | -940.3786 | -1823.17 | -425.0166 | -262.9402 | 13.6789 | 17.5595 | 21.9022 | 1.7227
2035 | 745 | MW | 926.2295 | 1188.9976 | 1519.12 | 461.4287 | -694.3141 | -731.348 | -832.9068 | -1519.3084 | -373.4995 | -232.8899 | 8.2073 | 10.5357 | 21.9022 | 3.4454
2035 | 746 | MW | 836.9544 | 1074.3954 | 1372.6988 | 416.9536 | -666.5416 | -684.1642 | -779.1708 | -1458.536 | -347.7409 | -217.8648 | 8.2073 | 10.5357 | 0 | 1.7227
2035 | 747 | MW | 725.3605 | 931.1427 | 1189.6723 | 361.3598 | -638.769 | -660.5724 | -752.3029 | -1397.7637 | -334.8616 | -210.3522 | 8.2073 | 10.5357 | 0 | 1.7227
2035 | 748 | MW | 613.7666 | 787.8899 | 988.3431 | 300.2066 | -638.769 | -660.5724 | -752.3029 | -1397.7637 | -334.8616 | -210.3522 | 8.2073 | 10.5357 | 0 | 1.7227
2035 | 749 | MW | 491.0132 | 630.312 | 805.3166 | 244.6128 | -666.5416 | -684.1642 | -779.1708 | -1458.536 | -347.7409 | -217.8648 | 8.2073 | 10.5357 | 0 | 1.7227
2035 | 750 | MW | 412.8975 | 530.0351 | 658.8954 | 211.2565 | -777.6318 | -778.5317 | -886.6427 | -1701.6254 | -399.2581 | -247.9151 | 8.2073 | 10.5357 | 0 | 3.4454
2035 | 751 | MW | 334.7818 | 429.7582 | 530.7769 | 172.3408 | -972.0398 | -943.6748 | -1074.7184 | -2127.0317 | -515.1717 | -300.5031 | 10.9431 | 14.0476 | 21.9022 | 3.4454
2035 | 752 | MW | 278.9848 | 358.1318 | 439.2636 | 150.1033 | -1166.4477 | -1085.226 | -1235.9262 | -2552.4381 | -618.206 | -345.5786 | 10.9431 | 14.0476 | 21.9022 | 3.4454
2035 | 753 | MW | 245.5066 | 315.156 | 402.6583 | 133.4252 | -1333.0831 | -1203.1854 | -1370.266 | -2917.0721 | -682.6025 | -383.1415 | 10.9431 | 14.0476 | 43.8044 | 3.4454
2035 | 754 | MW | 212.0284 | 272.1802 | 347.7504 | 111.1876 | -1471.9459 | -1297.5528 | -1477.7378 | -3220.9337 | -746.9989 | -413.1918 | 10.9431 | 14.0476 | 43.8044 | 3.4454
2035 | 755 | MW | 200.8691 | 257.8549 | 329.4477 | 111.1876 | -1583.0362 | -1344.7366 | -1531.4737 | -3464.0231 | -798.5161 | -428.2169 | 10.9431 | 14.0476 | 43.8044 | 3.4454
2035 | 756 | MW | 212.0284 | 272.1802 | 347.7504 | 116.747 | -1638.5813 | -1368.3285 | -1558.3417 | -3585.5677 | -837.154 | -435.7295 | 10.9431 | 14.0476 | 43.8044 | 3.4454
2035 | 757 | MW | 267.8254 | 343.8065 | 439.2636 | 138.9845 | -1666.3539 | -1391.9203 | -1585.2096 | -3646.3401 | -862.9126 | -443.2421 | 10.9431 | 14.0476 | 43.8044 | 3.4454
2035 | 758 | MW | 312.463 | 401.1076 | 512.4742 | 161.2221 | -1666.3539 | -1391.9203 | -1585.2096 | -3646.3401 | -862.9126 | -443.2421 | 10.9431 | 14.0476 | 43.8044 | 3.4454
2035 | 759 | MW | 345.9411 | 444.0834 | 549.0795 | 183.4596 | -1638.5813 | -1368.3285 | -1558.3417 | -3585.5677 | -850.0333 | -435.7295 | 8.2073 | 10.5357 | 43.8044 | 1.7227
2035 | 760 | MW | 435.2163 | 558.6856 | 695.5007 | 222.3753 | -1583.0362 | -1321.1447 | -1504.6058 | -3464.0231 | -824.2747 | -420.7044 | 5.4716 | 7.0238 | 0 | 1.7227
2035 | 761 | MW | 245.5066 | 315.156 | 402.6583 | 127.8658 | -1499.7185 | -1273.961 | -1450.8698 | -3281.7061 | -798.5161 | -405.6792 | -5.4716 | -7.0238 | -21.9022 | -5.168
2035 | 762 | MW | 312.463 | 401.1076 | 512.4742 | 161.2221 | -1444.1734 | -1273.961 | -1450.8698 | -3160.1614 | -772.7575 | -405.6792 | -8.2073 | -10.5357 | -21.9022 | -6.8907
2035 | 763 | MW | 368.2599 | 472.734 | 603.9875 | 183.4596 | -1360.8557 | -1273.961 | -1450.8698 | -2977.8444 | -721.2404 | -405.6792 | -8.2073 | -10.5357 | -21.9022 | -6.8907
2035 | 764 | MW | 390.5787 | 501.3845 | 640.5928 | 194.5784 | -1305.3105 | -1203.1854 | -1370.266 | -2856.2997 | -682.6025 | -383.1415 | -10.9431 | -14.0476 | -21.9022 | -8.6134
2035 | 765 | MW | 390.5787 | 501.3845 | 622.2901 | 194.5784 | -1221.9929 | -1156.0016 | -1316.53 | -2673.9827 | -643.9646 | -368.1163 | -10.9431 | -14.0476 | -21.9022 | -6.8907
2035 | 766 | MW | 1071.3016 | 1375.2261 | 1757.0544 | 533.7007 | -1110.9026 | -1061.6341 | -1209.0582 | -2430.8934 | -579.5681 | -338.066 | 10.9431 | 14.0476 | 21.9022 | 0
2035 | 767 | MW | 1071.3016 | 1375.2261 | 1757.0544 | 533.7007 | -972.0398 | -943.6748 | -1074.7184 | -2127.0317 | -502.2924 | -300.5031 | 13.6789 | 17.5595 | 21.9022 | 1.7227
2035 | 768 | MW | 1015.5047 | 1303.5997 | 1665.5412 | 500.3444 | -833.1769 | -802.1236 | -913.5106 | -1823.17 | -425.0166 | -255.4276 | 10.9431 | 14.0476 | 21.9022 | 1.7227
2035 | 769 | MW | 926.2295 | 1188.9976 | 1519.12 | 455.8693 | -666.5416 | -684.1642 | -779.1708 | -1458.536 | -347.7409 | -217.8648 | 10.9431 | 14.0476 | 21.9022 | 3.4454
2035 | 770 | MW | 836.9544 | 1074.3954 | 1372.6988 | 411.3943 | -610.9964 | -636.9805 | -725.4349 | -1336.9914 | -321.9823 | -202.8396 | 8.2073 | 10.5357 | 21.9022 | 3.4454
2035 | 771 | MW | 725.3605 | 931.1427 | 1189.6723 | 355.8004 | -583.2239 | -636.9805 | -725.4349 | -1276.219 | -309.103 | -202.8396 | 8.2073 | 10.5357 | 0 | 1.7227
2035 | 772 | MW | 602.6072 | 773.5647 | 988.3431 | 294.6472 | -583.2239 | -613.3886 | -698.567 | -1276.219 | -309.103 | -195.327 | 8.2073 | 10.5357 | 0 | 1.7227
2035 | 773 | MW | 502.1726 | 644.6372 | 805.3166 | 244.6128 | -610.9964 | -636.9805 | -725.4349 | -1336.9914 | -309.103 | -202.8396 | 8.2073 | 10.5357 | 0 | 1.7227
2035 | 774 | MW | 424.0569 | 544.3603 | 695.5007 | 211.2565 | -666.5416 | -684.1642 | -779.1708 | -1458.536 | -347.7409 | -217.8648 | 8.2073 | 10.5357 | 21.9022 | 1.7227
2035 | 775 | MW | 368.2599 | 472.734 | 603.9875 | 183.4596 | -777.6318 | -754.9398 | -859.7747 | -1701.6254 | -412.1373 | -240.4025 | 10.9431 | 14.0476 | 21.9022 | 3.4454
2035 | 776 | MW | 323.6224 | 415.4329 | 530.7769 | 166.7815 | -888.7221 | -849.3073 | -967.2466 | -1944.7147 | -489.4131 | -270.4528 | 10.9431 | 14.0476 | 21.9022 | 3.4454
2035 | 777 | MW | 301.3036 | 386.7823 | 494.1716 | 155.6627 | -1027.5849 | -943.6748 | -1074.7184 | -2248.5764 | -540.9303 | -300.5031 | 10.9431 | 14.0476 | 43.8044 | 3.4454
2035 | 778 | MW | 278.9848 | 358.1318 | 439.2636 | 144.5439 | -1110.9026 | -990.8585 | -1128.4543 | -2430.8934 | -579.5681 | -315.5283 | 10.9431 | 14.0476 | 43.8044 | 3.4454
2035 | 779 | MW | 301.3036 | 386.7823 | 475.8689 | 150.1033 | -1166.4477 | -1038.0423 | -1182.1902 | -2552.4381 | -618.206 | -330.5534 | 10.9431 | 14.0476 | 43.8044 | 3.4454
2035 | 780 | MW | 357.1005 | 458.4087 | 567.3822 | 189.019 | -1221.9929 | -1061.6341 | -1209.0582 | -2673.9827 | -643.9646 | -338.066 | 10.9431 | 14.0476 | 43.8044 | 3.4454
2035 | 781 | MW | 468.6945 | 601.6614 | 750.4087 | 239.0534 | -1277.538 | -1061.6341 | -1209.0582 | -2795.5274 | -669.7232 | -338.066 | 10.9431 | 14.0476 | 43.8044 | 3.4454
2035 | 782 | MW | 513.332 | 658.9625 | 823.6193 | 261.2909 | -1305.3105 | -1061.6341 | -1209.0582 | -2856.2997 | -682.6025 | -338.066 | 10.9431 | 14.0476 | 43.8044 | 3.4454
2035 | 783 | MW | 569.129 | 730.5889 | 915.1325 | 283.5285 | -1277.538 | -1038.0423 | -1182.1902 | -2795.5274 | -682.6025 | -330.5534 | 10.9431 | 14.0476 | 43.8044 | 1.7227
2035 | 784 | MW | 223.1878 | 286.5054 | 366.053 | 111.1876 | -1249.7654 | -990.8585 | -1128.4543 | -2734.7551 | -682.6025 | -315.5283 | 8.2073 | 10.5357 | 0 | 1.7227
2035 | 785 | MW | 245.5066 | 315.156 | 402.6583 | 122.3064 | -1194.2203 | -990.8585 | -1128.4543 | -2613.2104 | -643.9646 | -315.5283 | -5.4716 | -7.0238 | -21.9022 | -5.168
2035 | 786 | MW | 267.8254 | 343.8065 | 439.2636 | 133.4252 | -1166.4477 | -1038.0423 | -1182.1902 | -2552.4381 | -618.206 | -330.5534 | -5.4716 | -7.0238 | -21.9022 | -6.8907
2035 | 787 | MW | 278.9848 | 358.1318 | 457.5663 | 138.9845 | -1138.6752 | -1108.8179 | -1262.7941 | -2491.6657 | -592.4474 | -353.0912 | -8.2073 | -10.5357 | -21.9022 | -6.8907
2035 | 788 | MW | 301.3036 | 386.7823 | 475.8689 | 150.1033 | -1138.6752 | -1085.226 | -1235.9262 | -2491.6657 | -592.4474 | -345.5786 | -8.2073 | -10.5357 | -21.9022 | -6.8907
2035 | 789 | MW | 993.1859 | 1274.9492 | 1610.6332 | 494.785 | -1110.9026 | -1061.6341 | -1209.0582 | -2430.8934 | -566.6889 | -338.066 | -8.2073 | -10.5357 | -21.9022 | -6.8907
2035 | 790 | MW | 993.1859 | 1274.9492 | 1610.6332 | 494.785 | -999.8123 | -990.8585 | -1128.4543 | -2187.8041 | -528.051 | -315.5283 | 10.9431 | 14.0476 | 21.9022 | 0
2035 | 791 | MW | 937.3889 | 1203.3228 | 1537.4226 | 472.5475 | -888.7221 | -896.4911 | -1020.9825 | -1944.7147 | -463.6545 | -285.478 | 13.6789 | 17.5595 | 21.9022 | 1.7227
2035 | 792 | MW | 903.9107 | 1160.347 | 1482.5147 | 455.8693 | -749.8593 | -778.5317 | -886.6427 | -1640.853 | -386.3788 | -247.9151 | 10.9431 | 14.0476 | 21.9022 | 1.7227
2035 | 793 | MW | 848.1138 | 1088.7206 | 1372.6988 | 416.9536 | -666.5416 | -684.1642 | -779.1708 | -1458.536 | -334.8616 | -217.8648 | 10.9431 | 14.0476 | 21.9022 | 3.4454
2035 | 794 | MW | 758.8386 | 974.1185 | 1244.5802 | 378.038 | -610.9964 | -636.9805 | -725.4349 | -1336.9914 | -321.9823 | -202.8396 | 8.2073 | 10.5357 | 21.9022 | 3.4454
2035 | 795 | MW | 658.4041 | 845.191 | 1079.8564 | 328.0035 | -583.2239 | -613.3886 | -698.567 | -1276.219 | -309.103 | -195.327 | 8.2073 | 10.5357 | 21.9022 | 3.4454
2035 | 796 | MW | 580.2884 | 744.9141 | 933.4352 | 289.0879 | -583.2239 | -613.3886 | -698.567 | -1276.219 | -309.103 | -195.327 | 8.2073 | 10.5357 | 21.9022 | 3.4454
2035 | 797 | MW | 502.1726 | 644.6372 | 823.6193 | 250.1722 | -610.9964 | -613.3886 | -698.567 | -1336.9914 | -309.103 | -195.327 | 8.2073 | 10.5357 | 21.9022 | 3.4454
2035 | 798 | MW | 446.3757 | 573.0109 | 732.106 | 227.9347 | -666.5416 | -660.5724 | -752.3029 | -1458.536 | -334.8616 | -210.3522 | 8.2073 | 10.5357 | 21.9022 | 3.4454
2035 | 799 | MW | 401.7381 | 515.7098 | 640.5928 | 205.6971 | -749.8593 | -707.7561 | -806.0388 | -1640.853 | -386.3788 | -225.3773 | 8.2073 | 10.5357 | 21.9022 | 3.4454
2035 | 800 | MW | 368.2599 | 472.734 | 585.6848 | 183.4596 | -805.4044 | -754.9398 | -859.7747 | -1762.3977 | -437.8959 | -240.4025 | 10.9431 | 14.0476 | 21.9022 | 3.4454
2035 | 801 | MW | 323.6224 | 415.4329 | 512.4742 | 166.7815 | -916.4946 | -825.7154 | -940.3786 | -2005.487 | -476.5338 | -262.9402 | 10.9431 | 14.0476 | 65.7066 | 5.168
2035 | 802 | MW | 301.3036 | 386.7823 | 475.8689 | 155.6627 | -972.0398 | -896.4911 | -1020.9825 | -2127.0317 | -515.1717 | -285.478 | 13.6789 | 17.5595 | 65.7066 | 5.168
2035 | 803 | MW | 323.6224 | 415.4329 | 512.4742 | 166.7815 | -1027.5849 | -920.0829 | -1047.8504 | -2248.5764 | -540.9303 | -292.9905 | 13.6789 | 17.5595 | 65.7066 | 5.168
2035 | 804 | MW | 379.4193 | 487.0592 | 603.9875 | 189.019 | -1083.13 | -943.6748 | -1074.7184 | -2370.1211 | -566.6889 | -300.5031 | 13.6789 | 17.5595 | 65.7066 | 5.168
2035 | 805 | MW | 446.3757 | 573.0109 | 732.106 | 227.9347 | -1110.9026 | -967.2667 | -1101.5864 | -2430.8934 | -592.4474 | -308.0157 | 13.6789 | 17.5595 | 65.7066 | 3.4454
2035 | 806 | MW | 502.1726 | 644.6372 | 823.6193 | 255.7316 | -1138.6752 | -967.2667 | -1101.5864 | -2491.6657 | -592.4474 | -308.0157 | 13.6789 | 17.5595 | 65.7066 | 3.4454
2035 | 807 | MW | 535.6508 | 687.613 | 860.2246 | 277.9691 | -1138.6752 | -943.6748 | -1074.7184 | -2491.6657 | -592.4474 | -300.5031 | 10.9431 | 14.0476 | 65.7066 | 1.7227
2035 | 808 | MW | 200.8691 | 257.8549 | 329.4477 | 105.6283 | -1110.9026 | -920.0829 | -1047.8504 | -2430.8934 | -579.5681 | -292.9905 | 8.2073 | 10.5357 | 21.9022 | 1.7227
2035 | 809 | MW | 245.5066 | 315.156 | 384.3557 | 127.8658 | -1055.3575 | -920.0829 | -1047.8504 | -2309.3487 | -566.6889 | -292.9905 | -5.4716 | -7.0238 | -21.9022 | -5.168
2035 | 810 | MW | 278.9848 | 358.1318 | 457.5663 | 144.5439 | -1083.13 | -967.2667 | -1101.5864 | -2370.1211 | -579.5681 | -308.0157 | -5.4716 | -7.0238 | -21.9022 | -5.168
2035 | 811 | MW | 290.1442 | 372.4571 | 475.8689 | 150.1033 | -1110.9026 | -1061.6341 | -1209.0582 | -2430.8934 | -579.5681 | -338.066 | -8.2073 | -10.5357 | -21.9022 | -6.8907
2035 | 812 | MW | 290.1442 | 372.4571 | 457.5663 | 150.1033 | -1110.9026 | -1085.226 | -1235.9262 | -2430.8934 | -579.5681 | -345.5786 | -8.2073 | -10.5357 | -21.9022 | -6.8907
2035 | 813 | MW | 970.8671 | 1246.2986 | 1574.0279 | 494.785 | -1083.13 | -1061.6341 | -1209.0582 | -2370.1211 | -566.6889 | -338.066 | -8.2073 | -10.5357 | -21.9022 | -6.8907
2035 | 814 | MW | 982.0265 | 1260.6239 | 1592.3306 | 489.2256 | -999.8123 | -990.8585 | -1128.4543 | -2187.8041 | -515.1717 | -315.5283 | 10.9431 | 14.0476 | 21.9022 | 0
2035 | 815 | MW | 948.5483 | 1217.6481 | 1555.7253 | 478.1068 | -888.7221 | -872.8992 | -994.1145 | -1944.7147 | -450.7752 | -277.9654 | 13.6789 | 17.5595 | 21.9022 | 1.7227
2035 | 816 | MW | 926.2295 | 1188.9976 | 1500.8173 | 461.4287 | -749.8593 | -754.9398 | -859.7747 | -1640.853 | -386.3788 | -240.4025 | 10.9431 | 14.0476 | 21.9022 | 1.7227
2035 | 817 | MW | 859.2732 | 1103.0459 | 1391.0014 | 428.0724 | -694.3141 | -707.7561 | -806.0388 | -1519.3084 | -347.7409 | -225.3773 | 8.2073 | 10.5357 | 0 | 1.7227
2035 | 818 | MW | 769.998 | 988.4437 | 1262.8829 | 383.5973 | -638.769 | -660.5724 | -752.3029 | -1397.7637 | -321.9823 | -210.3522 | 8.2073 | 10.5357 | 0 | 1.7227
2035 | 819 | MW | 680.7229 | 873.8416 | 1098.159 | 333.5629 | -610.9964 | -636.9805 | -725.4349 | -1336.9914 | -321.9823 | -202.8396 | 8.2073 | 10.5357 | 0 | 1.7227
2035 | 820 | MW | 591.4478 | 759.2394 | 970.0405 | 283.5285 | -638.769 | -636.9805 | -725.4349 | -1397.7637 | -321.9823 | -202.8396 | 8.2073 | 10.5357 | 0 | 1.7227
2035 | 821 | MW | 513.332 | 658.9625 | 841.9219 | 250.1722 | -638.769 | -660.5724 | -752.3029 | -1397.7637 | -334.8616 | -210.3522 | 5.4716 | 7.0238 | 0 | 1.7227
2035 | 822 | MW | 457.5351 | 587.3361 | 750.4087 | 222.3753 | -749.8593 | -754.9398 | -859.7747 | -1640.853 | -386.3788 | -240.4025 | 8.2073 | 10.5357 | 0 | 1.7227
2035 | 823 | MW | 390.5787 | 501.3845 | 640.5928 | 194.5784 | -972.0398 | -896.4911 | -1020.9825 | -2127.0317 | -502.2924 | -285.478 | 8.2073 | 10.5357 | 0 | 1.7227
2035 | 824 | MW | 334.7818 | 429.7582 | 549.0795 | 172.3408 | -1138.6752 | -1061.6341 | -1209.0582 | -2491.6657 | -605.3267 | -338.066 | 8.2073 | 10.5357 | 0 | 3.4454
2035 | 825 | MW | 301.3036 | 386.7823 | 494.1716 | 144.5439 | -1333.0831 | -1179.5935 | -1343.398 | -2917.0721 | -669.7232 | -375.6289 | 10.9431 | 14.0476 | 43.8044 | 3.4454
2035 | 826 | MW | 267.8254 | 343.8065 | 457.5663 | 138.9845 | -1471.9459 | -1273.961 | -1450.8698 | -3220.9337 | -734.1197 | -405.6792 | 10.9431 | 14.0476 | 65.7066 | 3.4454
2035 | 827 | MW | 245.5066 | 315.156 | 402.6583 | 127.8658 | -1583.0362 | -1321.1447 | -1504.6058 | -3464.0231 | -798.5161 | -420.7044 | 13.6789 | 17.5595 | 65.7066 | 3.4454
2035 | 828 | MW | 245.5066 | 315.156 | 402.6583 | 122.3064 | -1666.3539 | -1368.3285 | -1558.3417 | -3646.3401 | -837.154 | -435.7295 | 13.6789 | 17.5595 | 65.7066 | 3.4454
2035 | 829 | MW | 301.3036 | 386.7823 | 512.4742 | 144.5439 | -1721.899 | -1368.3285 | -1558.3417 | -3767.8848 | -850.0333 | -435.7295 | 13.6789 | 17.5595 | 65.7066 | 3.4454
2035 | 830 | MW | 334.7818 | 429.7582 | 549.0795 | 166.7815 | -1749.6716 | -1391.9203 | -1585.2096 | -3828.6571 | -862.9126 | -443.2421 | 13.6789 | 17.5595 | 65.7066 | 3.4454
2035 | 831 | MW | 368.2599 | 472.734 | 603.9875 | 194.5784 | -1721.899 | -1391.9203 | -1585.2096 | -3767.8848 | -862.9126 | -443.2421 | 13.6789 | 17.5595 | 65.7066 | 0
2035 | 832 | MW | 457.5351 | 587.3361 | 732.106 | 239.0534 | -1666.3539 | -1368.3285 | -1558.3417 | -3646.3401 | -850.0333 | -435.7295 | 8.2073 | 10.5357 | 0 | 0
2035 | 833 | MW | 256.666 | 329.4812 | 402.6583 | 127.8658 | -1583.0362 | -1321.1447 | -1504.6058 | -3464.0231 | -824.2747 | -420.7044 | -8.2073 | -10.5357 | -21.9022 | -6.8907
2035 | 834 | MW | 312.463 | 401.1076 | 512.4742 | 155.6627 | -1471.9459 | -1297.5528 | -1477.7378 | -3220.9337 | -785.6368 | -413.1918 | -10.9431 | -14.0476 | -21.9022 | -8.6134
2035 | 835 | MW | 368.2599 | 472.734 | 603.9875 | 183.4596 | -1416.4008 | -1297.5528 | -1477.7378 | -3099.3891 | -734.1197 | -413.1918 | -10.9431 | -14.0476 | -43.8044 | -8.6134
2035 | 836 | MW | 390.5787 | 501.3845 | 640.5928 | 194.5784 | -1333.0831 | -1226.7772 | -1397.1339 | -2917.0721 | -695.4818 | -390.654 | -10.9431 | -14.0476 | -43.8044 | -8.6134
2035 | 837 | MW | 379.4193 | 487.0592 | 622.2901 | 189.019 | -1221.9929 | -1156.0016 | -1316.53 | -2673.9827 | -643.9646 | -368.1163 | -10.9431 | -14.0476 | -43.8044 | -8.6134
2035 | 838 | MW | 1104.7798 | 1418.2019 | 1811.9624 | 544.8194 | -1110.9026 | -1061.6341 | -1209.0582 | -2430.8934 | -579.5681 | -338.066 | 8.2073 | 10.5357 | 0 | -1.7227
2035 | 839 | MW | 1104.7798 | 1418.2019 | 1811.9624 | 544.8194 | -944.2672 | -920.0829 | -1047.8504 | -2066.2594 | -502.2924 | -292.9905 | 13.6789 | 17.5595 | 21.9022 | 0
2035 | 840 | MW | 1048.9828 | 1346.5755 | 1720.4491 | 517.0225 | -805.4044 | -802.1236 | -913.5106 | -1762.3977 | -425.0166 | -255.4276 | 10.9431 | 14.0476 | 0 | 0
2035 | 841 | MW | 970.8671 | 1246.2986 | 1592.3306 | 478.1068 | -694.3141 | -707.7561 | -806.0388 | -1519.3084 | -360.6202 | -225.3773 | 8.2073 | 10.5357 | 0 | 3.4454
2035 | 842 | MW | 892.7514 | 1146.0217 | 1464.212 | 433.6318 | -638.769 | -660.5724 | -752.3029 | -1397.7637 | -334.8616 | -210.3522 | 8.2073 | 10.5357 | 0 | 1.7227
2035 | 843 | MW | 781.1574 | 1002.769 | 1281.1855 | 383.5973 | -610.9964 | -636.9805 | -725.4349 | -1336.9914 | -321.9823 | -202.8396 | 8.2073 | 10.5357 | 0 | 1.7227
2035 | 844 | MW | 669.5635 | 859.5163 | 1098.159 | 328.0035 | -638.769 | -636.9805 | -725.4349 | -1397.7637 | -321.9823 | -202.8396 | 5.4716 | 7.0238 | 0 | 1.7227
2035 | 845 | MW | 557.9696 | 716.2636 | 915.1325 | 272.4097 | -638.769 | -660.5724 | -752.3029 | -1397.7637 | -334.8616 | -210.3522 | 5.4716 | 7.0238 | 0 | 1.7227
2035 | 846 | MW | 468.6945 | 601.6614 | 768.7113 | 233.494 | -749.8593 | -754.9398 | -859.7747 | -1640.853 | -386.3788 | -240.4025 | 8.2073 | 10.5357 | 0 | 1.7227
2035 | 847 | MW | 390.5787 | 501.3845 | 622.2901 | 194.5784 | -972.0398 | -920.0829 | -1047.8504 | -2127.0317 | -502.2924 | -292.9905 | 8.2073 | 10.5357 | 21.9022 | 1.7227
2035 | 848 | MW | 312.463 | 401.1076 | 494.1716 | 166.7815 | -1166.4477 | -1061.6341 | -1209.0582 | -2552.4381 | -605.3267 | -338.066 | 10.9431 | 14.0476 | 21.9022 | 3.4454
2035 | 849 | MW | 267.8254 | 343.8065 | 439.2636 | 144.5439 | -1333.0831 | -1203.1854 | -1370.266 | -2917.0721 | -669.7232 | -383.1415 | 10.9431 | 14.0476 | 43.8044 | 3.4454
2035 | 850 | MW | 234.3472 | 300.8307 | 384.3557 | 122.3064 | -1471.9459 | -1273.961 | -1450.8698 | -3220.9337 | -734.1197 | -405.6792 | 10.9431 | 14.0476 | 43.8044 | 3.4454
2035 | 851 | MW | 212.0284 | 272.1802 | 347.7504 | 116.747 | -1583.0362 | -1344.7366 | -1531.4737 | -3464.0231 | -785.6368 | -428.2169 | 10.9431 | 14.0476 | 43.8044 | 3.4454
2035 | 852 | MW | 223.1878 | 286.5054 | 366.053 | 122.3064 | -1666.3539 | -1391.9203 | -1585.2096 | -3646.3401 | -811.3954 | -443.2421 | 10.9431 | 14.0476 | 43.8044 | 3.4454
2035 | 853 | MW | 278.9848 | 358.1318 | 475.8689 | 144.5439 | -1721.899 | -1415.5122 | -1612.0776 | -3767.8848 | -837.154 | -450.7547 | 8.2073 | 10.5357 | 43.8044 | 3.4454
2035 | 854 | MW | 312.463 | 401.1076 | 530.7769 | 161.2221 | -1777.4442 | -1439.1041 | -1638.9456 | -3889.4294 | -850.0333 | -458.2672 | 8.2073 | 10.5357 | 43.8044 | 3.4454
2035 | 855 | MW | 345.9411 | 444.0834 | 567.3822 | 183.4596 | -1777.4442 | -1415.5122 | -1612.0776 | -3889.4294 | -850.0333 | -450.7547 | 8.2073 | 10.5357 | 43.8044 | 0
2035 | 856 | MW | 446.3757 | 573.0109 | 713.8034 | 227.9347 | -1721.899 | -1368.3285 | -1558.3417 | -3767.8848 | -837.154 | -435.7295 | 5.4716 | 7.0238 | 0 | 0
2035 | 857 | MW | 245.5066 | 315.156 | 402.6583 | 127.8658 | -1610.8088 | -1321.1447 | -1504.6058 | -3524.7954 | -811.3954 | -420.7044 | -8.2073 | -10.5357 | -21.9022 | -6.8907
2035 | 858 | MW | 312.463 | 401.1076 | 512.4742 | 155.6627 | -1499.7185 | -1321.1447 | -1504.6058 | -3281.7061 | -772.7575 | -420.7044 | -8.2073 | -10.5357 | -21.9022 | -6.8907
2035 | 859 | MW | 368.2599 | 472.734 | 603.9875 | 183.4596 | -1416.4008 | -1297.5528 | -1477.7378 | -3099.3891 | -734.1197 | -413.1918 | -10.9431 | -14.0476 | -21.9022 | -8.6134
2035 | 860 | MW | 390.5787 | 501.3845 | 640.5928 | 194.5784 | -1333.0831 | -1226.7772 | -1397.1339 | -2917.0721 | -695.4818 | -390.654 | -10.9431 | -14.0476 | -21.9022 | -8.6134
2035 | 861 | MW | 379.4193 | 487.0592 | 622.2901 | 189.019 | -1249.7654 | -1179.5935 | -1343.398 | -2734.7551 | -643.9646 | -375.6289 | -10.9431 | -14.0476 | -21.9022 | -8.6134
2035 | 862 | MW | 1082.461 | 1389.5514 | 1775.3571 | 539.26 | -1110.9026 | -1061.6341 | -1209.0582 | -2430.8934 | -579.5681 | -338.066 | 8.2073 | 10.5357 | 21.9022 | 0
2035 | 863 | MW | 1082.461 | 1389.5514 | 1775.3571 | 539.26 | -972.0398 | -943.6748 | -1074.7184 | -2127.0317 | -502.2924 | -300.5031 | 10.9431 | 14.0476 | 21.9022 | 0
2035 | 864 | MW | 1026.6641 | 1317.925 | 1683.8438 | 505.9038 | -805.4044 | -802.1236 | -913.5106 | -1762.3977 | -425.0166 | -255.4276 | 10.9431 | 14.0476 | 0 | 0
2035 | 865 | MW | 937.3889 | 1203.3228 | 1537.4226 | 461.4287 | -694.3141 | -707.7561 | -806.0388 | -1519.3084 | -360.6202 | -225.3773 | 8.2073 | 10.5357 | 0 | 3.4454
2035 | 866 | MW | 848.1138 | 1088.7206 | 1391.0014 | 422.513 | -638.769 | -660.5724 | -752.3029 | -1397.7637 | -334.8616 | -210.3522 | 8.2073 | 10.5357 | 0 | 1.7227
2035 | 867 | MW | 736.5199 | 945.4679 | 1207.9749 | 366.9192 | -638.769 | -636.9805 | -725.4349 | -1397.7637 | -321.9823 | -202.8396 | 8.2073 | 10.5357 | 0 | 1.7227
2035 | 868 | MW | 624.9259 | 802.2152 | 1024.9484 | 305.766 | -638.769 | -636.9805 | -725.4349 | -1397.7637 | -321.9823 | -202.8396 | 8.2073 | 10.5357 | 0 | 1.7227
2035 | 869 | MW | 513.332 | 658.9625 | 841.9219 | 250.1722 | -638.769 | -660.5724 | -752.3029 | -1397.7637 | -334.8616 | -210.3522 | 8.2073 | 10.5357 | 0 | 1.7227
2035 | 870 | MW | 424.0569 | 544.3603 | 695.5007 | 216.8159 | -749.8593 | -754.9398 | -859.7747 | -1640.853 | -386.3788 | -240.4025 | 8.2073 | 10.5357 | 0 | 1.7227
2035 | 871 | MW | 345.9411 | 444.0834 | 567.3822 | 177.9002 | -944.2672 | -896.4911 | -1020.9825 | -2066.2594 | -502.2924 | -285.478 | 8.2073 | 10.5357 | 21.9022 | 3.4454
2035 | 872 | MW | 290.1442 | 372.4571 | 457.5663 | 150.1033 | -1166.4477 | -1061.6341 | -1209.0582 | -2552.4381 | -618.206 | -338.066 | 8.2073 | 10.5357 | 21.9022 | 3.4454
2035 | 873 | MW | 256.666 | 329.4812 | 420.961 | 133.4252 | -1360.8557 | -1203.1854 | -1370.266 | -2977.8444 | -695.4818 | -383.1415 | 10.9431 | 14.0476 | 43.8044 | 3.4454
2035 | 874 | MW | 223.1878 | 286.5054 | 366.053 | 111.1876 | -1527.4911 | -1273.961 | -1450.8698 | -3342.4784 | -772.7575 | -405.6792 | 10.9431 | 14.0476 | 43.8044 | 3.4454
2035 | 875 | MW | 200.8691 | 257.8549 | 347.7504 | 105.6283 | -1666.3539 | -1344.7366 | -1531.4737 | -3646.3401 | -837.154 | -428.2169 | 10.9431 | 14.0476 | 43.8044 | 3.4454
2035 | 876 | MW | 212.0284 | 272.1802 | 347.7504 | 116.747 | -1749.6716 | -1391.9203 | -1585.2096 | -3828.6571 | -875.7919 | -443.2421 | 10.9431 | 14.0476 | 43.8044 | 3.4454
2035 | 877 | MW | 278.9848 | 358.1318 | 457.5663 | 138.9845 | -1832.9893 | -1439.1041 | -1638.9456 | -4010.9741 | -901.5504 | -458.2672 | 10.9431 | 14.0476 | 43.8044 | 3.4454
2035 | 878 | MW | 312.463 | 401.1076 | 530.7769 | 161.2221 | -1888.5344 | -1462.6959 | -1665.8135 | -4132.5188 | -914.4297 | -465.7798 | 10.9431 | 14.0476 | 43.8044 | 3.4454
2035 | 879 | MW | 345.9411 | 444.0834 | 567.3822 | 177.9002 | -1888.5344 | -1462.6959 | -1665.8135 | -4132.5188 | -914.4297 | -465.7798 | 10.9431 | 14.0476 | 43.8044 | 0
2035 | 880 | MW | 435.2163 | 558.6856 | 713.8034 | 222.3753 | -1832.9893 | -1415.5122 | -1612.0776 | -4010.9741 | -888.6712 | -450.7547 | 8.2073 | 10.5357 | 0 | 0
2035 | 881 | MW | 245.5066 | 315.156 | 402.6583 | 127.8658 | -1694.1265 | -1368.3285 | -1558.3417 | -3707.1124 | -850.0333 | -435.7295 | -8.2073 | -10.5357 | -21.9022 | -5.168
2035 | 882 | MW | 312.463 | 401.1076 | 512.4742 | 155.6627 | -1555.2636 | -1344.7366 | -1531.4737 | -3403.2507 | -798.5161 | -428.2169 | -10.9431 | -14.0476 | -21.9022 | -6.8907
2035 | 883 | MW | 368.2599 | 472.734 | 585.6848 | 183.4596 | -1444.1734 | -1321.1447 | -1504.6058 | -3160.1614 | -746.9989 | -420.7044 | -10.9431 | -14.0476 | -21.9022 | -8.6134
2035 | 884 | MW | 390.5787 | 501.3845 | 622.2901 | 194.5784 | -1360.8557 | -1250.3691 | -1424.0019 | -2977.8444 | -695.4818 | -398.1666 | -10.9431 | -14.0476 | -21.9022 | -8.6134
2035 | 885 | MW | 379.4193 | 487.0592 | 622.2901 | 189.019 | -1249.7654 | -1179.5935 | -1343.398 | -2734.7551 | -656.8439 | -375.6289 | -10.9431 | -14.0476 | -21.9022 | -8.6134
2035 | 886 | MW | 1082.461 | 1389.5514 | 1775.3571 | 539.26 | -1138.6752 | -1061.6341 | -1209.0582 | -2491.6657 | -579.5681 | -338.066 | 8.2073 | 10.5357 | 21.9022 | 0
2035 | 887 | MW | 1082.461 | 1389.5514 | 1775.3571 | 539.26 | -972.0398 | -920.0829 | -1047.8504 | -2127.0317 | -502.2924 | -292.9905 | 13.6789 | 17.5595 | 21.9022 | 0
2035 | 888 | MW | 1026.6641 | 1317.925 | 1683.8438 | 505.9038 | -805.4044 | -802.1236 | -913.5106 | -1762.3977 | -425.0166 | -255.4276 | 10.9431 | 14.0476 | 21.9022 | 0
2035 | 889 | MW | 937.3889 | 1203.3228 | 1537.4226 | 461.4287 | -694.3141 | -707.7561 | -806.0388 | -1519.3084 | -360.6202 | -225.3773 | 8.2073 | 10.5357 | 0 | 1.7227
2035 | 890 | MW | 836.9544 | 1074.3954 | 1372.6988 | 416.9536 | -638.769 | -660.5724 | -752.3029 | -1397.7637 | -334.8616 | -210.3522 | 8.2073 | 10.5357 | 0 | 1.7227
2035 | 891 | MW | 736.5199 | 945.4679 | 1207.9749 | 361.3598 | -610.9964 | -636.9805 | -725.4349 | -1336.9914 | -321.9823 | -202.8396 | 8.2073 | 10.5357 | 0 | 1.7227
2035 | 892 | MW | 613.7666 | 787.8899 | 1006.6458 | 300.2066 | -638.769 | -636.9805 | -725.4349 | -1397.7637 | -321.9823 | -202.8396 | 8.2073 | 10.5357 | 0 | 1.7227
2035 | 893 | MW | 502.1726 | 644.6372 | 805.3166 | 244.6128 | -638.769 | -660.5724 | -752.3029 | -1397.7637 | -334.8616 | -210.3522 | 8.2073 | 10.5357 | 0 | 1.7227
2035 | 894 | MW | 412.8975 | 530.0351 | 677.1981 | 211.2565 | -749.8593 | -754.9398 | -859.7747 | -1640.853 | -386.3788 | -240.4025 | 8.2073 | 10.5357 | 0 | 1.7227
2035 | 895 | MW | 334.7818 | 429.7582 | 549.0795 | 172.3408 | -972.0398 | -896.4911 | -1020.9825 | -2127.0317 | -502.2924 | -285.478 | 10.9431 | 14.0476 | 0 | 3.4454
2035 | 896 | MW | 278.9848 | 358.1318 | 439.2636 | 150.1033 | -1166.4477 | -1061.6341 | -1209.0582 | -2552.4381 | -618.206 | -338.066 | 10.9431 | 14.0476 | 21.9022 | 3.4454
2035 | 897 | MW | 256.666 | 329.4812 | 420.961 | 127.8658 | -1360.8557 | -1203.1854 | -1370.266 | -2977.8444 | -708.3611 | -383.1415 | 10.9431 | 14.0476 | 43.8044 | 3.4454
2035 | 898 | MW | 212.0284 | 272.1802 | 347.7504 | 111.1876 | -1527.4911 | -1297.5528 | -1477.7378 | -3342.4784 | -785.6368 | -413.1918 | 10.9431 | 14.0476 | 43.8044 | 3.4454
2035 | 899 | MW | 200.8691 | 257.8549 | 329.4477 | 105.6283 | -1638.5813 | -1368.3285 | -1558.3417 | -3585.5677 | -850.0333 | -435.7295 | 10.9431 | 14.0476 | 43.8044 | 3.4454
2035 | 900 | MW | 212.0284 | 272.1802 | 347.7504 | 116.747 | -1749.6716 | -1415.5122 | -1612.0776 | -3828.6571 | -901.5504 | -450.7547 | 8.2073 | 10.5357 | 43.8044 | 3.4454
2035 | 901 | MW | 278.9848 | 358.1318 | 439.2636 | 138.9845 | -1832.9893 | -1439.1041 | -1638.9456 | -4010.9741 | -927.309 | -458.2672 | 8.2073 | 10.5357 | 43.8044 | 3.4454
2035 | 902 | MW | 312.463 | 401.1076 | 512.4742 | 155.6627 | -1888.5344 | -1439.1041 | -1638.9456 | -4132.5188 | -953.0676 | -458.2672 | 8.2073 | 10.5357 | 43.8044 | 3.4454
2035 | 903 | MW | 345.9411 | 444.0834 | 567.3822 | 177.9002 | -1888.5344 | -1415.5122 | -1612.0776 | -4132.5188 | -953.0676 | -450.7547 | 8.2073 | 10.5357 | 43.8044 | 0
2035 | 904 | MW | 435.2163 | 558.6856 | 695.5007 | 222.3753 | -1832.9893 | -1368.3285 | -1558.3417 | -4010.9741 | -927.309 | -435.7295 | 5.4716 | 7.0238 | 0 | 0
2035 | 905 | MW | 256.666 | 329.4812 | 420.961 | 127.8658 | -1721.899 | -1321.1447 | -1504.6058 | -3767.8848 | -875.7919 | -420.7044 | -8.2073 | -10.5357 | -21.9022 | -5.168
2035 | 906 | MW | 323.6224 | 415.4329 | 512.4742 | 161.2221 | -1583.0362 | -1321.1447 | -1504.6058 | -3464.0231 | -811.3954 | -420.7044 | -8.2073 | -10.5357 | -21.9022 | -6.8907
2035 | 907 | MW | 368.2599 | 472.734 | 603.9875 | 189.019 | -1444.1734 | -1297.5528 | -1477.7378 | -3160.1614 | -746.9989 | -413.1918 | -10.9431 | -14.0476 | -21.9022 | -8.6134
2035 | 908 | MW | 401.7381 | 515.7098 | 640.5928 | 200.1377 | -1360.8557 | -1226.7772 | -1397.1339 | -2977.8444 | -695.4818 | -390.654 | -10.9431 | -14.0476 | -21.9022 | -8.6134
2035 | 909 | MW | 390.5787 | 501.3845 | 640.5928 | 194.5784 | -1249.7654 | -1179.5935 | -1343.398 | -2734.7551 | -656.8439 | -375.6289 | -10.9431 | -14.0476 | -21.9022 | -8.6134
2035 | 910 | MW | 1082.461 | 1389.5514 | 1757.0544 | 533.7007 | -1138.6752 | -1061.6341 | -1209.0582 | -2491.6657 | -592.4474 | -338.066 | 8.2073 | 10.5357 | 21.9022 | 0
2035 | 911 | MW | 1082.461 | 1389.5514 | 1757.0544 | 533.7007 | -972.0398 | -943.6748 | -1074.7184 | -2127.0317 | -502.2924 | -300.5031 | 13.6789 | 17.5595 | 21.9022 | 0
2035 | 912 | MW | 1015.5047 | 1303.5997 | 1665.5412 | 500.3444 | -805.4044 | -802.1236 | -913.5106 | -1762.3977 | -425.0166 | -255.4276 | 10.9431 | 14.0476 | 0 | 0
2035 | 913 | MW | 926.2295 | 1188.9976 | 1519.12 | 455.8693 | -694.3141 | -707.7561 | -806.0388 | -1519.3084 | -360.6202 | -225.3773 | 8.2073 | 10.5357 | 0 | 1.7227
2035 | 914 | MW | 836.9544 | 1074.3954 | 1354.3961 | 411.3943 | -638.769 | -660.5724 | -752.3029 | -1397.7637 | -334.8616 | -210.3522 | 8.2073 | 10.5357 | 0 | 1.7227
2035 | 915 | MW | 725.3605 | 931.1427 | 1171.3696 | 361.3598 | -610.9964 | -636.9805 | -725.4349 | -1336.9914 | -321.9823 | -202.8396 | 8.2073 | 10.5357 | 0 | 1.7227
2035 | 916 | MW | 602.6072 | 773.5647 | 988.3431 | 300.2066 | -638.769 | -636.9805 | -725.4349 | -1397.7637 | -321.9823 | -202.8396 | 8.2073 | 10.5357 | 0 | 1.7227
2035 | 917 | MW | 491.0132 | 630.312 | 805.3166 | 244.6128 | -638.769 | -660.5724 | -752.3029 | -1397.7637 | -334.8616 | -210.3522 | 8.2073 | 10.5357 | 0 | 1.7227
2035 | 918 | MW | 412.8975 | 530.0351 | 658.8954 | 205.6971 | -749.8593 | -754.9398 | -859.7747 | -1640.853 | -386.3788 | -240.4025 | 8.2073 | 10.5357 | 0 | 1.7227
2035 | 919 | MW | 334.7818 | 429.7582 | 530.7769 | 172.3408 | -944.2672 | -872.8992 | -994.1145 | -2066.2594 | -489.4131 | -277.9654 | 8.2073 | 10.5357 | 0 | 3.4454
2035 | 920 | MW | 267.8254 | 343.8065 | 439.2636 | 150.1033 | -1166.4477 | -1061.6341 | -1209.0582 | -2552.4381 | -605.3267 | -338.066 | 10.9431 | 14.0476 | 21.9022 | 3.4454
2035 | 921 | MW | 245.5066 | 315.156 | 402.6583 | 127.8658 | -1333.0831 | -1226.7772 | -1397.1339 | -2917.0721 | -682.6025 | -390.654 | 10.9431 | 14.0476 | 43.8044 | 3.4454
2035 | 922 | MW | 212.0284 | 272.1802 | 347.7504 | 105.6283 | -1471.9459 | -1321.1447 | -1504.6058 | -3220.9337 | -759.8782 | -420.7044 | 10.9431 | 14.0476 | 43.8044 | 3.4454
2035 | 923 | MW | 200.8691 | 257.8549 | 329.4477 | 105.6283 | -1583.0362 | -1391.9203 | -1585.2096 | -3464.0231 | -811.3954 | -443.2421 | 10.9431 | 14.0476 | 43.8044 | 3.4454
2035 | 924 | MW | 212.0284 | 272.1802 | 347.7504 | 111.1876 | -1610.8088 | -1439.1041 | -1638.9456 | -3524.7954 | -850.0333 | -458.2672 | 10.9431 | 14.0476 | 43.8044 | 3.4454
2035 | 925 | MW | 267.8254 | 343.8065 | 457.5663 | 133.4252 | -1638.5813 | -1439.1041 | -1638.9456 | -3585.5677 | -862.9126 | -458.2672 | 10.9431 | 14.0476 | 43.8044 | 3.4454
2035 | 926 | MW | 312.463 | 401.1076 | 512.4742 | 155.6627 | -1666.3539 | -1462.6959 | -1665.8135 | -3646.3401 | -862.9126 | -465.7798 | 10.9431 | 14.0476 | 43.8044 | 3.4454
2035 | 927 | MW | 357.1005 | 458.4087 | 567.3822 | 189.019 | -1666.3539 | -1439.1041 | -1638.9456 | -3646.3401 | -850.0333 | -458.2672 | 10.9431 | 14.0476 | 43.8044 | 0
2035 | 928 | MW | 446.3757 | 573.0109 | 713.8034 | 233.494 | -1638.5813 | -1391.9203 | -1585.2096 | -3585.5677 | -837.154 | -443.2421 | 5.4716 | 7.0238 | 0 | 0
2035 | 929 | MW | 256.666 | 329.4812 | 402.6583 | 127.8658 | -1527.4911 | -1321.1447 | -1504.6058 | -3342.4784 | -811.3954 | -420.7044 | -5.4716 | -7.0238 | -21.9022 | -5.168
2035 | 930 | MW | 323.6224 | 415.4329 | 512.4742 | 161.2221 | -1444.1734 | -1321.1447 | -1504.6058 | -3160.1614 | -772.7575 | -420.7044 | -8.2073 | -10.5357 | -21.9022 | -6.8907
2035 | 931 | MW | 368.2599 | 472.734 | 603.9875 | 189.019 | -1388.6282 | -1297.5528 | -1477.7378 | -3038.6167 | -721.2404 | -413.1918 | -8.2073 | -10.5357 | -21.9022 | -8.6134
2035 | 932 | MW | 390.5787 | 501.3845 | 640.5928 | 200.1377 | -1305.3105 | -1226.7772 | -1397.1339 | -2856.2997 | -682.6025 | -390.654 | -10.9431 | -14.0476 | -21.9022 | -8.6134
2035 | 933 | MW | 390.5787 | 501.3845 | 640.5928 | 194.5784 | -1221.9929 | -1156.0016 | -1316.53 | -2673.9827 | -643.9646 | -368.1163 | -10.9431 | -14.0476 | -21.9022 | -6.8907
2035 | 934 | MW | 1082.461 | 1389.5514 | 1757.0544 | 539.26 | -1110.9026 | -1061.6341 | -1209.0582 | -2430.8934 | -579.5681 | -338.066 | 10.9431 | 14.0476 | 21.9022 | 0
2035 | 935 | MW | 1082.461 | 1389.5514 | 1757.0544 | 539.26 | -972.0398 | -943.6748 | -1074.7184 | -2127.0317 | -502.2924 | -300.5031 | 13.6789 | 17.5595 | 21.9022 | 1.7227
2035 | 936 | MW | 1026.6641 | 1317.925 | 1665.5412 | 505.9038 | -833.1769 | -825.7154 | -940.3786 | -1823.17 | -425.0166 | -262.9402 | 10.9431 | 14.0476 | 21.9022 | 0
2035 | 937 | MW | 926.2295 | 1188.9976 | 1519.12 | 461.4287 | -666.5416 | -684.1642 | -779.1708 | -1458.536 | -347.7409 | -217.8648 | 10.9431 | 14.0476 | 21.9022 | 3.4454
2035 | 938 | MW | 836.9544 | 1074.3954 | 1354.3961 | 416.9536 | -610.9964 | -636.9805 | -725.4349 | -1336.9914 | -321.9823 | -202.8396 | 8.2073 | 10.5357 | 21.9022 | 1.7227
2035 | 939 | MW | 725.3605 | 931.1427 | 1189.6723 | 355.8004 | -583.2239 | -613.3886 | -698.567 | -1276.219 | -309.103 | -195.327 | 8.2073 | 10.5357 | 0 | 1.7227
2035 | 940 | MW | 602.6072 | 773.5647 | 988.3431 | 300.2066 | -583.2239 | -613.3886 | -698.567 | -1276.219 | -309.103 | -195.327 | 8.2073 | 10.5357 | 0 | 1.7227
2035 | 941 | MW | 502.1726 | 644.6372 | 805.3166 | 250.1722 | -610.9964 | -613.3886 | -698.567 | -1336.9914 | -309.103 | -195.327 | 8.2073 | 10.5357 | 0 | 1.7227
2035 | 942 | MW | 424.0569 | 544.3603 | 677.1981 | 211.2565 | -666.5416 | -660.5724 | -752.3029 | -1458.536 | -334.8616 | -210.3522 | 8.2073 | 10.5357 | 21.9022 | 1.7227
2035 | 943 | MW | 368.2599 | 472.734 | 585.6848 | 183.4596 | -777.6318 | -707.7561 | -806.0388 | -1701.6254 | -412.1373 | -225.3773 | 10.9431 | 14.0476 | 21.9022 | 3.4454
2035 | 944 | MW | 323.6224 | 415.4329 | 530.7769 | 166.7815 | -888.7221 | -825.7154 | -940.3786 | -1944.7147 | -476.5338 | -262.9402 | 13.6789 | 17.5595 | 21.9022 | 3.4454
2035 | 945 | MW | 301.3036 | 386.7823 | 475.8689 | 155.6627 | -999.8123 | -920.0829 | -1047.8504 | -2187.8041 | -540.9303 | -292.9905 | 13.6789 | 17.5595 | 43.8044 | 3.4454
2035 | 946 | MW | 278.9848 | 358.1318 | 439.2636 | 138.9845 | -1110.9026 | -990.8585 | -1128.4543 | -2430.8934 | -579.5681 | -315.5283 | 10.9431 | 14.0476 | 43.8044 | 3.4454
2035 | 947 | MW | 301.3036 | 386.7823 | 494.1716 | 144.5439 | -1194.2203 | -1038.0423 | -1182.1902 | -2613.2104 | -605.3267 | -330.5534 | 10.9431 | 14.0476 | 43.8044 | 3.4454
2035 | 948 | MW | 357.1005 | 458.4087 | 585.6848 | 183.4596 | -1249.7654 | -1038.0423 | -1182.1902 | -2734.7551 | -631.0853 | -330.5534 | 10.9431 | 14.0476 | 43.8044 | 3.4454
2035 | 949 | MW | 424.0569 | 544.3603 | 695.5007 | 216.8159 | -1305.3105 | -1061.6341 | -1209.0582 | -2856.2997 | -656.8439 | -338.066 | 10.9431 | 14.0476 | 43.8044 | 3.4454
2035 | 950 | MW | 491.0132 | 630.312 | 787.014 | 250.1722 | -1305.3105 | -1038.0423 | -1182.1902 | -2856.2997 | -656.8439 | -330.5534 | 10.9431 | 14.0476 | 43.8044 | 3.4454
2035 | 951 | MW | 513.332 | 658.9625 | 823.6193 | 266.8503 | -1305.3105 | -1014.4504 | -1155.3223 | -2856.2997 | -656.8439 | -323.0408 | 10.9431 | 14.0476 | 43.8044 | 0
2035 | 952 | MW | 212.0284 | 272.1802 | 347.7504 | 111.1876 | -1277.538 | -990.8585 | -1128.4543 | -2795.5274 | -643.9646 | -315.5283 | 8.2073 | 10.5357 | 0 | 0
2035 | 953 | MW | 245.5066 | 315.156 | 402.6583 | 133.4252 | -1221.9929 | -967.2667 | -1101.5864 | -2673.9827 | -631.0853 | -308.0157 | -5.4716 | -7.0238 | -21.9022 | -5.168
2035 | 954 | MW | 278.9848 | 358.1318 | 457.5663 | 144.5439 | -1166.4477 | -1014.4504 | -1155.3223 | -2552.4381 | -618.206 | -323.0408 | -5.4716 | -7.0238 | -21.9022 | -6.8907
2035 | 955 | MW | 301.3036 | 386.7823 | 475.8689 | 155.6627 | -1166.4477 | -1085.226 | -1235.9262 | -2552.4381 | -605.3267 | -345.5786 | -8.2073 | -10.5357 | -21.9022 | -6.8907
2035 | 956 | MW | 312.463 | 401.1076 | 494.1716 | 161.2221 | -1138.6752 | -1085.226 | -1235.9262 | -2491.6657 | -592.4474 | -345.5786 | -8.2073 | -10.5357 | -21.9022 | -6.8907
2035 | 957 | MW | 982.0265 | 1260.6239 | 1592.3306 | 494.785 | -1110.9026 | -1061.6341 | -1209.0582 | -2430.8934 | -566.6889 | -338.066 | -8.2073 | -10.5357 | -21.9022 | -6.8907
2035 | 958 | MW | 982.0265 | 1260.6239 | 1610.6332 | 489.2256 | -1027.5849 | -990.8585 | -1128.4543 | -2248.5764 | -528.051 | -315.5283 | 10.9431 | 14.0476 | 21.9022 | 0
2035 | 959 | MW | 948.5483 | 1217.6481 | 1555.7253 | 472.5475 | -888.7221 | -872.8992 | -994.1145 | -1944.7147 | -463.6545 | -277.9654 | 13.6789 | 17.5595 | 21.9022 | 1.7227
2035 | 960 | MW | 915.0701 | 1174.6723 | 1482.5147 | 450.3099 | -749.8593 | -754.9398 | -859.7747 | -1640.853 | -399.2581 | -240.4025 | 10.9431 | 14.0476 | 21.9022 | 1.7227
2035 | 961 | MW | 836.9544 | 1074.3954 | 1372.6988 | 422.513 | -666.5416 | -660.5724 | -752.3029 | -1458.536 | -347.7409 | -210.3522 | 10.9431 | 14.0476 | 21.9022 | 3.4454
2035 | 962 | MW | 758.8386 | 974.1185 | 1226.2776 | 383.5973 | -610.9964 | -636.9805 | -725.4349 | -1336.9914 | -321.9823 | -202.8396 | 8.2073 | 10.5357 | 21.9022 | 1.7227
2035 | 963 | MW | 658.4041 | 845.191 | 1079.8564 | 333.5629 | -583.2239 | -613.3886 | -698.567 | -1276.219 | -309.103 | -195.327 | 8.2073 | 10.5357 | 21.9022 | 1.7227
2035 | 964 | MW | 569.129 | 730.5889 | 933.4352 | 283.5285 | -583.2239 | -589.7967 | -671.699 | -1276.219 | -309.103 | -187.8144 | 8.2073 | 10.5357 | 0 | 1.7227
2035 | 965 | MW | 502.1726 | 644.6372 | 823.6193 | 250.1722 | -610.9964 | -613.3886 | -698.567 | -1336.9914 | -309.103 | -195.327 | 8.2073 | 10.5357 | 0 | 1.7227
2035 | 966 | MW | 446.3757 | 573.0109 | 732.106 | 222.3753 | -638.769 | -636.9805 | -725.4349 | -1397.7637 | -334.8616 | -202.8396 | 8.2073 | 10.5357 | 21.9022 | 1.7227
2035 | 967 | MW | 401.7381 | 515.7098 | 640.5928 | 200.1377 | -722.0867 | -660.5724 | -752.3029 | -1580.0807 | -386.3788 | -210.3522 | 8.2073 | 10.5357 | 21.9022 | 3.4454
2035 | 968 | MW | 345.9411 | 444.0834 | 567.3822 | 177.9002 | -805.4044 | -731.348 | -832.9068 | -1762.3977 | -437.8959 | -232.8899 | 8.2073 | 10.5357 | 21.9022 | 3.4454
2035 | 969 | MW | 312.463 | 401.1076 | 494.1716 | 161.2221 | -888.7221 | -825.7154 | -940.3786 | -1944.7147 | -476.5338 | -262.9402 | 10.9431 | 14.0476 | 43.8044 | 3.4454
2035 | 970 | MW | 301.3036 | 386.7823 | 475.8689 | 155.6627 | -972.0398 | -872.8992 | -994.1145 | -2127.0317 | -515.1717 | -277.9654 | 10.9431 | 14.0476 | 65.7066 | 3.4454
2035 | 971 | MW | 323.6224 | 415.4329 | 512.4742 | 166.7815 | -1055.3575 | -896.4911 | -1020.9825 | -2309.3487 | -540.9303 | -285.478 | 13.6789 | 17.5595 | 65.7066 | 3.4454
2035 | 972 | MW | 368.2599 | 472.734 | 603.9875 | 189.019 | -1110.9026 | -920.0829 | -1047.8504 | -2430.8934 | -566.6889 | -292.9905 | 13.6789 | 17.5595 | 65.7066 | 3.4454
2035 | 973 | MW | 435.2163 | 558.6856 | 713.8034 | 216.8159 | -1166.4477 | -920.0829 | -1047.8504 | -2552.4381 | -579.5681 | -292.9905 | 10.9431 | 14.0476 | 65.7066 | 3.4454
2035 | 974 | MW | 502.1726 | 644.6372 | 823.6193 | 255.7316 | -1194.2203 | -943.6748 | -1074.7184 | -2613.2104 | -592.4474 | -300.5031 | 10.9431 | 14.0476 | 65.7066 | 3.4454
2035 | 975 | MW | 535.6508 | 687.613 | 878.5272 | 277.9691 | -1166.4477 | -943.6748 | -1074.7184 | -2552.4381 | -592.4474 | -300.5031 | 10.9431 | 14.0476 | 65.7066 | 1.7227
2035 | 976 | MW | 200.8691 | 257.8549 | 329.4477 | 105.6283 | -1166.4477 | -920.0829 | -1047.8504 | -2552.4381 | -592.4474 | -292.9905 | 8.2073 | 10.5357 | 0 | 1.7227
2035 | 977 | MW | 234.3472 | 300.8307 | 384.3557 | 116.747 | -1110.9026 | -920.0829 | -1047.8504 | -2430.8934 | -592.4474 | -292.9905 | -5.4716 | -7.0238 | -21.9022 | -5.168
2035 | 978 | MW | 267.8254 | 343.8065 | 439.2636 | 133.4252 | -1110.9026 | -990.8585 | -1128.4543 | -2430.8934 | -592.4474 | -315.5283 | -8.2073 | -10.5357 | -21.9022 | -6.8907
2035 | 979 | MW | 278.9848 | 358.1318 | 457.5663 | 138.9845 | -1138.6752 | -1085.226 | -1235.9262 | -2491.6657 | -592.4474 | -345.5786 | -8.2073 | -10.5357 | -21.9022 | -6.8907
2035 | 980 | MW | 278.9848 | 358.1318 | 457.5663 | 144.5439 | -1138.6752 | -1085.226 | -1235.9262 | -2491.6657 | -592.4474 | -345.5786 | -8.2073 | -10.5357 | -21.9022 | -6.8907
2035 | 981 | MW | 948.5483 | 1217.6481 | 1555.7253 | 472.5475 | -1110.9026 | -1061.6341 | -1209.0582 | -2430.8934 | -579.5681 | -338.066 | -8.2073 | -10.5357 | -21.9022 | -6.8907
2035 | 982 | MW | 959.7077 | 1231.9734 | 1574.0279 | 472.5475 | -1027.5849 | -990.8585 | -1128.4543 | -2248.5764 | -528.051 | -315.5283 | 10.9431 | 14.0476 | 21.9022 | 0
2035 | 983 | MW | 926.2295 | 1188.9976 | 1519.12 | 461.4287 | -888.7221 | -872.8992 | -994.1145 | -1944.7147 | -463.6545 | -277.9654 | 13.6789 | 17.5595 | 21.9022 | 1.7227
2035 | 984 | MW | 892.7514 | 1146.0217 | 1464.212 | 439.1912 | -749.8593 | -754.9398 | -859.7747 | -1640.853 | -386.3788 | -240.4025 | 10.9431 | 14.0476 | 21.9022 | 1.7227
2035 | 985 | MW | 836.9544 | 1074.3954 | 1354.3961 | 416.9536 | -694.3141 | -707.7561 | -806.0388 | -1519.3084 | -347.7409 | -225.3773 | 8.2073 | 10.5357 | 0 | 1.7227
2035 | 986 | MW | 747.6793 | 959.7932 | 1226.2776 | 372.4786 | -638.769 | -660.5724 | -752.3029 | -1397.7637 | -321.9823 | -210.3522 | 8.2073 | 10.5357 | 0 | 1.7227
2035 | 987 | MW | 658.4041 | 845.191 | 1061.5537 | 322.4441 | -610.9964 | -636.9805 | -725.4349 | -1336.9914 | -321.9823 | -202.8396 | 8.2073 | 10.5357 | 0 | 1.7227
2035 | 988 | MW | 569.129 | 730.5889 | 933.4352 | 283.5285 | -638.769 | -636.9805 | -725.4349 | -1397.7637 | -321.9823 | -202.8396 | 8.2073 | 10.5357 | 0 | 1.7227
2035 | 989 | MW | 502.1726 | 644.6372 | 805.3166 | 244.6128 | -638.769 | -660.5724 | -752.3029 | -1397.7637 | -334.8616 | -210.3522 | 8.2073 | 10.5357 | 0 | 1.7227
2035 | 990 | MW | 446.3757 | 573.0109 | 713.8034 | 216.8159 | -749.8593 | -754.9398 | -859.7747 | -1640.853 | -386.3788 | -240.4025 | 8.2073 | 10.5357 | 0 | 1.7227
2035 | 991 | MW | 379.4193 | 487.0592 | 622.2901 | 189.019 | -972.0398 | -896.4911 | -1020.9825 | -2127.0317 | -502.2924 | -285.478 | 8.2073 | 10.5357 | 21.9022 | 3.4454
2035 | 992 | MW | 323.6224 | 415.4329 | 530.7769 | 172.3408 | -1138.6752 | -1061.6341 | -1209.0582 | -2491.6657 | -605.3267 | -338.066 | 10.9431 | 14.0476 | 21.9022 | 3.4454
2035 | 993 | MW | 301.3036 | 386.7823 | 494.1716 | 155.6627 | -1333.0831 | -1179.5935 | -1343.398 | -2917.0721 | -669.7232 | -375.6289 | 10.9431 | 14.0476 | 43.8044 | 3.4454
2035 | 994 | MW | 267.8254 | 343.8065 | 439.2636 | 138.9845 | -1471.9459 | -1273.961 | -1450.8698 | -3220.9337 | -734.1197 | -405.6792 | 10.9431 | 14.0476 | 43.8044 | 3.4454
2035 | 995 | MW | 245.5066 | 315.156 | 402.6583 | 122.3064 | -1583.0362 | -1321.1447 | -1504.6058 | -3464.0231 | -798.5161 | -420.7044 | 10.9431 | 14.0476 | 43.8044 | 3.4454
2035 | 996 | MW | 245.5066 | 315.156 | 402.6583 | 133.4252 | -1666.3539 | -1368.3285 | -1558.3417 | -3646.3401 | -837.154 | -435.7295 | 10.9431 | 14.0476 | 43.8044 | 3.4454
2035 | 997 | MW | 301.3036 | 386.7823 | 494.1716 | 150.1033 | -1721.899 | -1368.3285 | -1558.3417 | -3767.8848 | -850.0333 | -435.7295 | 10.9431 | 14.0476 | 43.8044 | 3.4454
2035 | 998 | MW | 345.9411 | 444.0834 | 567.3822 | 172.3408 | -1749.6716 | -1391.9203 | -1585.2096 | -3828.6571 | -862.9126 | -443.2421 | 10.9431 | 14.0476 | 43.8044 | 3.4454
2035 | 999 | MW | 379.4193 | 487.0592 | 622.2901 | 194.5784 | -1721.899 | -1391.9203 | -1585.2096 | -3767.8848 | -862.9126 | -443.2421 | 10.9431 | 14.0476 | 43.8044 | 0
2035 | 1000 | MW | 468.6945 | 601.6614 | 750.4087 | 239.0534 | -1666.3539 | -1368.3285 | -1558.3417 | -3646.3401 | -850.0333 | -435.7295 | 8.2073 | 10.5357 | 0 | 0
2035 | 1001 | MW | 256.666 | 329.4812 | 420.961 | 127.8658 | -1583.0362 | -1321.1447 | -1504.6058 | -3464.0231 | -824.2747 | -420.7044 | -8.2073 | -10.5357 | -21.9022 | -5.168
2035 | 1002 | MW | 323.6224 | 415.4329 | 512.4742 | 161.2221 | -1471.9459 | -1297.5528 | -1477.7378 | -3220.9337 | -785.6368 | -413.1918 | -8.2073 | -10.5357 | -21.9022 | -6.8907
2035 | 1003 | MW | 368.2599 | 472.734 | 603.9875 | 183.4596 | -1416.4008 | -1297.5528 | -1477.7378 | -3099.3891 | -734.1197 | -413.1918 | -10.9431 | -14.0476 | -21.9022 | -8.6134
2035 | 1004 | MW | 390.5787 | 501.3845 | 640.5928 | 194.5784 | -1333.0831 | -1226.7772 | -1397.1339 | -2917.0721 | -695.4818 | -390.654 | -10.9431 | -14.0476 | -21.9022 | -8.6134
2035 | 1005 | MW | 379.4193 | 487.0592 | 622.2901 | 189.019 | -1221.9929 | -1156.0016 | -1316.53 | -2673.9827 | -643.9646 | -368.1163 | -10.9431 | -14.0476 | -21.9022 | -8.6134
2035 | 1006 | MW | 1104.7798 | 1418.2019 | 1793.6597 | 555.9382 | -1110.9026 | -1061.6341 | -1209.0582 | -2430.8934 | -579.5681 | -338.066 | 8.2073 | 10.5357 | 21.9022 | 0
2035 | 1007 | MW | 1104.7798 | 1418.2019 | 1793.6597 | 550.3788 | -944.2672 | -920.0829 | -1047.8504 | -2066.2594 | -502.2924 | -292.9905 | 13.6789 | 17.5595 | 21.9022 | 0
2035 | 1008 | MW | 1048.9828 | 1346.5755 | 1720.4491 | 522.5819 | -805.4044 | -802.1236 | -913.5106 | -1762.3977 | -425.0166 | -255.4276 | 10.9431 | 14.0476 | 21.9022 | 0
2035 | 1009 | MW | 970.8671 | 1246.2986 | 1574.0279 | 483.6662 | -722.0867 | -707.7561 | -806.0388 | -1580.0807 | -360.6202 | -225.3773 | 10.9431 | 14.0476 | 0 | 3.4454
2035 | 1010 | MW | 881.592 | 1131.6965 | 1445.9094 | 439.1912 | -666.5416 | -660.5724 | -752.3029 | -1458.536 | -334.8616 | -210.3522 | 8.2073 | 10.5357 | 0 | 1.7227
2035 | 1011 | MW | 781.1574 | 1002.769 | 1262.8829 | 389.1567 | -638.769 | -636.9805 | -725.4349 | -1397.7637 | -321.9823 | -202.8396 | 8.2073 | 10.5357 | 0 | 1.7227
2035 | 1012 | MW | 658.4041 | 845.191 | 1079.8564 | 328.0035 | -638.769 | -636.9805 | -725.4349 | -1397.7637 | -334.8616 | -202.8396 | 8.2073 | 10.5357 | 0 | 1.7227
2035 | 1013 | MW | 546.8102 | 701.9383 | 896.8299 | 272.4097 | -666.5416 | -660.5724 | -752.3029 | -1458.536 | -334.8616 | -210.3522 | 8.2073 | 10.5357 | 0 | 1.7227
2035 | 1014 | MW | 468.6945 | 601.6614 | 768.7113 | 233.494 | -749.8593 | -754.9398 | -859.7747 | -1640.853 | -386.3788 | -240.4025 | 8.2073 | 10.5357 | 0 | 3.4454
2035 | 1015 | MW | 390.5787 | 501.3845 | 640.5928 | 194.5784 | -944.2672 | -849.3073 | -967.2466 | -2066.2594 | -502.2924 | -270.4528 | 10.9431 | 14.0476 | 21.9022 | 3.4454
2035 | 1016 | MW | 312.463 | 401.1076 | 512.4742 | 166.7815 | -1166.4477 | -1061.6341 | -1209.0582 | -2552.4381 | -605.3267 | -338.066 | 10.9431 | 14.0476 | 21.9022 | 3.4454
2035 | 1017 | MW | 278.9848 | 358.1318 | 457.5663 | 144.5439 | -1388.6282 | -1179.5935 | -1343.398 | -3038.6167 | -695.4818 | -375.6289 | 10.9431 | 14.0476 | 43.8044 | 3.4454
2035 | 1018 | MW | 234.3472 | 300.8307 | 384.3557 | 122.3064 | -1583.0362 | -1273.961 | -1450.8698 | -3464.0231 | -785.6368 | -405.6792 | 10.9431 | 14.0476 | 43.8044 | 3.4454
2035 | 1019 | MW | 212.0284 | 272.1802 | 366.053 | 111.1876 | -1749.6716 | -1344.7366 | -1531.4737 | -3828.6571 | -862.9126 | -428.2169 | 10.9431 | 14.0476 | 43.8044 | 3.4454
2035 | 1020 | MW | 223.1878 | 286.5054 | 366.053 | 122.3064 | -1832.9893 | -1391.9203 | -1585.2096 | -4010.9741 | -914.4297 | -443.2421 | 10.9431 | 14.0476 | 43.8044 | 3.4454
2035 | 1021 | MW | 278.9848 | 358.1318 | 457.5663 | 138.9845 | -1888.5344 | -1415.5122 | -1612.0776 | -4132.5188 | -953.0676 | -450.7547 | 10.9431 | 14.0476 | 43.8044 | 3.4454
2035 | 1022 | MW | 323.6224 | 415.4329 | 530.7769 | 166.7815 | -1944.0795 | -1439.1041 | -1638.9456 | -4254.0634 | -965.9469 | -458.2672 | 10.9431 | 14.0476 | 43.8044 | 3.4454
2035 | 1023 | MW | 357.1005 | 458.4087 | 567.3822 | 189.019 | -1944.0795 | -1415.5122 | -1612.0776 | -4254.0634 | -965.9469 | -450.7547 | 8.2073 | 10.5357 | 43.8044 | 0
2035 | 1024 | MW | 446.3757 | 573.0109 | 713.8034 | 233.494 | -1888.5344 | -1368.3285 | -1558.3417 | -4132.5188 | -940.1883 | -435.7295 | 5.4716 | 7.0238 | 0 | 0
2035 | 1025 | MW | 256.666 | 329.4812 | 402.6583 | 127.8658 | -1777.4442 | -1321.1447 | -1504.6058 | -3889.4294 | -888.6712 | -420.7044 | -5.4716 | -7.0238 | -21.9022 | -5.168
2035 | 1026 | MW | 312.463 | 401.1076 | 512.4742 | 155.6627 | -1610.8088 | -1273.961 | -1450.8698 | -3524.7954 | -824.2747 | -405.6792 | -8.2073 | -10.5357 | -21.9022 | -6.8907
2035 | 1027 | MW | 368.2599 | 472.734 | 603.9875 | 183.4596 | -1471.9459 | -1321.1447 | -1504.6058 | -3220.9337 | -746.9989 | -420.7044 | -8.2073 | -10.5357 | -21.9022 | -8.6134
2035 | 1028 | MW | 390.5787 | 501.3845 | 640.5928 | 194.5784 | -1360.8557 | -1250.3691 | -1424.0019 | -2977.8444 | -708.3611 | -398.1666 | -10.9431 | -14.0476 | -21.9022 | -8.6134
2035 | 1029 | MW | 379.4193 | 487.0592 | 622.2901 | 189.019 | -1277.538 | -1179.5935 | -1343.398 | -2795.5274 | -656.8439 | -375.6289 | -10.9431 | -14.0476 | -21.9022 | -8.6134
2035 | 1030 | MW | 1093.6204 | 1403.8766 | 1793.6597 | 544.8194 | -1138.6752 | -1061.6341 | -1209.0582 | -2491.6657 | -592.4474 | -338.066 | 10.9431 | 14.0476 | 21.9022 | 0
2035 | 1031 | MW | 1093.6204 | 1403.8766 | 1775.3571 | 539.26 | -972.0398 | -943.6748 | -1074.7184 | -2127.0317 | -502.2924 | -300.5031 | 13.6789 | 17.5595 | 21.9022 | 1.7227
2035 | 1032 | MW | 1026.6641 | 1317.925 | 1683.8438 | 505.9038 | -833.1769 | -802.1236 | -913.5106 | -1823.17 | -425.0166 | -255.4276 | 10.9431 | 14.0476 | 0 | 1.7227
2035 | 1033 | MW | 948.5483 | 1217.6481 | 1537.4226 | 466.9881 | -694.3141 | -707.7561 | -806.0388 | -1519.3084 | -373.4995 | -225.3773 | 8.2073 | 10.5357 | 0 | 3.4454
2035 | 1034 | MW | 848.1138 | 1088.7206 | 1391.0014 | 416.9536 | -638.769 | -660.5724 | -752.3029 | -1397.7637 | -334.8616 | -210.3522 | 8.2073 | 10.5357 | 0 | 1.7227
2035 | 1035 | MW | 747.6793 | 959.7932 | 1207.9749 | 366.9192 | -638.769 | -636.9805 | -725.4349 | -1397.7637 | -321.9823 | -202.8396 | 8.2073 | 10.5357 | 0 | 1.7227
2035 | 1036 | MW | 624.9259 | 802.2152 | 1024.9484 | 305.766 | -638.769 | -660.5724 | -752.3029 | -1397.7637 | -321.9823 | -210.3522 | 8.2073 | 10.5357 | 0 | 1.7227
2035 | 1037 | MW | 513.332 | 658.9625 | 841.9219 | 250.1722 | -666.5416 | -660.5724 | -752.3029 | -1458.536 | -334.8616 | -210.3522 | 8.2073 | 10.5357 | 0 | 1.7227
2035 | 1038 | MW | 424.0569 | 544.3603 | 695.5007 | 211.2565 | -749.8593 | -754.9398 | -859.7747 | -1640.853 | -386.3788 | -240.4025 | 8.2073 | 10.5357 | 0 | 1.7227
2035 | 1039 | MW | 345.9411 | 444.0834 | 567.3822 | 177.9002 | -944.2672 | -872.8992 | -994.1145 | -2066.2594 | -502.2924 | -277.9654 | 8.2073 | 10.5357 | 0 | 3.4454
2035 | 1040 | MW | 278.9848 | 358.1318 | 457.5663 | 150.1033 | -1194.2203 | -1085.226 | -1235.9262 | -2613.2104 | -618.206 | -345.5786 | 10.9431 | 14.0476 | 0 | 3.4454
2035 | 1041 | MW | 256.666 | 329.4812 | 420.961 | 127.8658 | -1416.4008 | -1203.1854 | -1370.266 | -3099.3891 | -708.3611 | -383.1415 | 10.9431 | 14.0476 | 43.8044 | 3.4454
2035 | 1042 | MW | 223.1878 | 286.5054 | 366.053 | 111.1876 | -1583.0362 | -1297.5528 | -1477.7378 | -3464.0231 | -785.6368 | -413.1918 | 10.9431 | 14.0476 | 43.8044 | 3.4454
2035 | 1043 | MW | 200.8691 | 257.8549 | 347.7504 | 105.6283 | -1749.6716 | -1368.3285 | -1558.3417 | -3828.6571 | -862.9126 | -435.7295 | 10.9431 | 14.0476 | 43.8044 | 3.4454
2035 | 1044 | MW | 212.0284 | 272.1802 | 347.7504 | 111.1876 | -1832.9893 | -1415.5122 | -1612.0776 | -4010.9741 | -914.4297 | -450.7547 | 10.9431 | 14.0476 | 43.8044 | 3.4454
2035 | 1045 | MW | 278.9848 | 358.1318 | 457.5663 | 138.9845 | -1916.307 | -1439.1041 | -1638.9456 | -4193.2911 | -940.1883 | -458.2672 | 10.9431 | 14.0476 | 43.8044 | 3.4454
2035 | 1046 | MW | 312.463 | 401.1076 | 512.4742 | 161.2221 | -1971.8521 | -1439.1041 | -1638.9456 | -4314.8358 | -965.9469 | -458.2672 | 10.9431 | 14.0476 | 43.8044 | 3.4454
2035 | 1047 | MW | 345.9411 | 444.0834 | 549.0795 | 183.4596 | -1971.8521 | -1439.1041 | -1638.9456 | -4314.8358 | -965.9469 | -458.2672 | 10.9431 | 14.0476 | 43.8044 | 0
2035 | 1048 | MW | 435.2163 | 558.6856 | 695.5007 | 227.9347 | -1888.5344 | -1391.9203 | -1585.2096 | -4132.5188 | -953.0676 | -443.2421 | 5.4716 | 7.0238 | 0 | 0
2035 | 1049 | MW | 245.5066 | 315.156 | 402.6583 | 127.8658 | -1749.6716 | -1321.1447 | -1504.6058 | -3828.6571 | -914.4297 | -420.7044 | -8.2073 | -10.5357 | -21.9022 | -5.168
2035 | 1050 | MW | 312.463 | 401.1076 | 512.4742 | 155.6627 | -1583.0362 | -1273.961 | -1450.8698 | -3464.0231 | -837.154 | -405.6792 | -8.2073 | -10.5357 | -21.9022 | -6.8907
2035 | 1051 | MW | 368.2599 | 472.734 | 603.9875 | 183.4596 | -1444.1734 | -1297.5528 | -1477.7378 | -3160.1614 | -759.8782 | -413.1918 | -10.9431 | -14.0476 | -43.8044 | -8.6134
2035 | 1052 | MW | 390.5787 | 501.3845 | 640.5928 | 194.5784 | -1333.0831 | -1226.7772 | -1397.1339 | -2917.0721 | -708.3611 | -390.654 | -10.9431 | -14.0476 | -43.8044 | -8.6134
2035 | 1053 | MW | 390.5787 | 501.3845 | 622.2901 | 194.5784 | -1249.7654 | -1179.5935 | -1343.398 | -2734.7551 | -656.8439 | -375.6289 | -10.9431 | -14.0476 | -43.8044 | -8.6134
2035 | 1054 | MW | 1082.461 | 1389.5514 | 1757.0544 | 544.8194 | -1138.6752 | -1061.6341 | -1209.0582 | -2491.6657 | -592.4474 | -338.066 | 8.2073 | 10.5357 | 21.9022 | 0
2035 | 1055 | MW | 1071.3016 | 1375.2261 | 1757.0544 | 539.26 | -972.0398 | -943.6748 | -1074.7184 | -2127.0317 | -515.1717 | -300.5031 | 13.6789 | 17.5595 | 0 | 1.7227
2035 | 1056 | MW | 1015.5047 | 1303.5997 | 1647.2385 | 505.9038 | -833.1769 | -802.1236 | -913.5106 | -1823.17 | -425.0166 | -255.4276 | 10.9431 | 14.0476 | 0 | 0
2035 | 1057 | MW | 926.2295 | 1188.9976 | 1519.12 | 461.4287 | -722.0867 | -707.7561 | -806.0388 | -1580.0807 | -373.4995 | -225.3773 | 8.2073 | 10.5357 | 0 | 1.7227
2035 | 1058 | MW | 836.9544 | 1074.3954 | 1354.3961 | 416.9536 | -666.5416 | -660.5724 | -752.3029 | -1458.536 | -347.7409 | -210.3522 | 8.2073 | 10.5357 | 0 | 1.7227
2035 | 1059 | MW | 725.3605 | 931.1427 | 1189.6723 | 361.3598 | -638.769 | -636.9805 | -725.4349 | -1397.7637 | -334.8616 | -202.8396 | 8.2073 | 10.5357 | 0 | 1.7227
2035 | 1060 | MW | 602.6072 | 773.5647 | 988.3431 | 300.2066 | -638.769 | -636.9805 | -725.4349 | -1397.7637 | -334.8616 | -202.8396 | 8.2073 | 10.5357 | 0 | 1.7227
2035 | 1061 | MW | 491.0132 | 630.312 | 805.3166 | 244.6128 | -666.5416 | -660.5724 | -752.3029 | -1458.536 | -347.7409 | -210.3522 | 8.2073 | 10.5357 | 0 | 1.7227
2035 | 1062 | MW | 412.8975 | 530.0351 | 658.8954 | 211.2565 | -777.6318 | -754.9398 | -859.7747 | -1701.6254 | -399.2581 | -240.4025 | 8.2073 | 10.5357 | 0 | 1.7227
2035 | 1063 | MW | 334.7818 | 429.7582 | 530.7769 | 172.3408 | -972.0398 | -872.8992 | -994.1145 | -2127.0317 | -502.2924 | -277.9654 | 8.2073 | 10.5357 | 0 | 3.4454
2035 | 1064 | MW | 278.9848 | 358.1318 | 439.2636 | 150.1033 | -1194.2203 | -1061.6341 | -1209.0582 | -2613.2104 | -618.206 | -338.066 | 8.2073 | 10.5357 | 21.9022 | 3.4454
2035 | 1065 | MW | 256.666 | 329.4812 | 402.6583 | 133.4252 | -1388.6282 | -1203.1854 | -1370.266 | -3038.6167 | -708.3611 | -383.1415 | 10.9431 | 14.0476 | 43.8044 | 3.4454
2035 | 1066 | MW | 212.0284 | 272.1802 | 347.7504 | 111.1876 | -1555.2636 | -1273.961 | -1450.8698 | -3403.2507 | -785.6368 | -405.6792 | 10.9431 | 14.0476 | 43.8044 | 3.4454
2035 | 1067 | MW | 200.8691 | 257.8549 | 329.4477 | 105.6283 | -1694.1265 | -1368.3285 | -1558.3417 | -3707.1124 | -850.0333 | -435.7295 | 10.9431 | 14.0476 | 43.8044 | 3.4454
2035 | 1068 | MW | 212.0284 | 272.1802 | 347.7504 | 116.747 | -1777.4442 | -1415.5122 | -1612.0776 | -3889.4294 | -875.7919 | -450.7547 | 10.9431 | 14.0476 | 43.8044 | 3.4454
2035 | 1069 | MW | 278.9848 | 358.1318 | 457.5663 | 138.9845 | -1832.9893 | -1439.1041 | -1638.9456 | -4010.9741 | -888.6712 | -458.2672 | 10.9431 | 14.0476 | 43.8044 | 3.4454
2035 | 1070 | MW | 312.463 | 401.1076 | 512.4742 | 161.2221 | -1888.5344 | -1462.6959 | -1665.8135 | -4132.5188 | -888.6712 | -465.7798 | 10.9431 | 14.0476 | 43.8044 | 3.4454
2035 | 1071 | MW | 345.9411 | 444.0834 | 567.3822 | 183.4596 | -1860.7618 | -1462.6959 | -1665.8135 | -4071.7464 | -888.6712 | -465.7798 | 10.9431 | 14.0476 | 43.8044 | 0
2035 | 1072 | MW | 435.2163 | 558.6856 | 713.8034 | 227.9347 | -1777.4442 | -1415.5122 | -1612.0776 | -3889.4294 | -862.9126 | -450.7547 | 8.2073 | 10.5357 | 0 | 0
2035 | 1073 | MW | 256.666 | 329.4812 | 402.6583 | 127.8658 | -1666.3539 | -1344.7366 | -1531.4737 | -3646.3401 | -824.2747 | -428.2169 | -8.2073 | -10.5357 | -21.9022 | -5.168
2035 | 1074 | MW | 312.463 | 401.1076 | 512.4742 | 155.6627 | -1527.4911 | -1273.961 | -1450.8698 | -3342.4784 | -785.6368 | -405.6792 | -8.2073 | -10.5357 | -21.9022 | -6.8907
2035 | 1075 | MW | 368.2599 | 472.734 | 603.9875 | 189.019 | -1416.4008 | -1297.5528 | -1477.7378 | -3099.3891 | -734.1197 | -413.1918 | -8.2073 | -10.5357 | -21.9022 | -8.6134
2035 | 1076 | MW | 390.5787 | 501.3845 | 640.5928 | 194.5784 | -1333.0831 | -1226.7772 | -1397.1339 | -2917.0721 | -695.4818 | -390.654 | -10.9431 | -14.0476 | -21.9022 | -8.6134
2035 | 1077 | MW | 390.5787 | 501.3845 | 640.5928 | 194.5784 | -1249.7654 | -1156.0016 | -1316.53 | -2734.7551 | -643.9646 | -368.1163 | -10.9431 | -14.0476 | -21.9022 | -8.6134
2035 | 1078 | MW | 1082.461 | 1389.5514 | 1775.3571 | 539.26 | -1138.6752 | -1061.6341 | -1209.0582 | -2491.6657 | -579.5681 | -338.066 | 10.9431 | 14.0476 | 21.9022 | 0
2035 | 1079 | MW | 1082.461 | 1389.5514 | 1775.3571 | 533.7007 | -972.0398 | -943.6748 | -1074.7184 | -2127.0317 | -502.2924 | -300.5031 | 13.6789 | 17.5595 | 21.9022 | 0
2035 | 1080 | MW | 1015.5047 | 1303.5997 | 1665.5412 | 500.3444 | -833.1769 | -802.1236 | -913.5106 | -1823.17 | -425.0166 | -255.4276 | 10.9431 | 14.0476 | 0 | 0
2035 | 1081 | MW | 926.2295 | 1188.9976 | 1519.12 | 455.8693 | -694.3141 | -707.7561 | -806.0388 | -1519.3084 | -360.6202 | -225.3773 | 10.9431 | 14.0476 | 21.9022 | 3.4454
2035 | 1082 | MW | 836.9544 | 1074.3954 | 1372.6988 | 411.3943 | -666.5416 | -660.5724 | -752.3029 | -1458.536 | -334.8616 | -210.3522 | 8.2073 | 10.5357 | 21.9022 | 3.4454
2035 | 1083 | MW | 725.3605 | 931.1427 | 1189.6723 | 355.8004 | -638.769 | -636.9805 | -725.4349 | -1397.7637 | -321.9823 | -202.8396 | 8.2073 | 10.5357 | 21.9022 | 1.7227
2035 | 1084 | MW | 602.6072 | 773.5647 | 988.3431 | 294.6472 | -638.769 | -636.9805 | -725.4349 | -1397.7637 | -321.9823 | -202.8396 | 8.2073 | 10.5357 | 0 | 1.7227
2035 | 1085 | MW | 491.0132 | 630.312 | 805.3166 | 244.6128 | -666.5416 | -660.5724 | -752.3029 | -1458.536 | -334.8616 | -210.3522 | 8.2073 | 10.5357 | 0 | 1.7227
2035 | 1086 | MW | 412.8975 | 530.0351 | 658.8954 | 205.6971 | -749.8593 | -754.9398 | -859.7747 | -1640.853 | -386.3788 | -240.4025 | 8.2073 | 10.5357 | 21.9022 | 3.4454
2035 | 1087 | MW | 334.7818 | 429.7582 | 530.7769 | 172.3408 | -944.2672 | -872.8992 | -994.1145 | -2066.2594 | -502.2924 | -277.9654 | 8.2073 | 10.5357 | 21.9022 | 3.4454
2035 | 1088 | MW | 267.8254 | 343.8065 | 439.2636 | 150.1033 | -1166.4477 | -1061.6341 | -1209.0582 | -2552.4381 | -605.3267 | -338.066 | 10.9431 | 14.0476 | 21.9022 | 3.4454
2035 | 1089 | MW | 245.5066 | 315.156 | 402.6583 | 127.8658 | -1360.8557 | -1203.1854 | -1370.266 | -2977.8444 | -695.4818 | -383.1415 | 10.9431 | 14.0476 | 65.7066 | 3.4454
2035 | 1090 | MW | 212.0284 | 272.1802 | 366.053 | 111.1876 | -1499.7185 | -1273.961 | -1450.8698 | -3281.7061 | -772.7575 | -405.6792 | 10.9431 | 14.0476 | 65.7066 | 3.4454
2035 | 1091 | MW | 200.8691 | 257.8549 | 329.4477 | 105.6283 | -1638.5813 | -1368.3285 | -1558.3417 | -3585.5677 | -824.2747 | -435.7295 | 13.6789 | 17.5595 | 65.7066 | 3.4454
2035 | 1092 | MW | 212.0284 | 272.1802 | 329.4477 | 111.1876 | -1721.899 | -1391.9203 | -1585.2096 | -3767.8848 | -862.9126 | -443.2421 | 13.6789 | 17.5595 | 65.7066 | 3.4454
2035 | 1093 | MW | 267.8254 | 343.8065 | 439.2636 | 138.9845 | -1749.6716 | -1415.5122 | -1612.0776 | -3828.6571 | -875.7919 | -450.7547 | 10.9431 | 14.0476 | 65.7066 | 3.4454
2035 | 1094 | MW | 312.463 | 401.1076 | 512.4742 | 161.2221 | -1805.2167 | -1415.5122 | -1612.0776 | -3950.2018 | -888.6712 | -450.7547 | 10.9431 | 14.0476 | 65.7066 | 3.4454
2035 | 1095 | MW | 345.9411 | 444.0834 | 549.0795 | 183.4596 | -1805.2167 | -1391.9203 | -1585.2096 | -3950.2018 | -875.7919 | -443.2421 | 10.9431 | 14.0476 | 65.7066 | 1.7227
2035 | 1096 | MW | 435.2163 | 558.6856 | 695.5007 | 227.9347 | -1749.6716 | -1344.7366 | -1531.4737 | -3828.6571 | -862.9126 | -428.2169 | 8.2073 | 10.5357 | 0 | 1.7227
2035 | 1097 | MW | 256.666 | 329.4812 | 420.961 | 127.8658 | -1638.5813 | -1297.5528 | -1477.7378 | -3585.5677 | -824.2747 | -413.1918 | -8.2073 | -10.5357 | -21.9022 | -5.168
2035 | 1098 | MW | 323.6224 | 415.4329 | 512.4742 | 161.2221 | -1527.4911 | -1250.3691 | -1424.0019 | -3342.4784 | -785.6368 | -398.1666 | -8.2073 | -10.5357 | -21.9022 | -5.168
2035 | 1099 | MW | 368.2599 | 472.734 | 603.9875 | 183.4596 | -1416.4008 | -1273.961 | -1450.8698 | -3099.3891 | -721.2404 | -405.6792 | -8.2073 | -10.5357 | -21.9022 | -6.8907
2035 | 1100 | MW | 401.7381 | 515.7098 | 640.5928 | 200.1377 | -1333.0831 | -1226.7772 | -1397.1339 | -2917.0721 | -682.6025 | -390.654 | -8.2073 | -10.5357 | -21.9022 | -6.8907
2035 | 1101 | MW | 390.5787 | 501.3845 | 640.5928 | 194.5784 | -1249.7654 | -1156.0016 | -1316.53 | -2734.7551 | -643.9646 | -368.1163 | -8.2073 | -10.5357 | -21.9022 | -6.8907
2035 | 1102 | MW | 1071.3016 | 1375.2261 | 1757.0544 | 533.7007 | -1110.9026 | -1061.6341 | -1209.0582 | -2430.8934 | -579.5681 | -338.066 | 10.9431 | 14.0476 | 0 | 0
2035 | 1103 | MW | 1071.3016 | 1375.2261 | 1757.0544 | 533.7007 | -972.0398 | -943.6748 | -1074.7184 | -2127.0317 | -502.2924 | -300.5031 | 13.6789 | 17.5595 | 21.9022 | 1.7227
2035 | 1104 | MW | 1015.5047 | 1303.5997 | 1665.5412 | 505.9038 | -833.1769 | -802.1236 | -913.5106 | -1823.17 | -425.0166 | -255.4276 | 10.9431 | 14.0476 | 21.9022 | 1.7227
2035 | 1105 | MW | 926.2295 | 1188.9976 | 1519.12 | 461.4287 | -666.5416 | -684.1642 | -779.1708 | -1458.536 | -347.7409 | -217.8648 | 10.9431 | 14.0476 | 21.9022 | 3.4454
2035 | 1106 | MW | 836.9544 | 1074.3954 | 1354.3961 | 416.9536 | -610.9964 | -636.9805 | -725.4349 | -1336.9914 | -321.9823 | -202.8396 | 10.9431 | 14.0476 | 21.9022 | 1.7227
2035 | 1107 | MW | 725.3605 | 931.1427 | 1189.6723 | 361.3598 | -610.9964 | -613.3886 | -698.567 | -1336.9914 | -309.103 | -195.327 | 8.2073 | 10.5357 | 21.9022 | 1.7227
2035 | 1108 | MW | 602.6072 | 773.5647 | 988.3431 | 300.2066 | -610.9964 | -613.3886 | -698.567 | -1336.9914 | -309.103 | -195.327 | 8.2073 | 10.5357 | 21.9022 | 1.7227
2035 | 1109 | MW | 491.0132 | 630.312 | 805.3166 | 244.6128 | -610.9964 | -613.3886 | -698.567 | -1336.9914 | -309.103 | -195.327 | 8.2073 | 10.5357 | 21.9022 | 1.7227
2035 | 1110 | MW | 424.0569 | 544.3603 | 677.1981 | 211.2565 | -666.5416 | -660.5724 | -752.3029 | -1458.536 | -334.8616 | -210.3522 | 8.2073 | 10.5357 | 21.9022 | 3.4454
2035 | 1111 | MW | 368.2599 | 472.734 | 585.6848 | 189.019 | -777.6318 | -684.1642 | -779.1708 | -1701.6254 | -412.1373 | -217.8648 | 10.9431 | 14.0476 | 21.9022 | 3.4454
2035 | 1112 | MW | 312.463 | 401.1076 | 512.4742 | 166.7815 | -888.7221 | -825.7154 | -940.3786 | -1944.7147 | -476.5338 | -262.9402 | 10.9431 | 14.0476 | 21.9022 | 3.4454
2035 | 1113 | MW | 278.9848 | 358.1318 | 439.2636 | 155.6627 | -1027.5849 | -943.6748 | -1074.7184 | -2248.5764 | -540.9303 | -300.5031 | 13.6789 | 17.5595 | 65.7066 | 3.4454
2035 | 1114 | MW | 267.8254 | 343.8065 | 439.2636 | 138.9845 | -1110.9026 | -990.8585 | -1128.4543 | -2430.8934 | -592.4474 | -315.5283 | 13.6789 | 17.5595 | 65.7066 | 3.4454
2035 | 1115 | MW | 290.1442 | 372.4571 | 457.5663 | 155.6627 | -1194.2203 | -1038.0423 | -1182.1902 | -2613.2104 | -631.0853 | -330.5534 | 13.6789 | 17.5595 | 65.7066 | 3.4454
2035 | 1116 | MW | 345.9411 | 444.0834 | 567.3822 | 183.4596 | -1249.7654 | -1061.6341 | -1209.0582 | -2734.7551 | -656.8439 | -338.066 | 13.6789 | 17.5595 | 65.7066 | 3.4454
2035 | 1117 | MW | 435.2163 | 558.6856 | 695.5007 | 227.9347 | -1305.3105 | -1085.226 | -1235.9262 | -2856.2997 | -669.7232 | -345.5786 | 13.6789 | 17.5595 | 65.7066 | 3.4454
2035 | 1118 | MW | 491.0132 | 630.312 | 787.014 | 250.1722 | -1305.3105 | -1085.226 | -1235.9262 | -2856.2997 | -682.6025 | -345.5786 | 13.6789 | 17.5595 | 65.7066 | 3.4454
2035 | 1119 | MW | 535.6508 | 687.613 | 878.5272 | 266.8503 | -1305.3105 | -1085.226 | -1235.9262 | -2856.2997 | -682.6025 | -345.5786 | 13.6789 | 17.5595 | 65.7066 | 1.7227
2035 | 1120 | MW | 234.3472 | 300.8307 | 384.3557 | 116.747 | -1277.538 | -1061.6341 | -1209.0582 | -2795.5274 | -669.7232 | -338.066 | 8.2073 | 10.5357 | 21.9022 | 1.7227
2035 | 1121 | MW | 256.666 | 329.4812 | 420.961 | 133.4252 | -1221.9929 | -1038.0423 | -1182.1902 | -2673.9827 | -643.9646 | -330.5534 | -5.4716 | -7.0238 | -21.9022 | -5.168
2035 | 1122 | MW | 290.1442 | 372.4571 | 475.8689 | 144.5439 | -1166.4477 | -1014.4504 | -1155.3223 | -2552.4381 | -618.206 | -323.0408 | -5.4716 | -7.0238 | -21.9022 | -5.168
2035 | 1123 | MW | 290.1442 | 372.4571 | 475.8689 | 150.1033 | -1166.4477 | -1085.226 | -1235.9262 | -2552.4381 | -605.3267 | -345.5786 | -8.2073 | -10.5357 | -21.9022 | -6.8907
2035 | 1124 | MW | 290.1442 | 372.4571 | 475.8689 | 150.1033 | -1138.6752 | -1085.226 | -1235.9262 | -2491.6657 | -592.4474 | -345.5786 | -8.2073 | -10.5357 | -21.9022 | -6.8907
2035 | 1125 | MW | 948.5483 | 1217.6481 | 1555.7253 | 478.1068 | -1110.9026 | -1061.6341 | -1209.0582 | -2430.8934 | -579.5681 | -338.066 | -8.2073 | -10.5357 | -21.9022 | -6.8907
2035 | 1126 | MW | 959.7077 | 1231.9734 | 1574.0279 | 472.5475 | -1027.5849 | -990.8585 | -1128.4543 | -2248.5764 | -528.051 | -315.5283 | 10.9431 | 14.0476 | 21.9022 | 0
2035 | 1127 | MW | 937.3889 | 1203.3228 | 1537.4226 | 466.9881 | -888.7221 | -896.4911 | -1020.9825 | -1944.7147 | -463.6545 | -285.478 | 16.4147 | 21.0714 | 21.9022 | 1.7227
2035 | 1128 | MW | 903.9107 | 1160.347 | 1482.5147 | 450.3099 | -749.8593 | -778.5317 | -886.6427 | -1640.853 | -399.2581 | -247.9151 | 13.6789 | 17.5595 | 21.9022 | 1.7227
2035 | 1129 | MW | 848.1138 | 1088.7206 | 1372.6988 | 422.513 | -666.5416 | -684.1642 | -779.1708 | -1458.536 | -347.7409 | -217.8648 | 10.9431 | 14.0476 | 21.9022 | 3.4454
2035 | 1130 | MW | 758.8386 | 974.1185 | 1244.5802 | 378.038 | -610.9964 | -636.9805 | -725.4349 | -1336.9914 | -321.9823 | -202.8396 | 8.2073 | 10.5357 | 21.9022 | 3.4454
2035 | 1131 | MW | 669.5635 | 859.5163 | 1079.8564 | 333.5629 | -583.2239 | -613.3886 | -698.567 | -1276.219 | -309.103 | -195.327 | 8.2073 | 10.5357 | 21.9022 | 1.7227
2035 | 1132 | MW | 580.2884 | 744.9141 | 951.7378 | 289.0879 | -583.2239 | -613.3886 | -698.567 | -1276.219 | -309.103 | -195.327 | 8.2073 | 10.5357 | 21.9022 | 1.7227
2035 | 1133 | MW | 513.332 | 658.9625 | 823.6193 | 250.1722 | -610.9964 | -613.3886 | -698.567 | -1336.9914 | -309.103 | -195.327 | 8.2073 | 10.5357 | 21.9022 | 1.7227
2035 | 1134 | MW | 446.3757 | 573.0109 | 732.106 | 222.3753 | -638.769 | -660.5724 | -752.3029 | -1397.7637 | -334.8616 | -210.3522 | 8.2073 | 10.5357 | 21.9022 | 1.7227
2035 | 1135 | MW | 401.7381 | 515.7098 | 640.5928 | 200.1377 | -722.0867 | -660.5724 | -752.3029 | -1580.0807 | -386.3788 | -210.3522 | 10.9431 | 14.0476 | 21.9022 | 3.4454
2035 | 1136 | MW | 357.1005 | 458.4087 | 585.6848 | 177.9002 | -805.4044 | -754.9398 | -859.7747 | -1762.3977 | -437.8959 | -240.4025 | 10.9431 | 14.0476 | 21.9022 | 3.4454
2035 | 1137 | MW | 312.463 | 401.1076 | 512.4742 | 155.6627 | -916.4946 | -825.7154 | -940.3786 | -2005.487 | -476.5338 | -262.9402 | 13.6789 | 17.5595 | 65.7066 | 3.4454
2035 | 1138 | MW | 301.3036 | 386.7823 | 494.1716 | 150.1033 | -999.8123 | -872.8992 | -994.1145 | -2187.8041 | -528.051 | -277.9654 | 10.9431 | 14.0476 | 65.7066 | 3.4454
2035 | 1139 | MW | 334.7818 | 429.7582 | 530.7769 | 161.2221 | -1055.3575 | -920.0829 | -1047.8504 | -2309.3487 | -553.8096 | -292.9905 | 10.9431 | 14.0476 | 65.7066 | 3.4454
2035 | 1140 | MW | 379.4193 | 487.0592 | 622.2901 | 189.019 | -1110.9026 | -943.6748 | -1074.7184 | -2430.8934 | -566.6889 | -300.5031 | 10.9431 | 14.0476 | 65.7066 | 3.4454
2035 | 1141 | MW | 468.6945 | 601.6614 | 750.4087 | 233.494 | -1166.4477 | -943.6748 | -1074.7184 | -2552.4381 | -579.5681 | -300.5031 | 10.9431 | 14.0476 | 65.7066 | 3.4454
2035 | 1142 | MW | 524.4914 | 673.2878 | 860.2246 | 266.8503 | -1194.2203 | -943.6748 | -1074.7184 | -2613.2104 | -592.4474 | -300.5031 | 10.9431 | 14.0476 | 65.7066 | 3.4454
2035 | 1143 | MW | 557.9696 | 716.2636 | 915.1325 | 283.5285 | -1221.9929 | -943.6748 | -1074.7184 | -2673.9827 | -592.4474 | -300.5031 | 10.9431 | 14.0476 | 65.7066 | 1.7227
2035 | 1144 | MW | 223.1878 | 286.5054 | 366.053 | 111.1876 | -1194.2203 | -920.0829 | -1047.8504 | -2613.2104 | -592.4474 | -292.9905 | 8.2073 | 10.5357 | 21.9022 | 1.7227
2035 | 1145 | MW | 245.5066 | 315.156 | 402.6583 | 116.747 | -1166.4477 | -920.0829 | -1047.8504 | -2552.4381 | -592.4474 | -292.9905 | -5.4716 | -7.0238 | -21.9022 | -5.168
2035 | 1146 | MW | 267.8254 | 343.8065 | 420.961 | 133.4252 | -1138.6752 | -943.6748 | -1074.7184 | -2491.6657 | -592.4474 | -300.5031 | -5.4716 | -7.0238 | -21.9022 | -6.8907
2035 | 1147 | MW | 278.9848 | 358.1318 | 457.5663 | 144.5439 | -1166.4477 | -1085.226 | -1235.9262 | -2552.4381 | -592.4474 | -345.5786 | -8.2073 | -10.5357 | -21.9022 | -6.8907
2035 | 1148 | MW | 278.9848 | 358.1318 | 457.5663 | 144.5439 | -1138.6752 | -1085.226 | -1235.9262 | -2491.6657 | -592.4474 | -345.5786 | -8.2073 | -10.5357 | -21.9022 | -6.8907
2035 | 1149 | MW | 959.7077 | 1231.9734 | 1555.7253 | 489.2256 | -1110.9026 | -1061.6341 | -1209.0582 | -2430.8934 | -579.5681 | -338.066 | -8.2073 | -10.5357 | -21.9022 | -6.8907
2035 | 1150 | MW | 959.7077 | 1231.9734 | 1574.0279 | 489.2256 | -1027.5849 | -990.8585 | -1128.4543 | -2248.5764 | -528.051 | -315.5283 | 10.9431 | 14.0476 | 21.9022 | 0
2035 | 1151 | MW | 937.3889 | 1203.3228 | 1537.4226 | 472.5475 | -888.7221 | -872.8992 | -994.1145 | -1944.7147 | -463.6545 | -277.9654 | 13.6789 | 17.5595 | 21.9022 | 1.7227
2035 | 1152 | MW | 903.9107 | 1160.347 | 1482.5147 | 455.8693 | -749.8593 | -754.9398 | -859.7747 | -1640.853 | -386.3788 | -240.4025 | 13.6789 | 17.5595 | 21.9022 | 1.7227
2035 | 1153 | MW | 848.1138 | 1088.7206 | 1372.6988 | 422.513 | -694.3141 | -684.1642 | -779.1708 | -1519.3084 | -347.7409 | -217.8648 | 8.2073 | 10.5357 | 21.9022 | 3.4454
2035 | 1154 | MW | 758.8386 | 974.1185 | 1244.5802 | 378.038 | -638.769 | -636.9805 | -725.4349 | -1397.7637 | -321.9823 | -202.8396 | 8.2073 | 10.5357 | 0 | 1.7227
2035 | 1155 | MW | 669.5635 | 859.5163 | 1079.8564 | 333.5629 | -610.9964 | -613.3886 | -698.567 | -1336.9914 | -309.103 | -195.327 | 8.2073 | 10.5357 | 0 | 1.7227
2035 | 1156 | MW | 580.2884 | 744.9141 | 951.7378 | 294.6472 | -610.9964 | -613.3886 | -698.567 | -1336.9914 | -309.103 | -195.327 | 8.2073 | 10.5357 | 0 | 1.7227
2035 | 1157 | MW | 513.332 | 658.9625 | 841.9219 | 255.7316 | -610.9964 | -636.9805 | -725.4349 | -1336.9914 | -309.103 | -202.8396 | 8.2073 | 10.5357 | 0 | 1.7227
2035 | 1158 | MW | 457.5351 | 587.3361 | 732.106 | 227.9347 | -694.3141 | -707.7561 | -806.0388 | -1519.3084 | -347.7409 | -225.3773 | 8.2073 | 10.5357 | 0 | 3.4454
2035 | 1159 | MW | 390.5787 | 501.3845 | 640.5928 | 194.5784 | -805.4044 | -754.9398 | -859.7747 | -1762.3977 | -412.1373 | -240.4025 | 10.9431 | 14.0476 | 0 | 3.4454
2035 | 1160 | MW | 334.7818 | 429.7582 | 549.0795 | 172.3408 | -972.0398 | -896.4911 | -1020.9825 | -2127.0317 | -502.2924 | -285.478 | 10.9431 | 14.0476 | 21.9022 | 3.4454
2035 | 1161 | MW | 301.3036 | 386.7823 | 494.1716 | 155.6627 | -1138.6752 | -1014.4504 | -1155.3223 | -2491.6657 | -579.5681 | -323.0408 | 10.9431 | 14.0476 | 43.8044 | 3.4454
2035 | 1162 | MW | 267.8254 | 343.8065 | 439.2636 | 138.9845 | -1277.538 | -1085.226 | -1235.9262 | -2795.5274 | -643.9646 | -345.5786 | 10.9431 | 14.0476 | 65.7066 | 3.4454
2035 | 1163 | MW | 245.5066 | 315.156 | 402.6583 | 127.8658 | -1416.4008 | -1156.0016 | -1316.53 | -3099.3891 | -695.4818 | -368.1163 | 10.9431 | 14.0476 | 65.7066 | 3.4454
2035 | 1164 | MW | 256.666 | 329.4812 | 402.6583 | 138.9845 | -1499.7185 | -1203.1854 | -1370.266 | -3281.7061 | -734.1197 | -383.1415 | 10.9431 | 14.0476 | 65.7066 | 3.4454
2035 | 1165 | MW | 301.3036 | 386.7823 | 512.4742 | 150.1033 | -1583.0362 | -1226.7772 | -1397.1339 | -3464.0231 | -772.7575 | -390.654 | 10.9431 | 14.0476 | 65.7066 | 3.4454
2035 | 1166 | MW | 334.7818 | 429.7582 | 549.0795 | 172.3408 | -1638.5813 | -1250.3691 | -1424.0019 | -3585.5677 | -798.5161 | -398.1666 | 10.9431 | 14.0476 | 65.7066 | 3.4454
2035 | 1167 | MW | 379.4193 | 487.0592 | 603.9875 | 194.5784 | -1638.5813 | -1250.3691 | -1424.0019 | -3585.5677 | -798.5161 | -398.1666 | 10.9431 | 14.0476 | 43.8044 | 0
2035 | 1168 | MW | 468.6945 | 601.6614 | 750.4087 | 239.0534 | -1583.0362 | -1226.7772 | -1397.1339 | -3464.0231 | -785.6368 | -390.654 | 5.4716 | 7.0238 | 0 | 0
2035 | 1169 | MW | 256.666 | 329.4812 | 420.961 | 127.8658 | -1499.7185 | -1179.5935 | -1343.398 | -3281.7061 | -759.8782 | -375.6289 | -5.4716 | -7.0238 | -21.9022 | -5.168
2035 | 1170 | MW | 312.463 | 401.1076 | 512.4742 | 155.6627 | -1388.6282 | -1156.0016 | -1316.53 | -3038.6167 | -708.3611 | -368.1163 | -8.2073 | -10.5357 | -21.9022 | -6.8907
2035 | 1171 | MW | 368.2599 | 472.734 | 603.9875 | 183.4596 | -1305.3105 | -1203.1854 | -1370.266 | -2856.2997 | -656.8439 | -383.1415 | -8.2073 | -10.5357 | -21.9022 | -8.6134
2035 | 1172 | MW | 390.5787 | 501.3845 | 640.5928 | 194.5784 | -1221.9929 | -1132.4098 | -1289.6621 | -2673.9827 | -631.0853 | -360.6037 | -10.9431 | -14.0476 | -21.9022 | -8.6134
2035 | 1173 | MW | 390.5787 | 501.3845 | 640.5928 | 189.019 | -1166.4477 | -1108.8179 | -1262.7941 | -2552.4381 | -592.4474 | -353.0912 | -10.9431 | -14.0476 | -21.9022 | -6.8907
2035 | 1174 | MW | 1104.7798 | 1418.2019 | 1811.9624 | 544.8194 | -1055.3575 | -1014.4504 | -1155.3223 | -2309.3487 | -540.9303 | -323.0408 | 10.9431 | 14.0476 | 0 | 0
2035 | 1175 | MW | 1104.7798 | 1418.2019 | 1811.9624 | 550.3788 | -916.4946 | -896.4911 | -1020.9825 | -2005.487 | -476.5338 | -285.478 | 13.6789 | 17.5595 | 21.9022 | 1.7227
2035 | 1176 | MW | 1048.9828 | 1346.5755 | 1720.4491 | 517.0225 | -777.6318 | -778.5317 | -886.6427 | -1701.6254 | -399.2581 | -247.9151 | 10.9431 | 14.0476 | 21.9022 | 0
2035 | 1177 | MW | 970.8671 | 1246.2986 | 1592.3306 | 472.5475 | -694.3141 | -707.7561 | -806.0388 | -1519.3084 | -360.6202 | -225.3773 | 8.2073 | 10.5357 | 0 | 3.4454
2035 | 1178 | MW | 881.592 | 1131.6965 | 1445.9094 | 433.6318 | -638.769 | -660.5724 | -752.3029 | -1397.7637 | -334.8616 | -210.3522 | 8.2073 | 10.5357 | 0 | 1.7227
2035 | 1179 | MW | 781.1574 | 1002.769 | 1281.1855 | 383.5973 | -638.769 | -636.9805 | -725.4349 | -1397.7637 | -321.9823 | -202.8396 | 8.2073 | 10.5357 | 0 | 1.7227
2035 | 1180 | MW | 669.5635 | 859.5163 | 1098.159 | 322.4441 | -638.769 | -636.9805 | -725.4349 | -1397.7637 | -321.9823 | -202.8396 | 8.2073 | 10.5357 | 0 | 1.7227
2035 | 1181 | MW | 557.9696 | 716.2636 | 915.1325 | 272.4097 | -666.5416 | -660.5724 | -752.3029 | -1458.536 | -334.8616 | -210.3522 | 8.2073 | 10.5357 | 0 | 1.7227
2035 | 1182 | MW | 468.6945 | 601.6614 | 768.7113 | 233.494 | -777.6318 | -778.5317 | -886.6427 | -1701.6254 | -386.3788 | -247.9151 | 8.2073 | 10.5357 | 0 | 3.4454
2035 | 1183 | MW | 390.5787 | 501.3845 | 640.5928 | 194.5784 | -972.0398 | -872.8992 | -994.1145 | -2127.0317 | -502.2924 | -277.9654 | 8.2073 | 10.5357 | 21.9022 | 3.4454
2035 | 1184 | MW | 323.6224 | 415.4329 | 512.4742 | 166.7815 | -1194.2203 | -1085.226 | -1235.9262 | -2613.2104 | -605.3267 | -345.5786 | 10.9431 | 14.0476 | 21.9022 | 3.4454
2035 | 1185 | MW | 278.9848 | 358.1318 | 457.5663 | 144.5439 | -1388.6282 | -1203.1854 | -1370.266 | -3038.6167 | -695.4818 | -383.1415 | 10.9431 | 14.0476 | 43.8044 | 3.4454
2035 | 1186 | MW | 234.3472 | 300.8307 | 402.6583 | 122.3064 | -1499.7185 | -1297.5528 | -1477.7378 | -3281.7061 | -746.9989 | -413.1918 | 10.9431 | 14.0476 | 43.8044 | 3.4454
2035 | 1187 | MW | 223.1878 | 286.5054 | 366.053 | 116.747 | -1610.8088 | -1344.7366 | -1531.4737 | -3524.7954 | -811.3954 | -428.2169 | 10.9431 | 14.0476 | 43.8044 | 3.4454
2035 | 1188 | MW | 223.1878 | 286.5054 | 366.053 | 122.3064 | -1666.3539 | -1391.9203 | -1585.2096 | -3646.3401 | -850.0333 | -443.2421 | 10.9431 | 14.0476 | 43.8044 | 3.4454
2035 | 1189 | MW | 290.1442 | 372.4571 | 475.8689 | 144.5439 | -1694.1265 | -1391.9203 | -1585.2096 | -3707.1124 | -875.7919 | -443.2421 | 10.9431 | 14.0476 | 43.8044 | 3.4454
2035 | 1190 | MW | 323.6224 | 415.4329 | 512.4742 | 166.7815 | -1694.1265 | -1391.9203 | -1585.2096 | -3707.1124 | -875.7919 | -443.2421 | 8.2073 | 10.5357 | 43.8044 | 3.4454
2035 | 1191 | MW | 357.1005 | 458.4087 | 567.3822 | 189.019 | -1666.3539 | -1391.9203 | -1585.2096 | -3646.3401 | -862.9126 | -443.2421 | 8.2073 | 10.5357 | 43.8044 | 0
2035 | 1192 | MW | 446.3757 | 573.0109 | 713.8034 | 227.9347 | -1638.5813 | -1344.7366 | -1531.4737 | -3585.5677 | -837.154 | -428.2169 | 5.4716 | 7.0238 | 0 | 0
2035 | 1193 | MW | 245.5066 | 315.156 | 402.6583 | 127.8658 | -1555.2636 | -1297.5528 | -1477.7378 | -3403.2507 | -798.5161 | -413.1918 | -8.2073 | -10.5357 | -21.9022 | -5.168
2035 | 1194 | MW | 312.463 | 401.1076 | 512.4742 | 155.6627 | -1444.1734 | -1250.3691 | -1424.0019 | -3160.1614 | -772.7575 | -398.1666 | -8.2073 | -10.5357 | -21.9022 | -6.8907
2035 | 1195 | MW | 368.2599 | 472.734 | 603.9875 | 183.4596 | -1388.6282 | -1297.5528 | -1477.7378 | -3038.6167 | -721.2404 | -413.1918 | -10.9431 | -14.0476 | -21.9022 | -8.6134
2035 | 1196 | MW | 390.5787 | 501.3845 | 640.5928 | 189.019 | -1305.3105 | -1226.7772 | -1397.1339 | -2856.2997 | -682.6025 | -390.654 | -10.9431 | -14.0476 | -21.9022 | -8.6134
2035 | 1197 | MW | 379.4193 | 487.0592 | 622.2901 | 189.019 | -1221.9929 | -1179.5935 | -1343.398 | -2673.9827 | -643.9646 | -375.6289 | -10.9431 | -14.0476 | -21.9022 | -8.6134
2035 | 1198 | MW | 1082.461 | 1389.5514 | 1775.3571 | 539.26 | -1110.9026 | -1061.6341 | -1209.0582 | -2430.8934 | -579.5681 | -338.066 | 10.9431 | 14.0476 | 21.9022 | 0
2035 | 1199 | MW | 1082.461 | 1389.5514 | 1775.3571 | 533.7007 | -972.0398 | -943.6748 | -1074.7184 | -2127.0317 | -502.2924 | -300.5031 | 13.6789 | 17.5595 | 21.9022 | 0
2035 | 1200 | MW | 1026.6641 | 1317.925 | 1665.5412 | 505.9038 | -805.4044 | -802.1236 | -913.5106 | -1762.3977 | -425.0166 | -255.4276 | 10.9431 | 14.0476 | 21.9022 | 0
2035 | 1201 | MW | 937.3889 | 1203.3228 | 1537.4226 | 466.9881 | -694.3141 | -707.7561 | -806.0388 | -1519.3084 | -360.6202 | -225.3773 | 10.9431 | 14.0476 | 0 | 3.4454
2035 | 1202 | MW | 848.1138 | 1088.7206 | 1391.0014 | 422.513 | -638.769 | -660.5724 | -752.3029 | -1397.7637 | -334.8616 | -210.3522 | 8.2073 | 10.5357 | 0 | 1.7227
2035 | 1203 | MW | 747.6793 | 959.7932 | 1207.9749 | 366.9192 | -638.769 | -636.9805 | -725.4349 | -1397.7637 | -321.9823 | -202.8396 | 8.2073 | 10.5357 | 0 | 1.7227
2035 | 1204 | MW | 624.9259 | 802.2152 | 1024.9484 | 305.766 | -638.769 | -636.9805 | -725.4349 | -1397.7637 | -321.9823 | -202.8396 | 8.2073 | 10.5357 | 0 | 1.7227
2035 | 1205 | MW | 513.332 | 658.9625 | 841.9219 | 250.1722 | -666.5416 | -660.5724 | -752.3029 | -1458.536 | -334.8616 | -210.3522 | 8.2073 | 10.5357 | 0 | 1.7227
2035 | 1206 | MW | 435.2163 | 558.6856 | 695.5007 | 216.8159 | -777.6318 | -754.9398 | -859.7747 | -1701.6254 | -386.3788 | -240.4025 | 8.2073 | 10.5357 | 0 | 1.7227
2035 | 1207 | MW | 357.1005 | 458.4087 | 567.3822 | 177.9002 | -972.0398 | -872.8992 | -994.1145 | -2127.0317 | -502.2924 | -277.9654 | 10.9431 | 14.0476 | 21.9022 | 3.4454
2035 | 1208 | MW | 290.1442 | 372.4571 | 457.5663 | 155.6627 | -1166.4477 | -1061.6341 | -1209.0582 | -2552.4381 | -605.3267 | -338.066 | 10.9431 | 14.0476 | 21.9022 | 3.4454
2035 | 1209 | MW | 256.666 | 329.4812 | 420.961 | 133.4252 | -1360.8557 | -1203.1854 | -1370.266 | -2977.8444 | -682.6025 | -383.1415 | 10.9431 | 14.0476 | 43.8044 | 3.4454
2035 | 1210 | MW | 223.1878 | 286.5054 | 366.053 | 111.1876 | -1471.9459 | -1297.5528 | -1477.7378 | -3220.9337 | -746.9989 | -413.1918 | 10.9431 | 14.0476 | 43.8044 | 3.4454
2035 | 1211 | MW | 212.0284 | 272.1802 | 347.7504 | 111.1876 | -1610.8088 | -1368.3285 | -1558.3417 | -3524.7954 | -811.3954 | -435.7295 | 10.9431 | 14.0476 | 43.8044 | 3.4454
2035 | 1212 | MW | 212.0284 | 272.1802 | 347.7504 | 111.1876 | -1666.3539 | -1415.5122 | -1612.0776 | -3646.3401 | -837.154 | -450.7547 | 10.9431 | 14.0476 | 43.8044 | 3.4454
2035 | 1213 | MW | 278.9848 | 358.1318 | 457.5663 | 138.9845 | -1721.899 | -1439.1041 | -1638.9456 | -3767.8848 | -862.9126 | -458.2672 | 10.9431 | 14.0476 | 43.8044 | 3.4454
2035 | 1214 | MW | 312.463 | 401.1076 | 512.4742 | 161.2221 | -1749.6716 | -1462.6959 | -1665.8135 | -3828.6571 | -862.9126 | -465.7798 | 10.9431 | 14.0476 | 43.8044 | 3.4454
2035 | 1215 | MW | 345.9411 | 444.0834 | 567.3822 | 183.4596 | -1749.6716 | -1439.1041 | -1638.9456 | -3828.6571 | -862.9126 | -458.2672 | 10.9431 | 14.0476 | 43.8044 | 0
2035 | 1216 | MW | 435.2163 | 558.6856 | 713.8034 | 227.9347 | -1694.1265 | -1415.5122 | -1612.0776 | -3707.1124 | -850.0333 | -450.7547 | 5.4716 | 7.0238 | 0 | 0
2035 | 1217 | MW | 245.5066 | 315.156 | 402.6583 | 127.8658 | -1610.8088 | -1368.3285 | -1558.3417 | -3524.7954 | -811.3954 | -435.7295 | -5.4716 | -7.0238 | -21.9022 | -5.168
2035 | 1218 | MW | 312.463 | 401.1076 | 512.4742 | 155.6627 | -1471.9459 | -1297.5528 | -1477.7378 | -3220.9337 | -772.7575 | -413.1918 | -8.2073 | -10.5357 | -21.9022 | -6.8907
2035 | 1219 | MW | 368.2599 | 472.734 | 603.9875 | 183.4596 | -1416.4008 | -1297.5528 | -1477.7378 | -3099.3891 | -721.2404 | -413.1918 | -8.2073 | -10.5357 | -21.9022 | -8.6134
2035 | 1220 | MW | 390.5787 | 501.3845 | 640.5928 | 194.5784 | -1333.0831 | -1250.3691 | -1424.0019 | -2917.0721 | -682.6025 | -398.1666 | -10.9431 | -14.0476 | -21.9022 | -8.6134
2035 | 1221 | MW | 390.5787 | 501.3845 | 640.5928 | 189.019 | -1249.7654 | -1179.5935 | -1343.398 | -2734.7551 | -643.9646 | -375.6289 | -10.9431 | -14.0476 | -21.9022 | -8.6134
2035 | 1222 | MW | 1082.461 | 1389.5514 | 1775.3571 | 539.26 | -1110.9026 | -1085.226 | -1235.9262 | -2430.8934 | -579.5681 | -345.5786 | 10.9431 | 14.0476 | 21.9022 | 0
2035 | 1223 | MW | 1082.461 | 1389.5514 | 1757.0544 | 539.26 | -972.0398 | -943.6748 | -1074.7184 | -2127.0317 | -489.4131 | -300.5031 | 13.6789 | 17.5595 | 21.9022 | 0
2035 | 1224 | MW | 1026.6641 | 1317.925 | 1665.5412 | 511.4631 | -805.4044 | -802.1236 | -913.5106 | -1762.3977 | -412.1373 | -255.4276 | 10.9431 | 14.0476 | 21.9022 | 0
2035 | 1225 | MW | 937.3889 | 1203.3228 | 1519.12 | 466.9881 | -694.3141 | -707.7561 | -806.0388 | -1519.3084 | -360.6202 | -225.3773 | 8.2073 | 10.5357 | 21.9022 | 1.7227
2035 | 1226 | MW | 848.1138 | 1088.7206 | 1372.6988 | 422.513 | -638.769 | -660.5724 | -752.3029 | -1397.7637 | -334.8616 | -210.3522 | 8.2073 | 10.5357 | 0 | 1.7227
2035 | 1227 | MW | 736.5199 | 945.4679 | 1207.9749 | 366.9192 | -638.769 | -636.9805 | -725.4349 | -1397.7637 | -321.9823 | -202.8396 | 8.2073 | 10.5357 | 0 | 1.7227
2035 | 1228 | MW | 613.7666 | 787.8899 | 1006.6458 | 305.766 | -638.769 | -636.9805 | -725.4349 | -1397.7637 | -321.9823 | -202.8396 | 8.2073 | 10.5357 | 0 | 1.7227
2035 | 1229 | MW | 502.1726 | 644.6372 | 823.6193 | 250.1722 | -666.5416 | -660.5724 | -752.3029 | -1458.536 | -334.8616 | -210.3522 | 8.2073 | 10.5357 | 0 | 1.7227
2035 | 1230 | MW | 424.0569 | 544.3603 | 677.1981 | 211.2565 | -749.8593 | -754.9398 | -859.7747 | -1640.853 | -386.3788 | -240.4025 | 8.2073 | 10.5357 | 0 | 1.7227
2035 | 1231 | MW | 345.9411 | 444.0834 | 549.0795 | 172.3408 | -944.2672 | -872.8992 | -994.1145 | -2066.2594 | -489.4131 | -277.9654 | 10.9431 | 14.0476 | 21.9022 | 3.4454
2035 | 1232 | MW | 278.9848 | 358.1318 | 439.2636 | 150.1033 | -1166.4477 | -1061.6341 | -1209.0582 | -2552.4381 | -592.4474 | -338.066 | 10.9431 | 14.0476 | 21.9022 | 3.4454
2035 | 1233 | MW | 245.5066 | 315.156 | 402.6583 | 127.8658 | -1333.0831 | -1203.1854 | -1370.266 | -2917.0721 | -669.7232 | -383.1415 | 10.9431 | 14.0476 | 43.8044 | 3.4454
2035 | 1234 | MW | 212.0284 | 272.1802 | 347.7504 | 111.1876 | -1471.9459 | -1297.5528 | -1477.7378 | -3220.9337 | -734.1197 | -413.1918 | 10.9431 | 14.0476 | 43.8044 | 3.4454
2035 | 1235 | MW | 200.8691 | 257.8549 | 329.4477 | 105.6283 | -1610.8088 | -1368.3285 | -1558.3417 | -3524.7954 | -785.6368 | -435.7295 | 10.9431 | 14.0476 | 43.8044 | 3.4454
2035 | 1236 | MW | 212.0284 | 272.1802 | 347.7504 | 116.747 | -1666.3539 | -1415.5122 | -1612.0776 | -3646.3401 | -824.2747 | -450.7547 | 10.9431 | 14.0476 | 43.8044 | 3.4454
2035 | 1237 | MW | 278.9848 | 358.1318 | 457.5663 | 138.9845 | -1721.899 | -1439.1041 | -1638.9456 | -3767.8848 | -837.154 | -458.2672 | 10.9431 | 14.0476 | 43.8044 | 3.4454
2035 | 1238 | MW | 312.463 | 401.1076 | 512.4742 | 155.6627 | -1749.6716 | -1486.2878 | -1692.6815 | -3828.6571 | -837.154 | -473.2924 | 10.9431 | 14.0476 | 43.8044 | 3.4454
2035 | 1239 | MW | 345.9411 | 444.0834 | 567.3822 | 183.4596 | -1749.6716 | -1462.6959 | -1665.8135 | -3828.6571 | -824.2747 | -465.7798 | 8.2073 | 10.5357 | 43.8044 | 0
2035 | 1240 | MW | 435.2163 | 558.6856 | 713.8034 | 227.9347 | -1666.3539 | -1439.1041 | -1638.9456 | -3646.3401 | -811.3954 | -458.2672 | 5.4716 | 7.0238 | 0 | 0
2035 | 1241 | MW | 256.666 | 329.4812 | 402.6583 | 127.8658 | -1583.0362 | -1368.3285 | -1558.3417 | -3464.0231 | -772.7575 | -435.7295 | -5.4716 | -7.0238 | -21.9022 | -5.168
2035 | 1242 | MW | 323.6224 | 415.4329 | 512.4742 | 161.2221 | -1471.9459 | -1297.5528 | -1477.7378 | -3220.9337 | -746.9989 | -413.1918 | -8.2073 | -10.5357 | -21.9022 | -6.8907
2035 | 1243 | MW | 368.2599 | 472.734 | 603.9875 | 183.4596 | -1388.6282 | -1297.5528 | -1477.7378 | -3038.6167 | -708.3611 | -413.1918 | -8.2073 | -10.5357 | -21.9022 | -8.6134
2035 | 1244 | MW | 390.5787 | 501.3845 | 640.5928 | 194.5784 | -1305.3105 | -1226.7772 | -1397.1339 | -2856.2997 | -682.6025 | -390.654 | -10.9431 | -14.0476 | -21.9022 | -8.6134
2035 | 1245 | MW | 390.5787 | 501.3845 | 640.5928 | 194.5784 | -1221.9929 | -1179.5935 | -1343.398 | -2673.9827 | -631.0853 | -375.6289 | -10.9431 | -14.0476 | -21.9022 | -8.6134
2035 | 1246 | MW | 1082.461 | 1389.5514 | 1775.3571 | 539.26 | -1110.9026 | -1085.226 | -1235.9262 | -2430.8934 | -579.5681 | -345.5786 | 10.9431 | 14.0476 | 21.9022 | 0
2035 | 1247 | MW | 1082.461 | 1389.5514 | 1757.0544 | 539.26 | -944.2672 | -943.6748 | -1074.7184 | -2066.2594 | -489.4131 | -300.5031 | 13.6789 | 17.5595 | 21.9022 | 1.7227
2035 | 1248 | MW | 1015.5047 | 1303.5997 | 1665.5412 | 505.9038 | -805.4044 | -802.1236 | -913.5106 | -1762.3977 | -412.1373 | -255.4276 | 10.9431 | 14.0476 | 21.9022 | 0
2035 | 1249 | MW | 937.3889 | 1203.3228 | 1537.4226 | 461.4287 | -694.3141 | -707.7561 | -806.0388 | -1519.3084 | -360.6202 | -225.3773 | 10.9431 | 14.0476 | 21.9022 | 3.4454
2035 | 1250 | MW | 836.9544 | 1074.3954 | 1372.6988 | 416.9536 | -638.769 | -660.5724 | -752.3029 | -1397.7637 | -334.8616 | -210.3522 | 8.2073 | 10.5357 | 21.9022 | 1.7227
2035 | 1251 | MW | 725.3605 | 931.1427 | 1189.6723 | 355.8004 | -638.769 | -636.9805 | -725.4349 | -1397.7637 | -321.9823 | -202.8396 | 8.2073 | 10.5357 | 0 | 1.7227
2035 | 1252 | MW | 602.6072 | 773.5647 | 988.3431 | 294.6472 | -638.769 | -636.9805 | -725.4349 | -1397.7637 | -321.9823 | -202.8396 | 8.2073 | 10.5357 | 0 | 1.7227
2035 | 1253 | MW | 491.0132 | 630.312 | 805.3166 | 239.0534 | -638.769 | -660.5724 | -752.3029 | -1397.7637 | -334.8616 | -210.3522 | 8.2073 | 10.5357 | 0 | 1.7227
2035 | 1254 | MW | 412.8975 | 530.0351 | 658.8954 | 205.6971 | -749.8593 | -754.9398 | -859.7747 | -1640.853 | -386.3788 | -240.4025 | 8.2073 | 10.5357 | 21.9022 | 1.7227
2035 | 1255 | MW | 334.7818 | 429.7582 | 549.0795 | 166.7815 | -944.2672 | -849.3073 | -967.2466 | -2066.2594 | -502.2924 | -270.4528 | 10.9431 | 14.0476 | 21.9022 | 3.4454
2035 | 1256 | MW | 267.8254 | 343.8065 | 439.2636 | 144.5439 | -1166.4477 | -1061.6341 | -1209.0582 | -2552.4381 | -605.3267 | -338.066 | 10.9431 | 14.0476 | 21.9022 | 3.4454
2035 | 1257 | MW | 245.5066 | 315.156 | 402.6583 | 127.8658 | -1360.8557 | -1203.1854 | -1370.266 | -2977.8444 | -682.6025 | -383.1415 | 10.9431 | 14.0476 | 43.8044 | 3.4454
2035 | 1258 | MW | 212.0284 | 272.1802 | 366.053 | 111.1876 | -1499.7185 | -1297.5528 | -1477.7378 | -3281.7061 | -746.9989 | -413.1918 | 10.9431 | 14.0476 | 43.8044 | 3.4454
2035 | 1259 | MW | 200.8691 | 257.8549 | 329.4477 | 105.6283 | -1638.5813 | -1368.3285 | -1558.3417 | -3585.5677 | -811.3954 | -435.7295 | 10.9431 | 14.0476 | 43.8044 | 3.4454
2035 | 1260 | MW | 212.0284 | 272.1802 | 347.7504 | 111.1876 | -1721.899 | -1415.5122 | -1612.0776 | -3767.8848 | -850.0333 | -450.7547 | 10.9431 | 14.0476 | 43.8044 | 3.4454
2035 | 1261 | MW | 267.8254 | 343.8065 | 457.5663 | 133.4252 | -1749.6716 | -1415.5122 | -1612.0776 | -3828.6571 | -875.7919 | -450.7547 | 10.9431 | 14.0476 | 43.8044 | 3.4454
2035 | 1262 | MW | 312.463 | 401.1076 | 512.4742 | 155.6627 | -1777.4442 | -1439.1041 | -1638.9456 | -3889.4294 | -888.6712 | -458.2672 | 10.9431 | 14.0476 | 43.8044 | 3.4454
2035 | 1263 | MW | 345.9411 | 444.0834 | 549.0795 | 183.4596 | -1749.6716 | -1439.1041 | -1638.9456 | -3828.6571 | -862.9126 | -458.2672 | 10.9431 | 14.0476 | 43.8044 | 1.7227
2035 | 1264 | MW | 435.2163 | 558.6856 | 695.5007 | 227.9347 | -1694.1265 | -1391.9203 | -1585.2096 | -3707.1124 | -837.154 | -443.2421 | 5.4716 | 7.0238 | 0 | 1.7227
2035 | 1265 | MW | 256.666 | 329.4812 | 402.6583 | 127.8658 | -1583.0362 | -1321.1447 | -1504.6058 | -3464.0231 | -798.5161 | -420.7044 | -5.4716 | -7.0238 | -21.9022 | -5.168
2035 | 1266 | MW | 323.6224 | 415.4329 | 512.4742 | 161.2221 | -1471.9459 | -1273.961 | -1450.8698 | -3220.9337 | -759.8782 | -405.6792 | -5.4716 | -7.0238 | -21.9022 | -6.8907
2035 | 1267 | MW | 379.4193 | 487.0592 | 603.9875 | 189.019 | -1388.6282 | -1297.5528 | -1477.7378 | -3038.6167 | -708.3611 | -413.1918 | -8.2073 | -10.5357 | -21.9022 | -8.6134
2035 | 1268 | MW | 401.7381 | 515.7098 | 640.5928 | 200.1377 | -1305.3105 | -1226.7772 | -1397.1339 | -2856.2997 | -682.6025 | -390.654 | -8.2073 | -10.5357 | -21.9022 | -6.8907
2035 | 1269 | MW | 390.5787 | 501.3845 | 640.5928 | 194.5784 | -1221.9929 | -1156.0016 | -1316.53 | -2673.9827 | -643.9646 | -368.1163 | -8.2073 | -10.5357 | -21.9022 | -6.8907
2035 | 1270 | MW | 1082.461 | 1389.5514 | 1775.3571 | 539.26 | -1110.9026 | -1061.6341 | -1209.0582 | -2430.8934 | -579.5681 | -338.066 | 10.9431 | 14.0476 | 21.9022 | 0
2035 | 1271 | MW | 1082.461 | 1389.5514 | 1775.3571 | 533.7007 | -972.0398 | -943.6748 | -1074.7184 | -2127.0317 | -502.2924 | -300.5031 | 13.6789 | 17.5595 | 21.9022 | 1.7227
2035 | 1272 | MW | 1015.5047 | 1303.5997 | 1665.5412 | 500.3444 | -833.1769 | -802.1236 | -913.5106 | -1823.17 | -425.0166 | -255.4276 | 10.9431 | 14.0476 | 21.9022 | 1.7227
2035 | 1273 | MW | 937.3889 | 1203.3228 | 1519.12 | 461.4287 | -666.5416 | -684.1642 | -779.1708 | -1458.536 | -347.7409 | -217.8648 | 10.9431 | 14.0476 | 21.9022 | 3.4454
2035 | 1274 | MW | 836.9544 | 1074.3954 | 1372.6988 | 411.3943 | -610.9964 | -636.9805 | -725.4349 | -1336.9914 | -321.9823 | -202.8396 | 8.2073 | 10.5357 | 21.9022 | 3.4454
2035 | 1275 | MW | 725.3605 | 931.1427 | 1189.6723 | 355.8004 | -610.9964 | -613.3886 | -698.567 | -1336.9914 | -309.103 | -195.327 | 8.2073 | 10.5357 | 21.9022 | 3.4454
2035 | 1276 | MW | 602.6072 | 773.5647 | 988.3431 | 294.6472 | -583.2239 | -613.3886 | -698.567 | -1276.219 | -309.103 | -195.327 | 8.2073 | 10.5357 | 0 | 3.4454
2035 | 1277 | MW | 491.0132 | 630.312 | 805.3166 | 244.6128 | -610.9964 | -613.3886 | -698.567 | -1336.9914 | -309.103 | -195.327 | 8.2073 | 10.5357 | 0 | 3.4454
2035 | 1278 | MW | 424.0569 | 544.3603 | 677.1981 | 211.2565 | -666.5416 | -660.5724 | -752.3029 | -1458.536 | -334.8616 | -210.3522 | 8.2073 | 10.5357 | 21.9022 | 3.4454
2035 | 1279 | MW | 368.2599 | 472.734 | 585.6848 | 183.4596 | -777.6318 | -684.1642 | -779.1708 | -1701.6254 | -399.2581 | -217.8648 | 10.9431 | 14.0476 | 21.9022 | 3.4454
2035 | 1280 | MW | 323.6224 | 415.4329 | 530.7769 | 166.7815 | -888.7221 | -825.7154 | -940.3786 | -1944.7147 | -463.6545 | -262.9402 | 10.9431 | 14.0476 | 21.9022 | 3.4454
2035 | 1281 | MW | 301.3036 | 386.7823 | 475.8689 | 150.1033 | -1027.5849 | -920.0829 | -1047.8504 | -2248.5764 | -515.1717 | -292.9905 | 13.6789 | 17.5595 | 43.8044 | 5.168
2035 | 1282 | MW | 267.8254 | 343.8065 | 439.2636 | 133.4252 | -1110.9026 | -990.8585 | -1128.4543 | -2430.8934 | -553.8096 | -315.5283 | 10.9431 | 14.0476 | 65.7066 | 5.168
2035 | 1283 | MW | 301.3036 | 386.7823 | 494.1716 | 155.6627 | -1166.4477 | -1038.0423 | -1182.1902 | -2552.4381 | -579.5681 | -330.5534 | 10.9431 | 14.0476 | 65.7066 | 5.168
2035 | 1284 | MW | 357.1005 | 458.4087 | 585.6848 | 177.9002 | -1221.9929 | -1061.6341 | -1209.0582 | -2673.9827 | -592.4474 | -338.066 | 10.9431 | 14.0476 | 65.7066 | 5.168
2035 | 1285 | MW | 446.3757 | 573.0109 | 732.106 | 227.9347 | -1277.538 | -1085.226 | -1235.9262 | -2795.5274 | -618.206 | -345.5786 | 10.9431 | 14.0476 | 65.7066 | 5.168
2035 | 1286 | MW | 491.0132 | 630.312 | 787.014 | 250.1722 | -1277.538 | -1108.8179 | -1262.7941 | -2795.5274 | -618.206 | -353.0912 | 10.9431 | 14.0476 | 65.7066 | 5.168
2035 | 1287 | MW | 535.6508 | 687.613 | 878.5272 | 277.9691 | -1277.538 | -1132.4098 | -1289.6621 | -2795.5274 | -618.206 | -360.6037 | 10.9431 | 14.0476 | 65.7066 | 1.7227
2035 | 1288 | MW | 223.1878 | 286.5054 | 366.053 | 116.747 | -1249.7654 | -1132.4098 | -1289.6621 | -2734.7551 | -618.206 | -360.6037 | 8.2073 | 10.5357 | 0 | 1.7227
2035 | 1289 | MW | 256.666 | 329.4812 | 420.961 | 138.9845 | -1194.2203 | -1085.226 | -1235.9262 | -2613.2104 | -605.3267 | -345.5786 | -5.4716 | -7.0238 | -21.9022 | -5.168
2035 | 1290 | MW | 290.1442 | 372.4571 | 475.8689 | 150.1033 | -1166.4477 | -1038.0423 | -1182.1902 | -2552.4381 | -605.3267 | -330.5534 | -5.4716 | -7.0238 | -21.9022 | -6.8907
2035 | 1291 | MW | 301.3036 | 386.7823 | 494.1716 | 155.6627 | -1166.4477 | -1108.8179 | -1262.7941 | -2552.4381 | -592.4474 | -353.0912 | -8.2073 | -10.5357 | -21.9022 | -6.8907
2035 | 1292 | MW | 301.3036 | 386.7823 | 494.1716 | 150.1033 | -1138.6752 | -1085.226 | -1235.9262 | -2491.6657 | -592.4474 | -345.5786 | -8.2073 | -10.5357 | -21.9022 | -6.8907
2035 | 1293 | MW | 959.7077 | 1231.9734 | 1574.0279 | 478.1068 | -1110.9026 | -1061.6341 | -1209.0582 | -2430.8934 | -579.5681 | -338.066 | -8.2073 | -10.5357 | -21.9022 | -6.8907
2035 | 1294 | MW | 959.7077 | 1231.9734 | 1574.0279 | 483.6662 | -1027.5849 | -990.8585 | -1128.4543 | -2248.5764 | -528.051 | -315.5283 | 10.9431 | 14.0476 | 21.9022 | 0
2035 | 1295 | MW | 937.3889 | 1203.3228 | 1519.12 | 466.9881 | -916.4946 | -872.8992 | -994.1145 | -2005.487 | -463.6545 | -277.9654 | 13.6789 | 17.5595 | 21.9022 | 1.7227
2035 | 1296 | MW | 892.7514 | 1146.0217 | 1464.212 | 444.7506 | -777.6318 | -754.9398 | -859.7747 | -1701.6254 | -399.2581 | -240.4025 | 10.9431 | 14.0476 | 21.9022 | 1.7227
2035 | 1297 | MW | 825.795 | 1060.0701 | 1354.3961 | 411.3943 | -666.5416 | -660.5724 | -752.3029 | -1458.536 | -347.7409 | -210.3522 | 10.9431 | 14.0476 | 21.9022 | 3.4454
2035 | 1298 | MW | 747.6793 | 959.7932 | 1207.9749 | 366.9192 | -610.9964 | -636.9805 | -725.4349 | -1336.9914 | -321.9823 | -202.8396 | 8.2073 | 10.5357 | 21.9022 | 1.7227
2035 | 1299 | MW | 647.2447 | 830.8658 | 1061.5537 | 316.8848 | -610.9964 | -613.3886 | -698.567 | -1336.9914 | -309.103 | -195.327 | 8.2073 | 10.5357 | 21.9022 | 1.7227
2035 | 1300 | MW | 557.9696 | 716.2636 | 915.1325 | 277.9691 | -610.9964 | -589.7967 | -671.699 | -1336.9914 | -309.103 | -187.8144 | 8.2073 | 10.5357 | 21.9022 | 1.7227
2035 | 1301 | MW | 491.0132 | 630.312 | 805.3166 | 244.6128 | -610.9964 | -613.3886 | -698.567 | -1336.9914 | -309.103 | -195.327 | 8.2073 | 10.5357 | 21.9022 | 1.7227
2035 | 1302 | MW | 435.2163 | 558.6856 | 713.8034 | 216.8159 | -666.5416 | -636.9805 | -725.4349 | -1458.536 | -334.8616 | -202.8396 | 8.2073 | 10.5357 | 21.9022 | 1.7227
2035 | 1303 | MW | 390.5787 | 501.3845 | 640.5928 | 194.5784 | -722.0867 | -636.9805 | -725.4349 | -1580.0807 | -386.3788 | -202.8396 | 10.9431 | 14.0476 | 21.9022 | 3.4454
2035 | 1304 | MW | 345.9411 | 444.0834 | 567.3822 | 172.3408 | -805.4044 | -731.348 | -832.9068 | -1762.3977 | -437.8959 | -232.8899 | 10.9431 | 14.0476 | 21.9022 | 3.4454
2035 | 1305 | MW | 301.3036 | 386.7823 | 475.8689 | 155.6627 | -916.4946 | -825.7154 | -940.3786 | -2005.487 | -476.5338 | -262.9402 | 10.9431 | 14.0476 | 43.8044 | 3.4454
2035 | 1306 | MW | 278.9848 | 358.1318 | 439.2636 | 144.5439 | -972.0398 | -872.8992 | -994.1145 | -2127.0317 | -515.1717 | -277.9654 | 10.9431 | 14.0476 | 43.8044 | 3.4454
2035 | 1307 | MW | 301.3036 | 386.7823 | 475.8689 | 155.6627 | -1027.5849 | -920.0829 | -1047.8504 | -2248.5764 | -540.9303 | -292.9905 | 10.9431 | 14.0476 | 43.8044 | 3.4454
2035 | 1308 | MW | 345.9411 | 444.0834 | 549.0795 | 177.9002 | -1083.13 | -967.2667 | -1101.5864 | -2370.1211 | -553.8096 | -308.0157 | 10.9431 | 14.0476 | 43.8044 | 3.4454
2035 | 1309 | MW | 446.3757 | 573.0109 | 732.106 | 227.9347 | -1138.6752 | -967.2667 | -1101.5864 | -2491.6657 | -566.6889 | -308.0157 | 10.9431 | 14.0476 | 65.7066 | 3.4454
2035 | 1310 | MW | 491.0132 | 630.312 | 805.3166 | 250.1722 | -1166.4477 | -967.2667 | -1101.5864 | -2552.4381 | -579.5681 | -308.0157 | 10.9431 | 14.0476 | 65.7066 | 3.4454
2035 | 1311 | MW | 535.6508 | 687.613 | 878.5272 | 272.4097 | -1166.4477 | -990.8585 | -1128.4543 | -2552.4381 | -579.5681 | -315.5283 | 10.9431 | 14.0476 | 65.7066 | 1.7227
2035 | 1312 | MW | 223.1878 | 286.5054 | 366.053 | 111.1876 | -1138.6752 | -990.8585 | -1128.4543 | -2491.6657 | -579.5681 | -315.5283 | 8.2073 | 10.5357 | 21.9022 | 1.7227
2035 | 1313 | MW | 256.666 | 329.4812 | 420.961 | 127.8658 | -1110.9026 | -990.8585 | -1128.4543 | -2430.8934 | -579.5681 | -315.5283 | -5.4716 | -7.0238 | -21.9022 | -5.168
2035 | 1314 | MW | 290.1442 | 372.4571 | 475.8689 | 138.9845 | -1110.9026 | -990.8585 | -1128.4543 | -2430.8934 | -592.4474 | -315.5283 | -5.4716 | -7.0238 | -21.9022 | -6.8907
2035 | 1315 | MW | 290.1442 | 372.4571 | 475.8689 | 144.5439 | -1138.6752 | -1108.8179 | -1262.7941 | -2491.6657 | -592.4474 | -353.0912 | -8.2073 | -10.5357 | -21.9022 | -6.8907
2035 | 1316 | MW | 301.3036 | 386.7823 | 475.8689 | 150.1033 | -1138.6752 | -1085.226 | -1235.9262 | -2491.6657 | -592.4474 | -345.5786 | -8.2073 | -10.5357 | -21.9022 | -6.8907
2035 | 1317 | MW | 970.8671 | 1246.2986 | 1592.3306 | 494.785 | -1110.9026 | -1061.6341 | -1209.0582 | -2430.8934 | -579.5681 | -338.066 | -8.2073 | -10.5357 | -21.9022 | -6.8907
2035 | 1318 | MW | 982.0265 | 1260.6239 | 1592.3306 | 489.2256 | -1027.5849 | -990.8585 | -1128.4543 | -2248.5764 | -528.051 | -315.5283 | 10.9431 | 14.0476 | 21.9022 | 0
2035 | 1319 | MW | 959.7077 | 1231.9734 | 1555.7253 | 478.1068 | -888.7221 | -872.8992 | -994.1145 | -1944.7147 | -463.6545 | -277.9654 | 13.6789 | 17.5595 | 21.9022 | 1.7227
2035 | 1320 | MW | 915.0701 | 1174.6723 | 1482.5147 | 455.8693 | -749.8593 | -754.9398 | -859.7747 | -1640.853 | -386.3788 | -240.4025 | 10.9431 | 14.0476 | 21.9022 | 1.7227
2035 | 1321 | MW | 836.9544 | 1074.3954 | 1372.6988 | 416.9536 | -694.3141 | -707.7561 | -806.0388 | -1519.3084 | -360.6202 | -225.3773 | 8.2073 | 10.5357 | 0 | 3.4454
2035 | 1322 | MW | 747.6793 | 959.7932 | 1226.2776 | 372.4786 | -666.5416 | -660.5724 | -752.3029 | -1458.536 | -334.8616 | -210.3522 | 8.2073 | 10.5357 | 0 | 1.7227
2035 | 1323 | MW | 658.4041 | 845.191 | 1079.8564 | 322.4441 | -638.769 | -636.9805 | -725.4349 | -1397.7637 | -321.9823 | -202.8396 | 8.2073 | 10.5357 | 0 | 1.7227
2035 | 1324 | MW | 569.129 | 730.5889 | 933.4352 | 277.9691 | -638.769 | -636.9805 | -725.4349 | -1397.7637 | -321.9823 | -202.8396 | 8.2073 | 10.5357 | 0 | 1.7227
2035 | 1325 | MW | 502.1726 | 644.6372 | 805.3166 | 244.6128 | -666.5416 | -660.5724 | -752.3029 | -1458.536 | -334.8616 | -210.3522 | 8.2073 | 10.5357 | 0 | 1.7227
2035 | 1326 | MW | 435.2163 | 558.6856 | 713.8034 | 216.8159 | -777.6318 | -754.9398 | -859.7747 | -1701.6254 | -386.3788 | -240.4025 | 8.2073 | 10.5357 | 0 | 3.4454
2035 | 1327 | MW | 368.2599 | 472.734 | 603.9875 | 189.019 | -944.2672 | -849.3073 | -967.2466 | -2066.2594 | -502.2924 | -270.4528 | 8.2073 | 10.5357 | 21.9022 | 3.4454
2035 | 1328 | MW | 323.6224 | 415.4329 | 530.7769 | 166.7815 | -1166.4477 | -1061.6341 | -1209.0582 | -2552.4381 | -605.3267 | -338.066 | 8.2073 | 10.5357 | 21.9022 | 3.4454
2035 | 1329 | MW | 290.1442 | 372.4571 | 475.8689 | 150.1033 | -1360.8557 | -1203.1854 | -1370.266 | -2977.8444 | -695.4818 | -383.1415 | 10.9431 | 14.0476 | 43.8044 | 3.4454
2035 | 1330 | MW | 256.666 | 329.4812 | 439.2636 | 127.8658 | -1499.7185 | -1321.1447 | -1504.6058 | -3281.7061 | -759.8782 | -420.7044 | 10.9431 | 14.0476 | 43.8044 | 3.4454
2035 | 1331 | MW | 245.5066 | 315.156 | 420.961 | 122.3064 | -1610.8088 | -1415.5122 | -1612.0776 | -3524.7954 | -824.2747 | -450.7547 | 10.9431 | 14.0476 | 43.8044 | 3.4454
2035 | 1332 | MW | 256.666 | 329.4812 | 420.961 | 127.8658 | -1694.1265 | -1486.2878 | -1692.6815 | -3707.1124 | -862.9126 | -473.2924 | 13.6789 | 17.5595 | 43.8044 | 3.4454
2035 | 1333 | MW | 301.3036 | 386.7823 | 512.4742 | 150.1033 | -1749.6716 | -1509.8797 | -1719.5494 | -3828.6571 | -875.7919 | -480.805 | 10.9431 | 14.0476 | 43.8044 | 3.4454
2035 | 1334 | MW | 334.7818 | 429.7582 | 567.3822 | 166.7815 | -1749.6716 | -1533.4715 | -1746.4174 | -3828.6571 | -888.6712 | -488.3176 | 10.9431 | 14.0476 | 43.8044 | 3.4454
2035 | 1335 | MW | 368.2599 | 472.734 | 603.9875 | 194.5784 | -1749.6716 | -1509.8797 | -1719.5494 | -3828.6571 | -888.6712 | -480.805 | 10.9431 | 14.0476 | 43.8044 | 0
2035 | 1336 | MW | 457.5351 | 587.3361 | 750.4087 | 233.494 | -1666.3539 | -1462.6959 | -1665.8135 | -3646.3401 | -862.9126 | -465.7798 | 8.2073 | 10.5357 | 0 | 0
2035 | 1337 | MW | 245.5066 | 315.156 | 402.6583 | 122.3064 | -1583.0362 | -1391.9203 | -1585.2096 | -3464.0231 | -824.2747 | -443.2421 | -8.2073 | -10.5357 | -21.9022 | -5.168
2035 | 1338 | MW | 312.463 | 401.1076 | 512.4742 | 155.6627 | -1471.9459 | -1321.1447 | -1504.6058 | -3220.9337 | -772.7575 | -420.7044 | -8.2073 | -10.5357 | -21.9022 | -6.8907
2035 | 1339 | MW | 368.2599 | 472.734 | 603.9875 | 183.4596 | -1388.6282 | -1321.1447 | -1504.6058 | -3038.6167 | -721.2404 | -420.7044 | -10.9431 | -14.0476 | -21.9022 | -8.6134
2035 | 1340 | MW | 390.5787 | 501.3845 | 640.5928 | 194.5784 | -1333.0831 | -1250.3691 | -1424.0019 | -2917.0721 | -695.4818 | -398.1666 | -10.9431 | -14.0476 | -21.9022 | -8.6134
2035 | 1341 | MW | 379.4193 | 487.0592 | 622.2901 | 189.019 | -1249.7654 | -1179.5935 | -1343.398 | -2734.7551 | -643.9646 | -375.6289 | -10.9431 | -14.0476 | -21.9022 | -8.6134
2035 | 1342 | MW | 1104.7798 | 1418.2019 | 1793.6597 | 550.3788 | -1110.9026 | -1085.226 | -1235.9262 | -2430.8934 | -579.5681 | -345.5786 | 8.2073 | 10.5357 | 21.9022 | 0
2035 | 1343 | MW | 1104.7798 | 1418.2019 | 1793.6597 | 550.3788 | -972.0398 | -943.6748 | -1074.7184 | -2127.0317 | -502.2924 | -300.5031 | 13.6789 | 17.5595 | 21.9022 | 0
2035 | 1344 | MW | 1048.9828 | 1346.5755 | 1720.4491 | 517.0225 | -833.1769 | -825.7154 | -940.3786 | -1823.17 | -425.0166 | -262.9402 | 10.9431 | 14.0476 | 21.9022 | 0
2035 | 1345 | MW | 836.9544 | 1074.3954 | 1372.6988 | 416.9536 | -722.0867 | -731.348 | -832.9068 | -1580.0807 | -360.6202 | -232.8899 | 8.2073 | 10.5357 | 0 | 1.7227
2035 | 1346 | MW | 747.6793 | 959.7932 | 1226.2776 | 372.4786 | -666.5416 | -660.5724 | -752.3029 | -1458.536 | -334.8616 | -210.3522 | 8.2073 | 10.5357 | 0 | 1.7227
2035 | 1347 | MW | 658.4041 | 845.191 | 1079.8564 | 322.4441 | -638.769 | -636.9805 | -725.4349 | -1397.7637 | -321.9823 | -202.8396 | 8.2073 | 10.5357 | 0 | 1.7227
2035 | 1348 | MW | 569.129 | 730.5889 | 933.4352 | 277.9691 | -638.769 | -636.9805 | -725.4349 | -1397.7637 | -321.9823 | -202.8396 | 8.2073 | 10.5357 | 0 | 1.7227
2035 | 1349 | MW | 502.1726 | 644.6372 | 805.3166 | 244.6128 | -666.5416 | -660.5724 | -752.3029 | -1458.536 | -334.8616 | -210.3522 | 8.2073 | 10.5357 | 0 | 1.7227
2035 | 1350 | MW | 435.2163 | 558.6856 | 713.8034 | 216.8159 | -749.8593 | -754.9398 | -859.7747 | -1640.853 | -386.3788 | -240.4025 | 8.2073 | 10.5357 | 0 | 1.7227
2035 | 1351 | MW | 368.2599 | 472.734 | 603.9875 | 189.019 | -944.2672 | -849.3073 | -967.2466 | -2066.2594 | -502.2924 | -270.4528 | 8.2073 | 10.5357 | 21.9022 | 3.4454
2035 | 1352 | MW | 323.6224 | 415.4329 | 530.7769 | 166.7815 | -1166.4477 | -1061.6341 | -1209.0582 | -2552.4381 | -605.3267 | -338.066 | 10.9431 | 14.0476 | 21.9022 | 3.4454
2035 | 1353 | MW | 290.1442 | 372.4571 | 475.8689 | 150.1033 | -1360.8557 | -1203.1854 | -1370.266 | -2977.8444 | -682.6025 | -383.1415 | 10.9431 | 14.0476 | 43.8044 | 3.4454
2035 | 1354 | MW | 256.666 | 329.4812 | 439.2636 | 127.8658 | -1527.4911 | -1321.1447 | -1504.6058 | -3342.4784 | -759.8782 | -420.7044 | 10.9431 | 14.0476 | 43.8044 | 3.4454
2035 | 1355 | MW | 245.5066 | 315.156 | 420.961 | 122.3064 | -1638.5813 | -1415.5122 | -1612.0776 | -3585.5677 | -824.2747 | -450.7547 | 10.9431 | 14.0476 | 43.8044 | 3.4454
2035 | 1356 | MW | 256.666 | 329.4812 | 420.961 | 127.8658 | -1749.6716 | -1462.6959 | -1665.8135 | -3828.6571 | -875.7919 | -465.7798 | 10.9431 | 14.0476 | 43.8044 | 3.4454
2035 | 1357 | MW | 301.3036 | 386.7823 | 512.4742 | 150.1033 | -1805.2167 | -1509.8797 | -1719.5494 | -3950.2018 | -914.4297 | -480.805 | 10.9431 | 14.0476 | 43.8044 | 3.4454
2035 | 1358 | MW | 334.7818 | 429.7582 | 567.3822 | 166.7815 | -1832.9893 | -1509.8797 | -1719.5494 | -4010.9741 | -927.309 | -480.805 | 10.9431 | 14.0476 | 43.8044 | 3.4454
2035 | 1359 | MW | 368.2599 | 472.734 | 603.9875 | 194.5784 | -1832.9893 | -1509.8797 | -1719.5494 | -4010.9741 | -914.4297 | -480.805 | 10.9431 | 14.0476 | 43.8044 | 0
2035 | 1360 | MW | 457.5351 | 587.3361 | 750.4087 | 233.494 | -1749.6716 | -1462.6959 | -1665.8135 | -3828.6571 | -888.6712 | -465.7798 | 5.4716 | 7.0238 | 0 | 0
2035 | 1361 | MW | 245.5066 | 315.156 | 402.6583 | 122.3064 | -1638.5813 | -1391.9203 | -1585.2096 | -3585.5677 | -837.154 | -443.2421 | -5.4716 | -7.0238 | -21.9022 | -5.168
2035 | 1362 | MW | 312.463 | 401.1076 | 512.4742 | 155.6627 | -1527.4911 | -1321.1447 | -1504.6058 | -3342.4784 | -785.6368 | -420.7044 | -8.2073 | -10.5357 | -21.9022 | -6.8907
2035 | 1363 | MW | 368.2599 | 472.734 | 603.9875 | 183.4596 | -1444.1734 | -1344.7366 | -1531.4737 | -3160.1614 | -721.2404 | -428.2169 | -8.2073 | -10.5357 | -21.9022 | -8.6134
2035 | 1364 | MW | 390.5787 | 501.3845 | 640.5928 | 194.5784 | -1360.8557 | -1273.961 | -1450.8698 | -2977.8444 | -682.6025 | -405.6792 | -10.9431 | -14.0476 | -21.9022 | -8.6134
2035 | 1365 | MW | 379.4193 | 487.0592 | 622.2901 | 189.019 | -1249.7654 | -1203.1854 | -1370.266 | -2734.7551 | -643.9646 | -383.1415 | -10.9431 | -14.0476 | -21.9022 | -8.6134
2035 | 1366 | MW | 1104.7798 | 1418.2019 | 1793.6597 | 550.3788 | -1138.6752 | -1085.226 | -1235.9262 | -2491.6657 | -579.5681 | -345.5786 | 10.9431 | 14.0476 | 21.9022 | 0
2035 | 1367 | MW | 1104.7798 | 1418.2019 | 1793.6597 | 550.3788 | -972.0398 | -943.6748 | -1074.7184 | -2127.0317 | -502.2924 | -300.5031 | 13.6789 | 17.5595 | 21.9022 | 0
2035 | 1368 | MW | 1048.9828 | 1346.5755 | 1720.4491 | 517.0225 | -833.1769 | -825.7154 | -940.3786 | -1823.17 | -425.0166 | -262.9402 | 10.9431 | 14.0476 | 21.9022 | 0
2035 | 1369 | MW | 937.3889 | 1203.3228 | 1537.4226 | 466.9881 | -722.0867 | -731.348 | -832.9068 | -1580.0807 | -360.6202 | -232.8899 | 8.2073 | 10.5357 | 0 | 3.4454
2035 | 1370 | MW | 836.9544 | 1074.3954 | 1372.6988 | 416.9536 | -666.5416 | -684.1642 | -779.1708 | -1458.536 | -347.7409 | -217.8648 | 8.2073 | 10.5357 | 0 | 1.7227
2035 | 1371 | MW | 736.5199 | 945.4679 | 1207.9749 | 366.9192 | -638.769 | -660.5724 | -752.3029 | -1397.7637 | -334.8616 | -210.3522 | 8.2073 | 10.5357 | 0 | 1.7227
2035 | 1372 | MW | 624.9259 | 802.2152 | 1006.6458 | 305.766 | -638.769 | -660.5724 | -752.3029 | -1397.7637 | -334.8616 | -210.3522 | 8.2073 | 10.5357 | 0 | 1.7227
2035 | 1373 | MW | 513.332 | 658.9625 | 841.9219 | 255.7316 | -666.5416 | -684.1642 | -779.1708 | -1458.536 | -347.7409 | -217.8648 | 8.2073 | 10.5357 | 0 | 1.7227
2035 | 1374 | MW | 424.0569 | 544.3603 | 695.5007 | 205.6971 | -749.8593 | -778.5317 | -886.6427 | -1640.853 | -386.3788 | -247.9151 | 8.2073 | 10.5357 | 0 | 3.4454
2035 | 1375 | MW | 345.9411 | 444.0834 | 567.3822 | 172.3408 | -944.2672 | -872.8992 | -994.1145 | -2066.2594 | -502.2924 | -277.9654 | 10.9431 | 14.0476 | 21.9022 | 3.4454
2035 | 1376 | MW | 267.8254 | 343.8065 | 457.5663 | 133.4252 | -1166.4477 | -1061.6341 | -1209.0582 | -2552.4381 | -605.3267 | -338.066 | 10.9431 | 14.0476 | 21.9022 | 3.4454
2035 | 1377 | MW | 245.5066 | 315.156 | 402.6583 | 127.8658 | -1360.8557 | -1226.7772 | -1397.1339 | -2977.8444 | -682.6025 | -390.654 | 10.9431 | 14.0476 | 43.8044 | 3.4454
2035 | 1378 | MW | 212.0284 | 272.1802 | 347.7504 | 111.1876 | -1527.4911 | -1321.1447 | -1504.6058 | -3342.4784 | -759.8782 | -420.7044 | 10.9431 | 14.0476 | 43.8044 | 3.4454
2035 | 1379 | MW | 200.8691 | 257.8549 | 329.4477 | 105.6283 | -1666.3539 | -1415.5122 | -1612.0776 | -3646.3401 | -824.2747 | -450.7547 | 10.9431 | 14.0476 | 43.8044 | 3.4454
2035 | 1380 | MW | 212.0284 | 272.1802 | 366.053 | 105.6283 | -1749.6716 | -1486.2878 | -1692.6815 | -3828.6571 | -850.0333 | -473.2924 | 10.9431 | 14.0476 | 43.8044 | 3.4454
2035 | 1381 | MW | 267.8254 | 343.8065 | 439.2636 | 138.9845 | -1832.9893 | -1533.4715 | -1746.4174 | -4010.9741 | -875.7919 | -488.3176 | 10.9431 | 14.0476 | 43.8044 | 3.4454
2035 | 1382 | MW | 301.3036 | 386.7823 | 494.1716 | 155.6627 | -1860.7618 | -1557.0634 | -1773.2854 | -4071.7464 | -888.6712 | -495.8301 | 10.9431 | 14.0476 | 43.8044 | 3.4454
2035 | 1383 | MW | 345.9411 | 444.0834 | 567.3822 | 177.9002 | -1860.7618 | -1557.0634 | -1773.2854 | -4071.7464 | -888.6712 | -495.8301 | 10.9431 | 14.0476 | 43.8044 | 0
2035 | 1384 | MW | 435.2163 | 558.6856 | 713.8034 | 222.3753 | -1805.2167 | -1533.4715 | -1746.4174 | -3950.2018 | -875.7919 | -488.3176 | 5.4716 | 7.0238 | 0 | 0
2035 | 1385 | MW | 234.3472 | 300.8307 | 384.3557 | 122.3064 | -1694.1265 | -1462.6959 | -1665.8135 | -3707.1124 | -837.154 | -465.7798 | -8.2073 | -10.5357 | -21.9022 | -5.168
2035 | 1386 | MW | 301.3036 | 386.7823 | 475.8689 | 155.6627 | -1555.2636 | -1368.3285 | -1558.3417 | -3403.2507 | -785.6368 | -435.7295 | -8.2073 | -10.5357 | -21.9022 | -6.8907
2035 | 1387 | MW | 345.9411 | 444.0834 | 567.3822 | 172.3408 | -1444.1734 | -1344.7366 | -1531.4737 | -3160.1614 | -721.2404 | -428.2169 | -10.9431 | -14.0476 | -21.9022 | -8.6134
2035 | 1388 | MW | 379.4193 | 487.0592 | 622.2901 | 189.019 | -1360.8557 | -1273.961 | -1450.8698 | -2977.8444 | -695.4818 | -405.6792 | -10.9431 | -14.0476 | -21.9022 | -8.6134
2035 | 1389 | MW | 368.2599 | 472.734 | 603.9875 | 189.019 | -1277.538 | -1203.1854 | -1370.266 | -2795.5274 | -643.9646 | -383.1415 | -10.9431 | -14.0476 | -21.9022 | -8.6134
2035 | 1390 | MW | 1082.461 | 1389.5514 | 1757.0544 | 544.8194 | -1138.6752 | -1085.226 | -1235.9262 | -2491.6657 | -579.5681 | -345.5786 | 10.9431 | 14.0476 | 21.9022 | 0
2035 | 1391 | MW | 1071.3016 | 1375.2261 | 1757.0544 | 539.26 | -972.0398 | -943.6748 | -1074.7184 | -2127.0317 | -502.2924 | -300.5031 | 13.6789 | 17.5595 | 21.9022 | 1.7227
2035 | 1392 | MW | 1015.5047 | 1303.5997 | 1665.5412 | 511.4631 | -833.1769 | -825.7154 | -940.3786 | -1823.17 | -425.0166 | -262.9402 | 10.9431 | 14.0476 | 21.9022 | 0
2035 | 1393 | MW | 937.3889 | 1203.3228 | 1519.12 | 472.5475 | -722.0867 | -731.348 | -832.9068 | -1580.0807 | -360.6202 | -232.8899 | 10.9431 | 14.0476 | 21.9022 | 3.4454
2035 | 1394 | MW | 836.9544 | 1074.3954 | 1372.6988 | 416.9536 | -666.5416 | -684.1642 | -779.1708 | -1458.536 | -334.8616 | -217.8648 | 8.2073 | 10.5357 | 21.9022 | 3.4454
2035 | 1395 | MW | 725.3605 | 931.1427 | 1189.6723 | 366.9192 | -638.769 | -660.5724 | -752.3029 | -1397.7637 | -321.9823 | -210.3522 | 8.2073 | 10.5357 | 0 | 1.7227
2035 | 1396 | MW | 613.7666 | 787.8899 | 988.3431 | 305.766 | -638.769 | -660.5724 | -752.3029 | -1397.7637 | -334.8616 | -210.3522 | 8.2073 | 10.5357 | 0 | 1.7227
2035 | 1397 | MW | 513.332 | 658.9625 | 823.6193 | 255.7316 | -666.5416 | -684.1642 | -779.1708 | -1458.536 | -334.8616 | -217.8648 | 8.2073 | 10.5357 | 0 | 3.4454
2035 | 1398 | MW | 412.8975 | 530.0351 | 677.1981 | 205.6971 | -749.8593 | -778.5317 | -886.6427 | -1640.853 | -386.3788 | -247.9151 | 8.2073 | 10.5357 | 21.9022 | 3.4454
2035 | 1399 | MW | 334.7818 | 429.7582 | 549.0795 | 172.3408 | -944.2672 | -872.8992 | -994.1145 | -2066.2594 | -502.2924 | -277.9654 | 8.2073 | 10.5357 | 21.9022 | 3.4454
2035 | 1400 | MW | 267.8254 | 343.8065 | 439.2636 | 138.9845 | -1166.4477 | -1085.226 | -1235.9262 | -2552.4381 | -605.3267 | -345.5786 | 10.9431 | 14.0476 | 21.9022 | 3.4454
2035 | 1401 | MW | 245.5066 | 315.156 | 402.6583 | 122.3064 | -1360.8557 | -1226.7772 | -1397.1339 | -2977.8444 | -682.6025 | -390.654 | 10.9431 | 14.0476 | 43.8044 | 3.4454
2035 | 1402 | MW | 212.0284 | 272.1802 | 347.7504 | 111.1876 | -1499.7185 | -1344.7366 | -1531.4737 | -3281.7061 | -734.1197 | -428.2169 | 13.6789 | 17.5595 | 43.8044 | 3.4454
2035 | 1403 | MW | 200.8691 | 257.8549 | 329.4477 | 100.0689 | -1638.5813 | -1486.2878 | -1692.6815 | -3585.5677 | -772.7575 | -473.2924 | 13.6789 | 17.5595 | 43.8044 | 3.4454
2035 | 1404 | MW | 212.0284 | 272.1802 | 366.053 | 105.6283 | -1694.1265 | -1580.6553 | -1800.1533 | -3707.1124 | -811.3954 | -503.3427 | 13.6789 | 17.5595 | 43.8044 | 3.4454
2035 | 1405 | MW | 267.8254 | 343.8065 | 439.2636 | 138.9845 | -1749.6716 | -1651.4309 | -1880.7572 | -3828.6571 | -824.2747 | -525.8804 | 13.6789 | 17.5595 | 43.8044 | 3.4454
2035 | 1406 | MW | 301.3036 | 386.7823 | 494.1716 | 161.2221 | -1777.4442 | -1675.0228 | -1907.6252 | -3889.4294 | -837.154 | -533.393 | 13.6789 | 17.5595 | 43.8044 | 3.4454
2035 | 1407 | MW | 345.9411 | 444.0834 | 567.3822 | 177.9002 | -1749.6716 | -1627.839 | -1853.8893 | -3828.6571 | -824.2747 | -518.3679 | 13.6789 | 17.5595 | 43.8044 | 1.7227
2035 | 1408 | MW | 446.3757 | 573.0109 | 713.8034 | 227.9347 | -1694.1265 | -1557.0634 | -1773.2854 | -3707.1124 | -811.3954 | -495.8301 | 8.2073 | 10.5357 | 0 | 1.7227
2035 | 1409 | MW | 245.5066 | 315.156 | 402.6583 | 122.3064 | -1610.8088 | -1486.2878 | -1692.6815 | -3524.7954 | -772.7575 | -473.2924 | -8.2073 | -10.5357 | -21.9022 | -5.168
2035 | 1410 | MW | 301.3036 | 386.7823 | 494.1716 | 155.6627 | -1499.7185 | -1368.3285 | -1558.3417 | -3281.7061 | -746.9989 | -435.7295 | -8.2073 | -10.5357 | -21.9022 | -5.168
2035 | 1411 | MW | 345.9411 | 444.0834 | 567.3822 | 177.9002 | -1416.4008 | -1368.3285 | -1558.3417 | -3099.3891 | -708.3611 | -435.7295 | -8.2073 | -10.5357 | -21.9022 | -6.8907
2035 | 1412 | MW | 379.4193 | 487.0592 | 622.2901 | 189.019 | -1333.0831 | -1273.961 | -1450.8698 | -2917.0721 | -682.6025 | -405.6792 | -10.9431 | -14.0476 | -21.9022 | -8.6134
2035 | 1413 | MW | 379.4193 | 487.0592 | 622.2901 | 189.019 | -1249.7654 | -1203.1854 | -1370.266 | -2734.7551 | -643.9646 | -383.1415 | -10.9431 | -14.0476 | -21.9022 | -6.8907
2035 | 1414 | MW | 1082.461 | 1389.5514 | 1775.3571 | 544.8194 | -1138.6752 | -1108.8179 | -1262.7941 | -2491.6657 | -579.5681 | -353.0912 | 10.9431 | 14.0476 | 0 | 0
2035 | 1415 | MW | 1082.461 | 1389.5514 | 1757.0544 | 544.8194 | -972.0398 | -967.2667 | -1101.5864 | -2127.0317 | -502.2924 | -308.0157 | 13.6789 | 17.5595 | 21.9022 | 1.7227
2035 | 1416 | MW | 1026.6641 | 1317.925 | 1665.5412 | 511.4631 | -833.1769 | -825.7154 | -940.3786 | -1823.17 | -425.0166 | -262.9402 | 10.9431 | 14.0476 | 21.9022 | 1.7227
2035 | 1417 | MW | 937.3889 | 1203.3228 | 1519.12 | 466.9881 | -722.0867 | -731.348 | -832.9068 | -1580.0807 | -373.4995 | -232.8899 | 10.9431 | 14.0476 | 0 | 3.4454
2035 | 1418 | MW | 836.9544 | 1074.3954 | 1372.6988 | 416.9536 | -666.5416 | -684.1642 | -779.1708 | -1458.536 | -347.7409 | -217.8648 | 8.2073 | 10.5357 | 0 | 3.4454
2035 | 1419 | MW | 725.3605 | 931.1427 | 1189.6723 | 361.3598 | -638.769 | -660.5724 | -752.3029 | -1397.7637 | -334.8616 | -210.3522 | 8.2073 | 10.5357 | 0 | 3.4454
2035 | 1420 | MW | 613.7666 | 787.8899 | 988.3431 | 300.2066 | -638.769 | -660.5724 | -752.3029 | -1397.7637 | -334.8616 | -210.3522 | 8.2073 | 10.5357 | 0 | 1.7227
2035 | 1421 | MW | 502.1726 | 644.6372 | 823.6193 | 250.1722 | -666.5416 | -684.1642 | -779.1708 | -1458.536 | -347.7409 | -217.8648 | 8.2073 | 10.5357 | 0 | 1.7227
2035 | 1422 | MW | 412.8975 | 530.0351 | 677.1981 | 200.1377 | -777.6318 | -778.5317 | -886.6427 | -1701.6254 | -399.2581 | -247.9151 | 8.2073 | 10.5357 | 0 | 1.7227
2035 | 1423 | MW | 334.7818 | 429.7582 | 530.7769 | 166.7815 | -944.2672 | -872.8992 | -994.1145 | -2066.2594 | -502.2924 | -277.9654 | 8.2073 | 10.5357 | 0 | 3.4454
2035 | 1424 | MW | 267.8254 | 343.8065 | 439.2636 | 133.4252 | -1194.2203 | -1061.6341 | -1209.0582 | -2613.2104 | -618.206 | -338.066 | 8.2073 | 10.5357 | 21.9022 | 3.4454
2035 | 1425 | MW | 234.3472 | 300.8307 | 384.3557 | 122.3064 | -1388.6282 | -1226.7772 | -1397.1339 | -3038.6167 | -708.3611 | -390.654 | 10.9431 | 14.0476 | 43.8044 | 3.4454
2035 | 1426 | MW | 200.8691 | 257.8549 | 347.7504 | 111.1876 | -1527.4911 | -1344.7366 | -1531.4737 | -3342.4784 | -785.6368 | -428.2169 | 10.9431 | 14.0476 | 43.8044 | 3.4454
2035 | 1427 | MW | 200.8691 | 257.8549 | 329.4477 | 100.0689 | -1638.5813 | -1439.1041 | -1638.9456 | -3585.5677 | -850.0333 | -458.2672 | 10.9431 | 14.0476 | 43.8044 | 3.4454
2035 | 1428 | MW | 212.0284 | 272.1802 | 366.053 | 105.6283 | -1694.1265 | -1509.8797 | -1719.5494 | -3707.1124 | -875.7919 | -480.805 | 10.9431 | 14.0476 | 43.8044 | 3.4454
2035 | 1429 | MW | 267.8254 | 343.8065 | 439.2636 | 138.9845 | -1721.899 | -1533.4715 | -1746.4174 | -3767.8848 | -888.6712 | -488.3176 | 10.9431 | 14.0476 | 43.8044 | 3.4454
2035 | 1430 | MW | 301.3036 | 386.7823 | 494.1716 | 155.6627 | -1721.899 | -1557.0634 | -1773.2854 | -3767.8848 | -914.4297 | -495.8301 | 10.9431 | 14.0476 | 43.8044 | 3.4454
2035 | 1431 | MW | 345.9411 | 444.0834 | 567.3822 | 177.9002 | -1694.1265 | -1557.0634 | -1773.2854 | -3707.1124 | -914.4297 | -495.8301 | 10.9431 | 14.0476 | 43.8044 | 1.7227
2035 | 1432 | MW | 435.2163 | 558.6856 | 713.8034 | 222.3753 | -1666.3539 | -1509.8797 | -1719.5494 | -3646.3401 | -901.5504 | -480.805 | 8.2073 | 10.5357 | 0 | 1.7227
2035 | 1433 | MW | 245.5066 | 315.156 | 402.6583 | 127.8658 | -1555.2636 | -1439.1041 | -1638.9456 | -3403.2507 | -862.9126 | -458.2672 | -5.4716 | -7.0238 | -21.9022 | -5.168
2035 | 1434 | MW | 301.3036 | 386.7823 | 494.1716 | 155.6627 | -1444.1734 | -1344.7366 | -1531.4737 | -3160.1614 | -798.5161 | -428.2169 | -5.4716 | -7.0238 | -21.9022 | -5.168
2035 | 1435 | MW | 357.1005 | 458.4087 | 585.6848 | 177.9002 | -1388.6282 | -1321.1447 | -1504.6058 | -3038.6167 | -734.1197 | -420.7044 | -5.4716 | -7.0238 | -21.9022 | -6.8907
2035 | 1436 | MW | 390.5787 | 501.3845 | 640.5928 | 194.5784 | -1333.0831 | -1250.3691 | -1424.0019 | -2917.0721 | -682.6025 | -398.1666 | -8.2073 | -10.5357 | -21.9022 | -6.8907
2035 | 1437 | MW | 390.5787 | 501.3845 | 622.2901 | 194.5784 | -1249.7654 | -1179.5935 | -1343.398 | -2734.7551 | -643.9646 | -375.6289 | -8.2073 | -10.5357 | -21.9022 | -6.8907
2035 | 1438 | MW | 1082.461 | 1389.5514 | 1757.0544 | 539.26 | -1138.6752 | -1085.226 | -1235.9262 | -2491.6657 | -592.4474 | -345.5786 | 10.9431 | 14.0476 | 21.9022 | 0
2035 | 1439 | MW | 1071.3016 | 1375.2261 | 1757.0544 | 533.7007 | -972.0398 | -943.6748 | -1074.7184 | -2127.0317 | -515.1717 | -300.5031 | 13.6789 | 17.5595 | 21.9022 | 1.7227
2035 | 1440 | MW | 1015.5047 | 1303.5997 | 1647.2385 | 505.9038 | -833.1769 | -825.7154 | -940.3786 | -1823.17 | -437.8959 | -262.9402 | 13.6789 | 17.5595 | 21.9022 | 1.7227
2035 | 1441 | MW | 926.2295 | 1188.9976 | 1500.8173 | 461.4287 | -694.3141 | -684.1642 | -779.1708 | -1519.3084 | -360.6202 | -217.8648 | 10.9431 | 14.0476 | 21.9022 | 3.4454
2035 | 1442 | MW | 836.9544 | 1074.3954 | 1354.3961 | 411.3943 | -638.769 | -636.9805 | -725.4349 | -1397.7637 | -334.8616 | -202.8396 | 10.9431 | 14.0476 | 21.9022 | 3.4454
2035 | 1443 | MW | 725.3605 | 931.1427 | 1171.3696 | 361.3598 | -610.9964 | -636.9805 | -725.4349 | -1336.9914 | -321.9823 | -202.8396 | 8.2073 | 10.5357 | 0 | 3.4454
2035 | 1444 | MW | 602.6072 | 773.5647 | 988.3431 | 300.2066 | -610.9964 | -613.3886 | -698.567 | -1336.9914 | -309.103 | -195.327 | 8.2073 | 10.5357 | 0 | 3.4454
2035 | 1445 | MW | 502.1726 | 644.6372 | 823.6193 | 250.1722 | -638.769 | -613.3886 | -698.567 | -1397.7637 | -321.9823 | -195.327 | 8.2073 | 10.5357 | 0 | 1.7227
2035 | 1446 | MW | 424.0569 | 544.3603 | 677.1981 | 205.6971 | -694.3141 | -660.5724 | -752.3029 | -1519.3084 | -347.7409 | -210.3522 | 8.2073 | 10.5357 | 0 | 1.7227
2035 | 1447 | MW | 357.1005 | 458.4087 | 585.6848 | 177.9002 | -777.6318 | -684.1642 | -779.1708 | -1701.6254 | -412.1373 | -217.8648 | 8.2073 | 10.5357 | 0 | 3.4454
2035 | 1448 | MW | 312.463 | 401.1076 | 512.4742 | 161.2221 | -916.4946 | -825.7154 | -940.3786 | -2005.487 | -489.4131 | -262.9402 | 10.9431 | 14.0476 | 21.9022 | 3.4454
2035 | 1449 | MW | 290.1442 | 372.4571 | 475.8689 | 144.5439 | -1027.5849 | -920.0829 | -1047.8504 | -2248.5764 | -553.8096 | -292.9905 | 10.9431 | 14.0476 | 43.8044 | 3.4454
2035 | 1450 | MW | 267.8254 | 343.8065 | 439.2636 | 138.9845 | -1110.9026 | -1014.4504 | -1155.3223 | -2430.8934 | -592.4474 | -323.0408 | 10.9431 | 14.0476 | 43.8044 | 3.4454
2035 | 1451 | MW | 301.3036 | 386.7823 | 475.8689 | 155.6627 | -1166.4477 | -1061.6341 | -1209.0582 | -2552.4381 | -631.0853 | -338.066 | 10.9431 | 14.0476 | 65.7066 | 3.4454
2035 | 1452 | MW | 357.1005 | 458.4087 | 567.3822 | 183.4596 | -1221.9929 | -1085.226 | -1235.9262 | -2673.9827 | -643.9646 | -345.5786 | 10.9431 | 14.0476 | 65.7066 | 3.4454
2035 | 1453 | MW | 435.2163 | 558.6856 | 713.8034 | 227.9347 | -1249.7654 | -1132.4098 | -1289.6621 | -2734.7551 | -643.9646 | -360.6037 | 10.9431 | 14.0476 | 65.7066 | 3.4454
2035 | 1454 | MW | 491.0132 | 630.312 | 805.3166 | 255.7316 | -1249.7654 | -1132.4098 | -1289.6621 | -2734.7551 | -643.9646 | -360.6037 | 10.9431 | 14.0476 | 65.7066 | 3.4454
2035 | 1455 | MW | 535.6508 | 687.613 | 878.5272 | 277.9691 | -1221.9929 | -1132.4098 | -1289.6621 | -2673.9827 | -643.9646 | -360.6037 | 10.9431 | 14.0476 | 65.7066 | 1.7227
2035 | 1456 | MW | 223.1878 | 286.5054 | 366.053 | 111.1876 | -1166.4477 | -1108.8179 | -1262.7941 | -2552.4381 | -631.0853 | -353.0912 | 8.2073 | 10.5357 | 0 | 1.7227
2035 | 1457 | MW | 256.666 | 329.4812 | 420.961 | 127.8658 | -1138.6752 | -1085.226 | -1235.9262 | -2491.6657 | -605.3267 | -345.5786 | -5.4716 | -7.0238 | -21.9022 | -5.168
2035 | 1458 | MW | 301.3036 | 386.7823 | 494.1716 | 150.1033 | -1110.9026 | -1038.0423 | -1182.1902 | -2430.8934 | -605.3267 | -330.5534 | -5.4716 | -7.0238 | -21.9022 | -5.168
2035 | 1459 | MW | 301.3036 | 386.7823 | 494.1716 | 150.1033 | -1110.9026 | -1108.8179 | -1262.7941 | -2430.8934 | -592.4474 | -353.0912 | -5.4716 | -7.0238 | -21.9022 | -5.168
2035 | 1460 | MW | 312.463 | 401.1076 | 512.4742 | 155.6627 | -1138.6752 | -1085.226 | -1235.9262 | -2491.6657 | -592.4474 | -345.5786 | -5.4716 | -7.0238 | -21.9022 | -5.168
2035 | 1461 | MW | 982.0265 | 1260.6239 | 1610.6332 | 494.785 | -1110.9026 | -1085.226 | -1235.9262 | -2430.8934 | -579.5681 | -345.5786 | -5.4716 | -7.0238 | -21.9022 | -6.8907
2035 | 1462 | MW | 982.0265 | 1260.6239 | 1592.3306 | 494.785 | -1027.5849 | -990.8585 | -1128.4543 | -2248.5764 | -528.051 | -315.5283 | 10.9431 | 14.0476 | 21.9022 | 0
2035 | 1463 | MW | 959.7077 | 1231.9734 | 1555.7253 | 483.6662 | -888.7221 | -896.4911 | -1020.9825 | -1944.7147 | -463.6545 | -285.478 | 16.4147 | 21.0714 | 21.9022 | 1.7227
2035 | 1464 | MW | 915.0701 | 1174.6723 | 1482.5147 | 461.4287 | -777.6318 | -778.5317 | -886.6427 | -1701.6254 | -399.2581 | -247.9151 | 13.6789 | 17.5595 | 21.9022 | 1.7227
2035 | 1465 | MW | 848.1138 | 1088.7206 | 1372.6988 | 422.513 | -666.5416 | -684.1642 | -779.1708 | -1458.536 | -347.7409 | -217.8648 | 10.9431 | 14.0476 | 21.9022 | 3.4454
2035 | 1466 | MW | 758.8386 | 974.1185 | 1226.2776 | 372.4786 | -610.9964 | -636.9805 | -725.4349 | -1336.9914 | -321.9823 | -202.8396 | 10.9431 | 14.0476 | 21.9022 | 3.4454
2035 | 1467 | MW | 647.2447 | 830.8658 | 1061.5537 | 328.0035 | -610.9964 | -613.3886 | -698.567 | -1336.9914 | -309.103 | -195.327 | 8.2073 | 10.5357 | 0 | 3.4454
2035 | 1468 | MW | 569.129 | 730.5889 | 915.1325 | 283.5285 | -583.2239 | -613.3886 | -698.567 | -1276.219 | -309.103 | -195.327 | 8.2073 | 10.5357 | 0 | 3.4454
2035 | 1469 | MW | 502.1726 | 644.6372 | 805.3166 | 250.1722 | -610.9964 | -613.3886 | -698.567 | -1336.9914 | -309.103 | -195.327 | 8.2073 | 10.5357 | 0 | 3.4454
2035 | 1470 | MW | 446.3757 | 573.0109 | 732.106 | 216.8159 | -638.769 | -636.9805 | -725.4349 | -1397.7637 | -334.8616 | -202.8396 | 8.2073 | 10.5357 | 0 | 1.7227
2035 | 1471 | MW | 401.7381 | 515.7098 | 658.8954 | 194.5784 | -722.0867 | -636.9805 | -725.4349 | -1580.0807 | -386.3788 | -202.8396 | 8.2073 | 10.5357 | 0 | 3.4454
2035 | 1472 | MW | 345.9411 | 444.0834 | 567.3822 | 172.3408 | -805.4044 | -731.348 | -832.9068 | -1762.3977 | -437.8959 | -232.8899 | 8.2073 | 10.5357 | 21.9022 | 3.4454
2035 | 1473 | MW | 301.3036 | 386.7823 | 475.8689 | 150.1033 | -888.7221 | -802.1236 | -913.5106 | -1944.7147 | -476.5338 | -255.4276 | 10.9431 | 14.0476 | 43.8044 | 3.4454
2035 | 1474 | MW | 290.1442 | 372.4571 | 457.5663 | 144.5439 | -972.0398 | -872.8992 | -994.1145 | -2127.0317 | -515.1717 | -277.9654 | 10.9431 | 14.0476 | 65.7066 | 3.4454
2035 | 1475 | MW | 301.3036 | 386.7823 | 494.1716 | 150.1033 | -1027.5849 | -920.0829 | -1047.8504 | -2248.5764 | -528.051 | -292.9905 | 10.9431 | 14.0476 | 65.7066 | 3.4454
2035 | 1476 | MW | 357.1005 | 458.4087 | 585.6848 | 177.9002 | -1083.13 | -943.6748 | -1074.7184 | -2370.1211 | -540.9303 | -300.5031 | 10.9431 | 14.0476 | 65.7066 | 3.4454
2035 | 1477 | MW | 446.3757 | 573.0109 | 732.106 | 222.3753 | -1110.9026 | -967.2667 | -1101.5864 | -2430.8934 | -540.9303 | -308.0157 | 10.9431 | 14.0476 | 65.7066 | 3.4454
2035 | 1478 | MW | 513.332 | 658.9625 | 841.9219 | 250.1722 | -1110.9026 | -967.2667 | -1101.5864 | -2430.8934 | -553.8096 | -308.0157 | 10.9431 | 14.0476 | 65.7066 | 3.4454
2035 | 1479 | MW | 535.6508 | 687.613 | 878.5272 | 266.8503 | -1110.9026 | -943.6748 | -1074.7184 | -2430.8934 | -553.8096 | -300.5031 | 10.9431 | 14.0476 | 65.7066 | 1.7227
2035 | 1480 | MW | 212.0284 | 272.1802 | 347.7504 | 111.1876 | -1083.13 | -943.6748 | -1074.7184 | -2370.1211 | -540.9303 | -300.5031 | 8.2073 | 10.5357 | 0 | 1.7227
2035 | 1481 | MW | 245.5066 | 315.156 | 402.6583 | 122.3064 | -1055.3575 | -943.6748 | -1074.7184 | -2309.3487 | -540.9303 | -300.5031 | -5.4716 | -7.0238 | -21.9022 | -5.168
2035 | 1482 | MW | 278.9848 | 358.1318 | 457.5663 | 138.9845 | -1027.5849 | -967.2667 | -1101.5864 | -2248.5764 | -553.8096 | -308.0157 | -5.4716 | -7.0238 | -21.9022 | -5.168
2035 | 1483 | MW | 301.3036 | 386.7823 | 494.1716 | 150.1033 | -1083.13 | -1085.226 | -1235.9262 | -2370.1211 | -566.6889 | -345.5786 | -5.4716 | -7.0238 | -21.9022 | -5.168
2035 | 1484 | MW | 290.1442 | 372.4571 | 475.8689 | 150.1033 | -1110.9026 | -1085.226 | -1235.9262 | -2430.8934 | -579.5681 | -345.5786 | -5.4716 | -7.0238 | -21.9022 | -5.168
2035 | 1485 | MW | 959.7077 | 1231.9734 | 1555.7253 | 489.2256 | -1083.13 | -1061.6341 | -1209.0582 | -2370.1211 | -566.6889 | -338.066 | -8.2073 | -10.5357 | -21.9022 | -6.8907
2035 | 1486 | MW | 959.7077 | 1231.9734 | 1555.7253 | 489.2256 | -999.8123 | -990.8585 | -1128.4543 | -2187.8041 | -528.051 | -315.5283 | 10.9431 | 14.0476 | 0 | 0
2035 | 1487 | MW | 926.2295 | 1188.9976 | 1519.12 | 472.5475 | -888.7221 | -872.8992 | -994.1145 | -1944.7147 | -463.6545 | -277.9654 | 16.4147 | 21.0714 | 21.9022 | 1.7227
2035 | 1488 | MW | 892.7514 | 1146.0217 | 1445.9094 | 450.3099 | -749.8593 | -754.9398 | -859.7747 | -1640.853 | -386.3788 | -240.4025 | 13.6789 | 17.5595 | 21.9022 | 1.7227
2035 | 1489 | MW | 836.9544 | 1074.3954 | 1354.3961 | 422.513 | -694.3141 | -707.7561 | -806.0388 | -1519.3084 | -360.6202 | -225.3773 | 10.9431 | 14.0476 | 21.9022 | 3.4454
2035 | 1490 | MW | 758.8386 | 974.1185 | 1226.2776 | 378.038 | -638.769 | -660.5724 | -752.3029 | -1397.7637 | -334.8616 | -210.3522 | 8.2073 | 10.5357 | 0 | 3.4454
2035 | 1491 | MW | 658.4041 | 845.191 | 1061.5537 | 328.0035 | -638.769 | -636.9805 | -725.4349 | -1397.7637 | -321.9823 | -202.8396 | 8.2073 | 10.5357 | 0 | 1.7227
2035 | 1492 | MW | 569.129 | 730.5889 | 915.1325 | 283.5285 | -638.769 | -636.9805 | -725.4349 | -1397.7637 | -321.9823 | -202.8396 | 5.4716 | 7.0238 | 0 | 1.7227
2035 | 1493 | MW | 491.0132 | 630.312 | 805.3166 | 250.1722 | -666.5416 | -660.5724 | -752.3029 | -1458.536 | -334.8616 | -210.3522 | 5.4716 | 7.0238 | 0 | 1.7227
2035 | 1494 | MW | 435.2163 | 558.6856 | 695.5007 | 216.8159 | -749.8593 | -754.9398 | -859.7747 | -1640.853 | -386.3788 | -240.4025 | 5.4716 | 7.0238 | 0 | 1.7227
2035 | 1495 | MW | 379.4193 | 487.0592 | 622.2901 | 189.019 | -944.2672 | -872.8992 | -994.1145 | -2066.2594 | -502.2924 | -277.9654 | 5.4716 | 7.0238 | 0 | 1.7227
2035 | 1496 | MW | 334.7818 | 429.7582 | 549.0795 | 161.2221 | -1166.4477 | -1061.6341 | -1209.0582 | -2552.4381 | -605.3267 | -338.066 | 8.2073 | 10.5357 | 0 | 1.7227
2035 | 1497 | MW | 290.1442 | 372.4571 | 475.8689 | 144.5439 | -1360.8557 | -1226.7772 | -1397.1339 | -2977.8444 | -695.4818 | -390.654 | 8.2073 | 10.5357 | 43.8044 | 1.7227
2035 | 1498 | MW | 267.8254 | 343.8065 | 439.2636 | 144.5439 | -1471.9459 | -1321.1447 | -1504.6058 | -3220.9337 | -772.7575 | -420.7044 | 8.2073 | 10.5357 | 43.8044 | 3.4454
2035 | 1499 | MW | 245.5066 | 315.156 | 402.6583 | 133.4252 | -1583.0362 | -1415.5122 | -1612.0776 | -3464.0231 | -798.5161 | -450.7547 | 8.2073 | 10.5357 | 43.8044 | 3.4454
2035 | 1500 | MW | 256.666 | 329.4812 | 420.961 | 127.8658 | -1610.8088 | -1462.6959 | -1665.8135 | -3524.7954 | -798.5161 | -465.7798 | 8.2073 | 10.5357 | 43.8044 | 3.4454
2035 | 1501 | MW | 301.3036 | 386.7823 | 494.1716 | 161.2221 | -1638.5813 | -1486.2878 | -1692.6815 | -3585.5677 | -785.6368 | -473.2924 | 8.2073 | 10.5357 | 43.8044 | 3.4454
2035 | 1502 | MW | 334.7818 | 429.7582 | 549.0795 | 177.9002 | -1638.5813 | -1486.2878 | -1692.6815 | -3585.5677 | -785.6368 | -473.2924 | 8.2073 | 10.5357 | 43.8044 | 3.4454
2035 | 1503 | MW | 368.2599 | 472.734 | 603.9875 | 194.5784 | -1610.8088 | -1486.2878 | -1692.6815 | -3524.7954 | -785.6368 | -473.2924 | 8.2073 | 10.5357 | 43.8044 | 0
2035 | 1504 | MW | 457.5351 | 587.3361 | 750.4087 | 239.0534 | -1583.0362 | -1439.1041 | -1638.9456 | -3464.0231 | -785.6368 | -458.2672 | 5.4716 | 7.0238 | 0 | 0
2035 | 1505 | MW | 245.5066 | 315.156 | 402.6583 | 122.3064 | -1499.7185 | -1368.3285 | -1558.3417 | -3281.7061 | -785.6368 | -435.7295 | -8.2073 | -10.5357 | -21.9022 | -8.6134
2035 | 1506 | MW | 301.3036 | 386.7823 | 494.1716 | 150.1033 | -1416.4008 | -1297.5528 | -1477.7378 | -3099.3891 | -759.8782 | -413.1918 | -8.2073 | -10.5357 | -21.9022 | -10.3361
2035 | 1507 | MW | 345.9411 | 444.0834 | 567.3822 | 172.3408 | -1360.8557 | -1321.1447 | -1504.6058 | -2977.8444 | -708.3611 | -420.7044 | -8.2073 | -10.5357 | -21.9022 | -10.3361
2035 | 1508 | MW | 379.4193 | 487.0592 | 622.2901 | 189.019 | -1305.3105 | -1250.3691 | -1424.0019 | -2856.2997 | -682.6025 | -398.1666 | -8.2073 | -10.5357 | -21.9022 | -10.3361
2035 | 1509 | MW | 379.4193 | 487.0592 | 622.2901 | 183.4596 | -1221.9929 | -1179.5935 | -1343.398 | -2673.9827 | -643.9646 | -375.6289 | -10.9431 | -14.0476 | -21.9022 | -10.3361
2035 | 1510 | MW | 1104.7798 | 1418.2019 | 1793.6597 | 555.9382 | -1110.9026 | -1085.226 | -1235.9262 | -2430.8934 | -579.5681 | -345.5786 | 8.2073 | 10.5357 | 21.9022 | -1.7227
2035 | 1511 | MW | 1104.7798 | 1418.2019 | 1793.6597 | 550.3788 | -972.0398 | -967.2667 | -1101.5864 | -2127.0317 | -502.2924 | -308.0157 | 13.6789 | 17.5595 | 21.9022 | 0
2035 | 1512 | MW | 1048.9828 | 1346.5755 | 1720.4491 | 522.5819 | -833.1769 | -825.7154 | -940.3786 | -1823.17 | -425.0166 | -262.9402 | 13.6789 | 17.5595 | 21.9022 | 0
2035 | 1513 | MW | 970.8671 | 1246.2986 | 1574.0279 | 489.2256 | -722.0867 | -731.348 | -832.9068 | -1580.0807 | -373.4995 | -232.8899 | 10.9431 | 14.0476 | 0 | 3.4454
2035 | 1514 | MW | 881.592 | 1131.6965 | 1427.6067 | 444.7506 | -666.5416 | -684.1642 | -779.1708 | -1458.536 | -347.7409 | -217.8648 | 8.2073 | 10.5357 | 0 | 3.4454
2035 | 1515 | MW | 781.1574 | 1002.769 | 1262.8829 | 389.1567 | -638.769 | -660.5724 | -752.3029 | -1397.7637 | -334.8616 | -210.3522 | 8.2073 | 10.5357 | 0 | 1.7227
2035 | 1516 | MW | 669.5635 | 859.5163 | 1079.8564 | 333.5629 | -666.5416 | -660.5724 | -752.3029 | -1458.536 | -334.8616 | -210.3522 | 8.2073 | 10.5357 | 0 | 1.7227
2035 | 1517 | MW | 557.9696 | 716.2636 | 915.1325 | 277.9691 | -694.3141 | -684.1642 | -779.1708 | -1519.3084 | -347.7409 | -217.8648 | 5.4716 | 7.0238 | 0 | 1.7227
2035 | 1518 | MW | 468.6945 | 601.6614 | 768.7113 | 233.494 | -805.4044 | -778.5317 | -886.6427 | -1762.3977 | -399.2581 | -247.9151 | 5.4716 | 7.0238 | 0 | 3.4454
2035 | 1519 | MW | 390.5787 | 501.3845 | 622.2901 | 194.5784 | -972.0398 | -896.4911 | -1020.9825 | -2127.0317 | -515.1717 | -285.478 | 5.4716 | 7.0238 | 21.9022 | 3.4454
2035 | 1520 | MW | 312.463 | 401.1076 | 512.4742 | 155.6627 | -1194.2203 | -1085.226 | -1235.9262 | -2613.2104 | -618.206 | -345.5786 | 5.4716 | 7.0238 | 21.9022 | 3.4454
2035 | 1521 | MW | 267.8254 | 343.8065 | 457.5663 | 138.9845 | -1388.6282 | -1226.7772 | -1397.1339 | -3038.6167 | -708.3611 | -390.654 | 8.2073 | 10.5357 | 43.8044 | 3.4454
2035 | 1522 | MW | 234.3472 | 300.8307 | 384.3557 | 122.3064 | -1527.4911 | -1321.1447 | -1504.6058 | -3342.4784 | -772.7575 | -420.7044 | 8.2073 | 10.5357 | 43.8044 | 3.4454
2035 | 1523 | MW | 223.1878 | 286.5054 | 366.053 | 111.1876 | -1638.5813 | -1415.5122 | -1612.0776 | -3585.5677 | -837.154 | -450.7547 | 10.9431 | 14.0476 | 43.8044 | 3.4454
2035 | 1524 | MW | 234.3472 | 300.8307 | 402.6583 | 111.1876 | -1694.1265 | -1462.6959 | -1665.8135 | -3707.1124 | -850.0333 | -465.7798 | 10.9431 | 14.0476 | 43.8044 | 3.4454
2035 | 1525 | MW | 278.9848 | 358.1318 | 475.8689 | 144.5439 | -1721.899 | -1486.2878 | -1692.6815 | -3767.8848 | -862.9126 | -473.2924 | 10.9431 | 14.0476 | 43.8044 | 3.4454
2035 | 1526 | MW | 312.463 | 401.1076 | 512.4742 | 161.2221 | -1749.6716 | -1509.8797 | -1719.5494 | -3828.6571 | -875.7919 | -480.805 | 10.9431 | 14.0476 | 43.8044 | 3.4454
2035 | 1527 | MW | 357.1005 | 458.4087 | 585.6848 | 183.4596 | -1749.6716 | -1509.8797 | -1719.5494 | -3828.6571 | -875.7919 | -480.805 | 10.9431 | 14.0476 | 43.8044 | 1.7227
2035 | 1528 | MW | 446.3757 | 573.0109 | 732.106 | 227.9347 | -1694.1265 | -1486.2878 | -1692.6815 | -3707.1124 | -862.9126 | -473.2924 | 8.2073 | 10.5357 | 0 | 1.7227
2035 | 1529 | MW | 245.5066 | 315.156 | 402.6583 | 122.3064 | -1610.8088 | -1415.5122 | -1612.0776 | -3524.7954 | -824.2747 | -450.7547 | -8.2073 | -10.5357 | -21.9022 | -5.168
2035 | 1530 | MW | 301.3036 | 386.7823 | 494.1716 | 155.6627 | -1471.9459 | -1344.7366 | -1531.4737 | -3220.9337 | -772.7575 | -428.2169 | -8.2073 | -10.5357 | -21.9022 | -6.8907
2035 | 1531 | MW | 345.9411 | 444.0834 | 567.3822 | 172.3408 | -1388.6282 | -1344.7366 | -1531.4737 | -3038.6167 | -721.2404 | -428.2169 | -8.2073 | -10.5357 | -21.9022 | -8.6134
2035 | 1532 | MW | 379.4193 | 487.0592 | 622.2901 | 189.019 | -1333.0831 | -1273.961 | -1450.8698 | -2917.0721 | -682.6025 | -405.6792 | -10.9431 | -14.0476 | -43.8044 | -8.6134
2035 | 1533 | MW | 379.4193 | 487.0592 | 622.2901 | 189.019 | -1249.7654 | -1203.1854 | -1370.266 | -2734.7551 | -643.9646 | -383.1415 | -10.9431 | -14.0476 | -43.8044 | -8.6134
2035 | 1534 | MW | 1093.6204 | 1403.8766 | 1775.3571 | 539.26 | -1138.6752 | -1108.8179 | -1262.7941 | -2491.6657 | -592.4474 | -353.0912 | 8.2073 | 10.5357 | 21.9022 | 0
2035 | 1535 | MW | 1082.461 | 1389.5514 | 1775.3571 | 539.26 | -972.0398 | -967.2667 | -1101.5864 | -2127.0317 | -502.2924 | -308.0157 | 13.6789 | 17.5595 | 21.9022 | 1.7227
2035 | 1536 | MW | 1026.6641 | 1317.925 | 1683.8438 | 511.4631 | -833.1769 | -825.7154 | -940.3786 | -1823.17 | -425.0166 | -262.9402 | 13.6789 | 17.5595 | 21.9022 | 1.7227
2035 | 1537 | MW | 948.5483 | 1217.6481 | 1537.4226 | 472.5475 | -722.0867 | -731.348 | -832.9068 | -1580.0807 | -373.4995 | -232.8899 | 8.2073 | 10.5357 | 0 | 3.4454
2035 | 1538 | MW | 848.1138 | 1088.7206 | 1372.6988 | 422.513 | -666.5416 | -707.7561 | -806.0388 | -1458.536 | -347.7409 | -225.3773 | 8.2073 | 10.5357 | 0 | 3.4454
2035 | 1539 | MW | 736.5199 | 945.4679 | 1207.9749 | 366.9192 | -638.769 | -684.1642 | -779.1708 | -1397.7637 | -334.8616 | -217.8648 | 8.2073 | 10.5357 | 0 | 1.7227
2035 | 1540 | MW | 624.9259 | 802.2152 | 1006.6458 | 311.3254 | -638.769 | -684.1642 | -779.1708 | -1397.7637 | -334.8616 | -217.8648 | 8.2073 | 10.5357 | 0 | 1.7227
2035 | 1541 | MW | 513.332 | 658.9625 | 841.9219 | 255.7316 | -666.5416 | -707.7561 | -806.0388 | -1458.536 | -347.7409 | -225.3773 | 8.2073 | 10.5357 | 0 | 1.7227
2035 | 1542 | MW | 435.2163 | 558.6856 | 695.5007 | 211.2565 | -777.6318 | -802.1236 | -913.5106 | -1701.6254 | -399.2581 | -255.4276 | 8.2073 | 10.5357 | 0 | 1.7227
2035 | 1543 | MW | 345.9411 | 444.0834 | 567.3822 | 172.3408 | -944.2672 | -896.4911 | -1020.9825 | -2066.2594 | -515.1717 | -285.478 | 10.9431 | 14.0476 | 0 | 1.7227
2035 | 1544 | MW | 278.9848 | 358.1318 | 457.5663 | 138.9845 | -1194.2203 | -1085.226 | -1235.9262 | -2613.2104 | -631.0853 | -345.5786 | 10.9431 | 14.0476 | 0 | 1.7227
2035 | 1545 | MW | 245.5066 | 315.156 | 402.6583 | 127.8658 | -1388.6282 | -1250.3691 | -1424.0019 | -3038.6167 | -708.3611 | -398.1666 | 10.9431 | 14.0476 | 43.8044 | 1.7227
2035 | 1546 | MW | 223.1878 | 286.5054 | 366.053 | 116.747 | -1555.2636 | -1344.7366 | -1531.4737 | -3403.2507 | -785.6368 | -428.2169 | 10.9431 | 14.0476 | 43.8044 | 3.4454
2035 | 1547 | MW | 212.0284 | 272.1802 | 347.7504 | 111.1876 | -1666.3539 | -1415.5122 | -1612.0776 | -3646.3401 | -837.154 | -450.7547 | 10.9431 | 14.0476 | 43.8044 | 3.4454
2035 | 1548 | MW | 223.1878 | 286.5054 | 366.053 | 111.1876 | -1777.4442 | -1462.6959 | -1665.8135 | -3889.4294 | -862.9126 | -465.7798 | 8.2073 | 10.5357 | 43.8044 | 3.4454
2035 | 1549 | MW | 267.8254 | 343.8065 | 457.5663 | 138.9845 | -1832.9893 | -1486.2878 | -1692.6815 | -4010.9741 | -875.7919 | -473.2924 | 8.2073 | 10.5357 | 43.8044 | 3.4454
2035 | 1550 | MW | 301.3036 | 386.7823 | 494.1716 | 161.2221 | -1860.7618 | -1509.8797 | -1719.5494 | -4071.7464 | -901.5504 | -480.805 | 8.2073 | 10.5357 | 43.8044 | 3.4454
2035 | 1551 | MW | 345.9411 | 444.0834 | 567.3822 | 177.9002 | -1860.7618 | -1533.4715 | -1746.4174 | -4071.7464 | -901.5504 | -488.3176 | 8.2073 | 10.5357 | 43.8044 | 0
2035 | 1552 | MW | 435.2163 | 558.6856 | 713.8034 | 222.3753 | -1805.2167 | -1486.2878 | -1692.6815 | -3950.2018 | -875.7919 | -473.2924 | 5.4716 | 7.0238 | 0 | 0
2035 | 1553 | MW | 245.5066 | 315.156 | 402.6583 | 122.3064 | -1694.1265 | -1415.5122 | -1612.0776 | -3707.1124 | -837.154 | -450.7547 | -5.4716 | -7.0238 | -21.9022 | -8.6134
2035 | 1554 | MW | 301.3036 | 386.7823 | 494.1716 | 155.6627 | -1527.4911 | -1321.1447 | -1504.6058 | -3342.4784 | -772.7575 | -420.7044 | -8.2073 | -10.5357 | -21.9022 | -8.6134
2035 | 1555 | MW | 345.9411 | 444.0834 | 567.3822 | 172.3408 | -1416.4008 | -1321.1447 | -1504.6058 | -3099.3891 | -721.2404 | -420.7044 | -8.2073 | -10.5357 | -21.9022 | -8.6134
2035 | 1556 | MW | 379.4193 | 487.0592 | 622.2901 | 189.019 | -1333.0831 | -1250.3691 | -1424.0019 | -2917.0721 | -682.6025 | -398.1666 | -10.9431 | -14.0476 | -43.8044 | -8.6134
2035 | 1557 | MW | 379.4193 | 487.0592 | 622.2901 | 189.019 | -1249.7654 | -1203.1854 | -1370.266 | -2734.7551 | -643.9646 | -383.1415 | -10.9431 | -14.0476 | -43.8044 | -8.6134
2035 | 1558 | MW | 1082.461 | 1389.5514 | 1775.3571 | 544.8194 | -1138.6752 | -1085.226 | -1235.9262 | -2491.6657 | -579.5681 | -345.5786 | 8.2073 | 10.5357 | 21.9022 | -1.7227
2035 | 1559 | MW | 1082.461 | 1389.5514 | 1757.0544 | 544.8194 | -972.0398 | -967.2667 | -1101.5864 | -2127.0317 | -502.2924 | -308.0157 | 13.6789 | 17.5595 | 21.9022 | 0
2035 | 1560 | MW | 1026.6641 | 1317.925 | 1665.5412 | 517.0225 | -833.1769 | -825.7154 | -940.3786 | -1823.17 | -425.0166 | -262.9402 | 10.9431 | 14.0476 | 0 | 0
2035 | 1561 | MW | 937.3889 | 1203.3228 | 1519.12 | 472.5475 | -722.0867 | -731.348 | -832.9068 | -1580.0807 | -373.4995 | -232.8899 | 10.9431 | 14.0476 | 0 | 1.7227
2035 | 1562 | MW | 836.9544 | 1074.3954 | 1354.3961 | 422.513 | -666.5416 | -684.1642 | -779.1708 | -1458.536 | -334.8616 | -217.8648 | 8.2073 | 10.5357 | 0 | 1.7227
2035 | 1563 | MW | 725.3605 | 931.1427 | 1189.6723 | 366.9192 | -638.769 | -660.5724 | -752.3029 | -1397.7637 | -334.8616 | -210.3522 | 8.2073 | 10.5357 | 0 | 1.7227
2035 | 1564 | MW | 613.7666 | 787.8899 | 988.3431 | 311.3254 | -638.769 | -660.5724 | -752.3029 | -1397.7637 | -334.8616 | -210.3522 | 8.2073 | 10.5357 | 0 | 1.7227
2035 | 1565 | MW | 513.332 | 658.9625 | 823.6193 | 255.7316 | -666.5416 | -684.1642 | -779.1708 | -1458.536 | -347.7409 | -217.8648 | 8.2073 | 10.5357 | 0 | 1.7227
2035 | 1566 | MW | 412.8975 | 530.0351 | 677.1981 | 205.6971 | -777.6318 | -778.5317 | -886.6427 | -1701.6254 | -399.2581 | -247.9151 | 5.4716 | 7.0238 | 0 | 1.7227
2035 | 1567 | MW | 334.7818 | 429.7582 | 549.0795 | 172.3408 | -944.2672 | -872.8992 | -994.1145 | -2066.2594 | -502.2924 | -277.9654 | 5.4716 | 7.0238 | 0 | 1.7227
2035 | 1568 | MW | 267.8254 | 343.8065 | 439.2636 | 138.9845 | -1194.2203 | -1085.226 | -1235.9262 | -2613.2104 | -618.206 | -345.5786 | 8.2073 | 10.5357 | 21.9022 | 3.4454
2035 | 1569 | MW | 245.5066 | 315.156 | 402.6583 | 127.8658 | -1388.6282 | -1226.7772 | -1397.1339 | -3038.6167 | -708.3611 | -390.654 | 8.2073 | 10.5357 | 43.8044 | 3.4454
2035 | 1570 | MW | 212.0284 | 272.1802 | 347.7504 | 111.1876 | -1583.0362 | -1344.7366 | -1531.4737 | -3464.0231 | -785.6368 | -428.2169 | 8.2073 | 10.5357 | 43.8044 | 3.4454
2035 | 1571 | MW | 200.8691 | 257.8549 | 329.4477 | 105.6283 | -1721.899 | -1439.1041 | -1638.9456 | -3767.8848 | -850.0333 | -458.2672 | 10.9431 | 14.0476 | 43.8044 | 3.4454
2035 | 1572 | MW | 212.0284 | 272.1802 | 366.053 | 105.6283 | -1805.2167 | -1462.6959 | -1665.8135 | -3950.2018 | -888.6712 | -465.7798 | 10.9431 | 14.0476 | 43.8044 | 3.4454
2035 | 1573 | MW | 267.8254 | 343.8065 | 439.2636 | 138.9845 | -1888.5344 | -1486.2878 | -1692.6815 | -4132.5188 | -914.4297 | -473.2924 | 10.9431 | 14.0476 | 43.8044 | 3.4454
2035 | 1574 | MW | 301.3036 | 386.7823 | 494.1716 | 161.2221 | -1916.307 | -1533.4715 | -1746.4174 | -4193.2911 | -940.1883 | -488.3176 | 10.9431 | 14.0476 | 43.8044 | 3.4454
2035 | 1575 | MW | 345.9411 | 444.0834 | 567.3822 | 177.9002 | -1916.307 | -1533.4715 | -1746.4174 | -4193.2911 | -940.1883 | -488.3176 | 10.9431 | 14.0476 | 43.8044 | 0
2035 | 1576 | MW | 435.2163 | 558.6856 | 713.8034 | 227.9347 | -1860.7618 | -1533.4715 | -1746.4174 | -4071.7464 | -927.309 | -488.3176 | 8.2073 | 10.5357 | 0 | 0
2035 | 1577 | MW | 245.5066 | 315.156 | 402.6583 | 127.8658 | -1749.6716 | -1462.6959 | -1665.8135 | -3828.6571 | -888.6712 | -465.7798 | -8.2073 | -10.5357 | -21.9022 | -8.6134
2035 | 1578 | MW | 301.3036 | 386.7823 | 494.1716 | 155.6627 | -1583.0362 | -1368.3285 | -1558.3417 | -3464.0231 | -811.3954 | -435.7295 | -8.2073 | -10.5357 | -21.9022 | -8.6134
2035 | 1579 | MW | 357.1005 | 458.4087 | 585.6848 | 177.9002 | -1444.1734 | -1344.7366 | -1531.4737 | -3160.1614 | -734.1197 | -428.2169 | -8.2073 | -10.5357 | -21.9022 | -10.3361
2035 | 1580 | MW | 379.4193 | 487.0592 | 622.2901 | 189.019 | -1360.8557 | -1250.3691 | -1424.0019 | -2977.8444 | -695.4818 | -398.1666 | -8.2073 | -10.5357 | -43.8044 | -10.3361
2035 | 1581 | MW | 379.4193 | 487.0592 | 622.2901 | 194.5784 | -1249.7654 | -1179.5935 | -1343.398 | -2734.7551 | -643.9646 | -375.6289 | -10.9431 | -14.0476 | -43.8044 | -10.3361
2035 | 1582 | MW | 1082.461 | 1389.5514 | 1757.0544 | 544.8194 | -1138.6752 | -1085.226 | -1235.9262 | -2491.6657 | -579.5681 | -345.5786 | 10.9431 | 14.0476 | 21.9022 | -1.7227
2035 | 1583 | MW | 1082.461 | 1389.5514 | 1757.0544 | 544.8194 | -972.0398 | -943.6748 | -1074.7184 | -2127.0317 | -502.2924 | -300.5031 | 13.6789 | 17.5595 | 21.9022 | 0
2035 | 1584 | MW | 1015.5047 | 1303.5997 | 1665.5412 | 511.4631 | -833.1769 | -802.1236 | -913.5106 | -1823.17 | -425.0166 | -255.4276 | 13.6789 | 17.5595 | 21.9022 | 0
2035 | 1585 | MW | 926.2295 | 1188.9976 | 1519.12 | 466.9881 | -722.0867 | -731.348 | -832.9068 | -1580.0807 | -360.6202 | -232.8899 | 8.2073 | 10.5357 | 0 | 3.4454
2035 | 1586 | MW | 836.9544 | 1074.3954 | 1354.3961 | 416.9536 | -666.5416 | -660.5724 | -752.3029 | -1458.536 | -334.8616 | -210.3522 | 8.2073 | 10.5357 | 0 | 3.4454
2035 | 1587 | MW | 725.3605 | 931.1427 | 1189.6723 | 361.3598 | -638.769 | -660.5724 | -752.3029 | -1397.7637 | -321.9823 | -210.3522 | 8.2073 | 10.5357 | 0 | 3.4454
2035 | 1588 | MW | 602.6072 | 773.5647 | 988.3431 | 300.2066 | -638.769 | -660.5724 | -752.3029 | -1397.7637 | -321.9823 | -210.3522 | 8.2073 | 10.5357 | 0 | 3.4454
2035 | 1589 | MW | 502.1726 | 644.6372 | 823.6193 | 244.6128 | -666.5416 | -660.5724 | -752.3029 | -1458.536 | -334.8616 | -210.3522 | 8.2073 | 10.5357 | 0 | 3.4454
2035 | 1590 | MW | 412.8975 | 530.0351 | 677.1981 | 200.1377 | -777.6318 | -754.9398 | -859.7747 | -1701.6254 | -399.2581 | -240.4025 | 8.2073 | 10.5357 | 0 | 3.4454
2035 | 1591 | MW | 334.7818 | 429.7582 | 530.7769 | 166.7815 | -944.2672 | -849.3073 | -967.2466 | -2066.2594 | -502.2924 | -270.4528 | 10.9431 | 14.0476 | 0 | 5.168
2035 | 1592 | MW | 267.8254 | 343.8065 | 439.2636 | 133.4252 | -1194.2203 | -1061.6341 | -1209.0582 | -2613.2104 | -618.206 | -338.066 | 10.9431 | 14.0476 | 0 | 5.168
2035 | 1593 | MW | 245.5066 | 315.156 | 402.6583 | 127.8658 | -1388.6282 | -1226.7772 | -1397.1339 | -3038.6167 | -721.2404 | -390.654 | 10.9431 | 14.0476 | 43.8044 | 3.4454
2035 | 1594 | MW | 212.0284 | 272.1802 | 347.7504 | 111.1876 | -1583.0362 | -1321.1447 | -1504.6058 | -3464.0231 | -811.3954 | -420.7044 | 10.9431 | 14.0476 | 43.8044 | 3.4454
2035 | 1595 | MW | 200.8691 | 257.8549 | 329.4477 | 105.6283 | -1721.899 | -1415.5122 | -1612.0776 | -3767.8848 | -875.7919 | -450.7547 | 10.9431 | 14.0476 | 43.8044 | 3.4454
2035 | 1596 | MW | 212.0284 | 272.1802 | 366.053 | 111.1876 | -1805.2167 | -1462.6959 | -1665.8135 | -3950.2018 | -914.4297 | -465.7798 | 10.9431 | 14.0476 | 43.8044 | 3.4454
2035 | 1597 | MW | 267.8254 | 343.8065 | 439.2636 | 144.5439 | -1860.7618 | -1509.8797 | -1719.5494 | -4071.7464 | -914.4297 | -480.805 | 10.9431 | 14.0476 | 43.8044 | 3.4454
2035 | 1598 | MW | 301.3036 | 386.7823 | 494.1716 | 161.2221 | -1888.5344 | -1557.0634 | -1773.2854 | -4132.5188 | -901.5504 | -495.8301 | 10.9431 | 14.0476 | 43.8044 | 3.4454
2035 | 1599 | MW | 345.9411 | 444.0834 | 567.3822 | 177.9002 | -1888.5344 | -1580.6553 | -1800.1533 | -4132.5188 | -901.5504 | -503.3427 | 8.2073 | 10.5357 | 65.7066 | 1.7227
2035 | 1600 | MW | 435.2163 | 558.6856 | 713.8034 | 227.9347 | -1805.2167 | -1557.0634 | -1773.2854 | -3950.2018 | -888.6712 | -495.8301 | 5.4716 | 7.0238 | 0 | 1.7227
2035 | 1601 | MW | 245.5066 | 315.156 | 402.6583 | 127.8658 | -1694.1265 | -1486.2878 | -1692.6815 | -3707.1124 | -862.9126 | -473.2924 | -5.4716 | -7.0238 | -21.9022 | -5.168
2035 | 1602 | MW | 312.463 | 401.1076 | 494.1716 | 161.2221 | -1555.2636 | -1344.7366 | -1531.4737 | -3403.2507 | -798.5161 | -428.2169 | -5.4716 | -7.0238 | -43.8044 | -5.168
2035 | 1603 | MW | 357.1005 | 458.4087 | 585.6848 | 183.4596 | -1416.4008 | -1297.5528 | -1477.7378 | -3099.3891 | -721.2404 | -413.1918 | -8.2073 | -10.5357 | -43.8044 | -6.8907
2035 | 1604 | MW | 390.5787 | 501.3845 | 640.5928 | 194.5784 | -1333.0831 | -1250.3691 | -1424.0019 | -2917.0721 | -682.6025 | -398.1666 | -8.2073 | -10.5357 | -43.8044 | -6.8907
2035 | 1605 | MW | 390.5787 | 501.3845 | 640.5928 | 194.5784 | -1249.7654 | -1179.5935 | -1343.398 | -2734.7551 | -643.9646 | -375.6289 | -10.9431 | -14.0476 | -43.8044 | -6.8907
2035 | 1606 | MW | 1082.461 | 1389.5514 | 1775.3571 | 544.8194 | -1138.6752 | -1085.226 | -1235.9262 | -2491.6657 | -579.5681 | -345.5786 | 10.9431 | 14.0476 | 21.9022 | 0
2035 | 1607 | MW | 1082.461 | 1389.5514 | 1757.0544 | 539.26 | -972.0398 | -967.2667 | -1101.5864 | -2127.0317 | -502.2924 | -308.0157 | 13.6789 | 17.5595 | 21.9022 | 1.7227
2035 | 1608 | MW | 1026.6641 | 1317.925 | 1665.5412 | 511.4631 | -833.1769 | -825.7154 | -940.3786 | -1823.17 | -425.0166 | -262.9402 | 10.9431 | 14.0476 | 0 | 1.7227
2035 | 1609 | MW | 937.3889 | 1203.3228 | 1519.12 | 466.9881 | -666.5416 | -707.7561 | -806.0388 | -1458.536 | -347.7409 | -225.3773 | 10.9431 | 14.0476 | 21.9022 | 3.4454
2035 | 1610 | MW | 836.9544 | 1074.3954 | 1372.6988 | 416.9536 | -638.769 | -660.5724 | -752.3029 | -1397.7637 | -321.9823 | -210.3522 | 10.9431 | 14.0476 | 0 | 3.4454
2035 | 1611 | MW | 725.3605 | 931.1427 | 1189.6723 | 361.3598 | -610.9964 | -636.9805 | -725.4349 | -1336.9914 | -309.103 | -202.8396 | 8.2073 | 10.5357 | 0 | 3.4454
2035 | 1612 | MW | 602.6072 | 773.5647 | 988.3431 | 300.2066 | -610.9964 | -636.9805 | -725.4349 | -1336.9914 | -309.103 | -202.8396 | 8.2073 | 10.5357 | 0 | 1.7227
2035 | 1613 | MW | 502.1726 | 644.6372 | 823.6193 | 250.1722 | -638.769 | -636.9805 | -725.4349 | -1397.7637 | -321.9823 | -202.8396 | 8.2073 | 10.5357 | 0 | 1.7227
2035 | 1614 | MW | 424.0569 | 544.3603 | 695.5007 | 211.2565 | -694.3141 | -684.1642 | -779.1708 | -1519.3084 | -347.7409 | -217.8648 | 8.2073 | 10.5357 | 21.9022 | 1.7227
2035 | 1615 | MW | 368.2599 | 472.734 | 603.9875 | 177.9002 | -749.8593 | -707.7561 | -806.0388 | -1640.853 | -412.1373 | -225.3773 | 8.2073 | 10.5357 | 21.9022 | 3.4454
2035 | 1616 | MW | 312.463 | 401.1076 | 512.4742 | 155.6627 | -888.7221 | -849.3073 | -967.2466 | -1944.7147 | -476.5338 | -270.4528 | 10.9431 | 14.0476 | 21.9022 | 3.4454
2035 | 1617 | MW | 290.1442 | 372.4571 | 475.8689 | 138.9845 | -1027.5849 | -943.6748 | -1074.7184 | -2248.5764 | -553.8096 | -300.5031 | 10.9431 | 14.0476 | 43.8044 | 3.4454
2035 | 1618 | MW | 278.9848 | 358.1318 | 457.5663 | 138.9845 | -1138.6752 | -1014.4504 | -1155.3223 | -2491.6657 | -605.3267 | -323.0408 | 10.9431 | 14.0476 | 43.8044 | 3.4454
2035 | 1619 | MW | 290.1442 | 372.4571 | 475.8689 | 144.5439 | -1221.9929 | -1061.6341 | -1209.0582 | -2673.9827 | -643.9646 | -338.066 | 10.9431 | 14.0476 | 43.8044 | 3.4454
2035 | 1620 | MW | 345.9411 | 444.0834 | 567.3822 | 172.3408 | -1277.538 | -1085.226 | -1235.9262 | -2795.5274 | -669.7232 | -345.5786 | 10.9431 | 14.0476 | 43.8044 | 3.4454
2035 | 1621 | MW | 424.0569 | 544.3603 | 677.1981 | 216.8159 | -1333.0831 | -1085.226 | -1235.9262 | -2917.0721 | -669.7232 | -345.5786 | 10.9431 | 14.0476 | 43.8044 | 3.4454
2035 | 1622 | MW | 479.8539 | 615.9867 | 787.014 | 239.0534 | -1333.0831 | -1108.8179 | -1262.7941 | -2917.0721 | -669.7232 | -353.0912 | 10.9431 | 14.0476 | 43.8044 | 3.4454
2035 | 1623 | MW | 524.4914 | 673.2878 | 841.9219 | 261.2909 | -1333.0831 | -1085.226 | -1235.9262 | -2917.0721 | -656.8439 | -345.5786 | 10.9431 | 14.0476 | 43.8044 | 1.7227
2035 | 1624 | MW | 212.0284 | 272.1802 | 347.7504 | 111.1876 | -1277.538 | -1085.226 | -1235.9262 | -2795.5274 | -643.9646 | -345.5786 | 8.2073 | 10.5357 | 0 | 1.7227
2035 | 1625 | MW | 245.5066 | 315.156 | 402.6583 | 122.3064 | -1221.9929 | -1038.0423 | -1182.1902 | -2673.9827 | -631.0853 | -330.5534 | -5.4716 | -7.0238 | -21.9022 | -5.168
2035 | 1626 | MW | 278.9848 | 358.1318 | 457.5663 | 133.4252 | -1138.6752 | -1014.4504 | -1155.3223 | -2491.6657 | -605.3267 | -323.0408 | -5.4716 | -7.0238 | -21.9022 | -5.168
2035 | 1627 | MW | 290.1442 | 372.4571 | 494.1716 | 138.9845 | -1138.6752 | -1061.6341 | -1209.0582 | -2491.6657 | -592.4474 | -338.066 | -5.4716 | -7.0238 | -21.9022 | -5.168
2035 | 1628 | MW | 301.3036 | 386.7823 | 494.1716 | 144.5439 | -1138.6752 | -1108.8179 | -1262.7941 | -2491.6657 | -592.4474 | -353.0912 | -5.4716 | -7.0238 | -21.9022 | -6.8907
2035 | 1629 | MW | 959.7077 | 1231.9734 | 1574.0279 | 478.1068 | -1110.9026 | -1085.226 | -1235.9262 | -2430.8934 | -579.5681 | -345.5786 | -8.2073 | -10.5357 | -21.9022 | -6.8907
2035 | 1630 | MW | 959.7077 | 1231.9734 | 1555.7253 | 478.1068 | -1027.5849 | -1014.4504 | -1155.3223 | -2248.5764 | -528.051 | -323.0408 | 10.9431 | 14.0476 | 21.9022 | 0
2035 | 1631 | MW | 926.2295 | 1188.9976 | 1500.8173 | 461.4287 | -916.4946 | -896.4911 | -1020.9825 | -2005.487 | -463.6545 | -285.478 | 16.4147 | 21.0714 | 21.9022 | 1.7227
2035 | 1632 | MW | 892.7514 | 1146.0217 | 1445.9094 | 439.1912 | -777.6318 | -778.5317 | -886.6427 | -1701.6254 | -399.2581 | -247.9151 | 13.6789 | 17.5595 | 21.9022 | 1.7227
2035 | 1633 | MW | 836.9544 | 1074.3954 | 1354.3961 | 416.9536 | -666.5416 | -684.1642 | -779.1708 | -1458.536 | -347.7409 | -217.8648 | 10.9431 | 14.0476 | 0 | 3.4454
2035 | 1634 | MW | 747.6793 | 959.7932 | 1207.9749 | 372.4786 | -638.769 | -660.5724 | -752.3029 | -1397.7637 | -321.9823 | -210.3522 | 10.9431 | 14.0476 | 0 | 3.4454
2035 | 1635 | MW | 569.129 | 730.5889 | 915.1325 | 289.0879 | -610.9964 | -636.9805 | -725.4349 | -1336.9914 | -309.103 | -202.8396 | 8.2073 | 10.5357 | 0 | 3.4454
2035 | 1636 | MW | 502.1726 | 644.6372 | 805.3166 | 255.7316 | -610.9964 | -613.3886 | -698.567 | -1336.9914 | -309.103 | -195.327 | 8.2073 | 10.5357 | 0 | 3.4454
2035 | 1637 | MW | 435.2163 | 558.6856 | 713.8034 | 222.3753 | -610.9964 | -636.9805 | -725.4349 | -1336.9914 | -321.9823 | -202.8396 | 8.2073 | 10.5357 | 0 | 3.4454
2035 | 1638 | MW | 390.5787 | 501.3845 | 622.2901 | 194.5784 | -666.5416 | -660.5724 | -752.3029 | -1458.536 | -347.7409 | -210.3522 | 8.2073 | 10.5357 | 0 | 3.4454
2035 | 1639 | MW | 345.9411 | 444.0834 | 567.3822 | 172.3408 | -722.0867 | -660.5724 | -752.3029 | -1580.0807 | -399.2581 | -210.3522 | 8.2073 | 10.5357 | 21.9022 | 5.168
2035 | 1640 | MW | 301.3036 | 386.7823 | 494.1716 | 150.1033 | -833.1769 | -754.9398 | -859.7747 | -1823.17 | -437.8959 | -240.4025 | 8.2073 | 10.5357 | 21.9022 | 5.168
2035 | 1641 | MW | 278.9848 | 358.1318 | 475.8689 | 133.4252 | -916.4946 | -825.7154 | -940.3786 | -2005.487 | -476.5338 | -262.9402 | 10.9431 | 14.0476 | 43.8044 | 3.4454
2035 | 1642 | MW | 312.463 | 401.1076 | 512.4742 | 155.6627 | -999.8123 | -896.4911 | -1020.9825 | -2187.8041 | -502.2924 | -285.478 | 10.9431 | 14.0476 | 43.8044 | 3.4454
2035 | 1643 | MW | 379.4193 | 487.0592 | 622.2901 | 189.019 | -1055.3575 | -943.6748 | -1074.7184 | -2309.3487 | -528.051 | -300.5031 | 10.9431 | 14.0476 | 43.8044 | 3.4454
2035 | 1644 | MW | 457.5351 | 587.3361 | 750.4087 | 239.0534 | -1110.9026 | -943.6748 | -1074.7184 | -2430.8934 | -553.8096 | -300.5031 | 10.9431 | 14.0476 | 43.8044 | 3.4454
2035 | 1645 | MW | 502.1726 | 644.6372 | 805.3166 | 255.7316 | -1138.6752 | -967.2667 | -1101.5864 | -2491.6657 | -566.6889 | -308.0157 | 10.9431 | 14.0476 | 43.8044 | 3.4454
2035 | 1646 | MW | 546.8102 | 701.9383 | 878.5272 | 277.9691 | -1138.6752 | -967.2667 | -1101.5864 | -2491.6657 | -579.5681 | -308.0157 | 10.9431 | 14.0476 | 43.8044 | 3.4454
2035 | 1647 | MW | 212.0284 | 272.1802 | 347.7504 | 105.6283 | -1138.6752 | -967.2667 | -1101.5864 | -2491.6657 | -579.5681 | -308.0157 | 10.9431 | 14.0476 | 43.8044 | 1.7227
2035 | 1648 | MW | 234.3472 | 300.8307 | 384.3557 | 116.747 | -1138.6752 | -943.6748 | -1074.7184 | -2491.6657 | -579.5681 | -300.5031 | 8.2073 | 10.5357 | 0 | 1.7227
2035 | 1649 | MW | 256.666 | 329.4812 | 439.2636 | 127.8658 | -1110.9026 | -943.6748 | -1074.7184 | -2430.8934 | -566.6889 | -300.5031 | -5.4716 | -7.0238 | -21.9022 | -5.168
2035 | 1650 | MW | 278.9848 | 358.1318 | 457.5663 | 133.4252 | -1083.13 | -967.2667 | -1101.5864 | -2370.1211 | -579.5681 | -308.0157 | -5.4716 | -7.0238 | -21.9022 | -5.168
2035 | 1651 | MW | 290.1442 | 372.4571 | 475.8689 | 138.9845 | -1110.9026 | -1014.4504 | -1155.3223 | -2430.8934 | -579.5681 | -323.0408 | -5.4716 | -7.0238 | -21.9022 | -6.8907
2035 | 1652 | MW | 970.8671 | 1246.2986 | 1592.3306 | 483.6662 | -1138.6752 | -1085.226 | -1235.9262 | -2491.6657 | -592.4474 | -345.5786 | -5.4716 | -7.0238 | -21.9022 | -6.8907
2035 | 1653 | MW | 982.0265 | 1260.6239 | 1610.6332 | 489.2256 | -1110.9026 | -1085.226 | -1235.9262 | -2430.8934 | -566.6889 | -345.5786 | -8.2073 | -10.5357 | -21.9022 | -6.8907
2035 | 1654 | MW | 948.5483 | 1217.6481 | 1555.7253 | 472.5475 | -999.8123 | -1014.4504 | -1155.3223 | -2187.8041 | -515.1717 | -323.0408 | 10.9431 | 14.0476 | 21.9022 | 0
2035 | 1655 | MW | 903.9107 | 1160.347 | 1482.5147 | 450.3099 | -888.7221 | -896.4911 | -1020.9825 | -1944.7147 | -450.7752 | -285.478 | 13.6789 | 17.5595 | 21.9022 | 1.7227
2035 | 1656 | MW | 836.9544 | 1074.3954 | 1354.3961 | 416.9536 | -749.8593 | -778.5317 | -886.6427 | -1640.853 | -386.3788 | -247.9151 | 13.6789 | 17.5595 | 21.9022 | 1.7227
2035 | 1657 | MW | 747.6793 | 959.7932 | 1226.2776 | 372.4786 | -722.0867 | -707.7561 | -806.0388 | -1580.0807 | -360.6202 | -225.3773 | 10.9431 | 14.0476 | 0 | 3.4454
2035 | 1658 | MW | 658.4041 | 845.191 | 1061.5537 | 328.0035 | -666.5416 | -660.5724 | -752.3029 | -1458.536 | -334.8616 | -210.3522 | 8.2073 | 10.5357 | 0 | 3.4454
2035 | 1659 | MW | 569.129 | 730.5889 | 933.4352 | 283.5285 | -638.769 | -636.9805 | -725.4349 | -1397.7637 | -321.9823 | -202.8396 | 8.2073 | 10.5357 | 0 | 3.4454
2035 | 1660 | MW | 502.1726 | 644.6372 | 823.6193 | 244.6128 | -638.769 | -636.9805 | -725.4349 | -1397.7637 | -334.8616 | -202.8396 | 8.2073 | 10.5357 | 0 | 1.7227
2035 | 1661 | MW | 435.2163 | 558.6856 | 713.8034 | 216.8159 | -694.3141 | -660.5724 | -752.3029 | -1519.3084 | -347.7409 | -210.3522 | 8.2073 | 10.5357 | 0 | 1.7227
2035 | 1662 | MW | 368.2599 | 472.734 | 603.9875 | 183.4596 | -805.4044 | -754.9398 | -859.7747 | -1762.3977 | -412.1373 | -240.4025 | 8.2073 | 10.5357 | 0 | 1.7227
2035 | 1663 | MW | 312.463 | 401.1076 | 512.4742 | 155.6627 | -972.0398 | -872.8992 | -994.1145 | -2127.0317 | -515.1717 | -277.9654 | 8.2073 | 10.5357 | 0 | 1.7227
2035 | 1664 | MW | 267.8254 | 343.8065 | 457.5663 | 138.9845 | -1194.2203 | -1061.6341 | -1209.0582 | -2613.2104 | -618.206 | -338.066 | 10.9431 | 14.0476 | 0 | 1.7227
2035 | 1665 | MW | 245.5066 | 315.156 | 420.961 | 133.4252 | -1388.6282 | -1226.7772 | -1397.1339 | -3038.6167 | -708.3611 | -390.654 | 10.9431 | 14.0476 | 43.8044 | 3.4454
2035 | 1666 | MW | 245.5066 | 315.156 | 402.6583 | 122.3064 | -1527.4911 | -1321.1447 | -1504.6058 | -3342.4784 | -772.7575 | -420.7044 | 13.6789 | 17.5595 | 43.8044 | 3.4454
2035 | 1667 | MW | 245.5066 | 315.156 | 420.961 | 122.3064 | -1638.5813 | -1391.9203 | -1585.2096 | -3585.5677 | -824.2747 | -443.2421 | 13.6789 | 17.5595 | 43.8044 | 3.4454
2035 | 1668 | MW | 301.3036 | 386.7823 | 494.1716 | 155.6627 | -1721.899 | -1439.1041 | -1638.9456 | -3767.8848 | -850.0333 | -458.2672 | 13.6789 | 17.5595 | 43.8044 | 3.4454
2035 | 1669 | MW | 323.6224 | 415.4329 | 530.7769 | 172.3408 | -1749.6716 | -1462.6959 | -1665.8135 | -3828.6571 | -875.7919 | -465.7798 | 10.9431 | 14.0476 | 43.8044 | 3.4454
2035 | 1670 | MW | 368.2599 | 472.734 | 603.9875 | 194.5784 | -1777.4442 | -1462.6959 | -1665.8135 | -3889.4294 | -875.7919 | -465.7798 | 10.9431 | 14.0476 | 43.8044 | 3.4454
2035 | 1671 | MW | 457.5351 | 587.3361 | 750.4087 | 239.0534 | -1749.6716 | -1439.1041 | -1638.9456 | -3828.6571 | -875.7919 | -458.2672 | 10.9431 | 14.0476 | 43.8044 | 1.7227
2035 | 1672 | MW | 245.5066 | 315.156 | 402.6583 | 127.8658 | -1694.1265 | -1391.9203 | -1585.2096 | -3707.1124 | -850.0333 | -443.2421 | 8.2073 | 10.5357 | 0 | 1.7227
2035 | 1673 | MW | 301.3036 | 386.7823 | 494.1716 | 155.6627 | -1610.8088 | -1344.7366 | -1531.4737 | -3524.7954 | -811.3954 | -428.2169 | -5.4716 | -7.0238 | -21.9022 | -6.8907
2035 | 1674 | MW | 345.9411 | 444.0834 | 567.3822 | 172.3408 | -1471.9459 | -1250.3691 | -1424.0019 | -3220.9337 | -772.7575 | -398.1666 | -5.4716 | -7.0238 | -21.9022 | -6.8907
2035 | 1675 | MW | 379.4193 | 487.0592 | 622.2901 | 189.019 | -1388.6282 | -1203.1854 | -1370.266 | -3038.6167 | -721.2404 | -383.1415 | -5.4716 | -7.0238 | -21.9022 | -6.8907
2035 | 1676 | MW | 379.4193 | 487.0592 | 622.2901 | 189.019 | -1333.0831 | -1226.7772 | -1397.1339 | -2917.0721 | -682.6025 | -390.654 | -8.2073 | -10.5357 | -21.9022 | -6.8907
2035 | 1677 | MW | 1104.7798 | 1418.2019 | 1793.6597 | 555.9382 | -1221.9929 | -1179.5935 | -1343.398 | -2673.9827 | -643.9646 | -375.6289 | -8.2073 | -10.5357 | -43.8044 | -8.6134
2035 | 1678 | MW | 1104.7798 | 1418.2019 | 1793.6597 | 555.9382 | -1110.9026 | -1085.226 | -1235.9262 | -2430.8934 | -579.5681 | -345.5786 | 10.9431 | 14.0476 | 21.9022 | 0
2035 | 1679 | MW | 1048.9828 | 1346.5755 | 1720.4491 | 522.5819 | -972.0398 | -967.2667 | -1101.5864 | -2127.0317 | -489.4131 | -308.0157 | 13.6789 | 17.5595 | 21.9022 | 1.7227
2035 | 1680 | MW | 970.8671 | 1246.2986 | 1574.0279 | 483.6662 | -805.4044 | -825.7154 | -940.3786 | -1762.3977 | -425.0166 | -262.9402 | 10.9431 | 14.0476 | 0 | 1.7227
2035 | 1681 | MW | 881.592 | 1131.6965 | 1445.9094 | 439.1912 | -722.0867 | -731.348 | -832.9068 | -1580.0807 | -360.6202 | -232.8899 | 10.9431 | 14.0476 | 0 | 3.4454
2035 | 1682 | MW | 781.1574 | 1002.769 | 1262.8829 | 389.1567 | -666.5416 | -684.1642 | -779.1708 | -1458.536 | -334.8616 | -217.8648 | 8.2073 | 10.5357 | 0 | 3.4454
2035 | 1683 | MW | 669.5635 | 859.5163 | 1079.8564 | 333.5629 | -638.769 | -660.5724 | -752.3029 | -1397.7637 | -334.8616 | -210.3522 | 8.2073 | 10.5357 | 0 | 1.7227
2035 | 1684 | MW | 557.9696 | 716.2636 | 915.1325 | 277.9691 | -666.5416 | -660.5724 | -752.3029 | -1458.536 | -334.8616 | -210.3522 | 8.2073 | 10.5357 | 0 | 1.7227
2035 | 1685 | MW | 468.6945 | 601.6614 | 768.7113 | 227.9347 | -694.3141 | -684.1642 | -779.1708 | -1519.3084 | -347.7409 | -217.8648 | 8.2073 | 10.5357 | 0 | 1.7227
2035 | 1686 | MW | 390.5787 | 501.3845 | 640.5928 | 194.5784 | -805.4044 | -754.9398 | -859.7747 | -1762.3977 | -425.0166 | -240.4025 | 8.2073 | 10.5357 | 0 | 1.7227
2035 | 1687 | MW | 312.463 | 401.1076 | 512.4742 | 155.6627 | -972.0398 | -872.8992 | -994.1145 | -2127.0317 | -515.1717 | -277.9654 | 10.9431 | 14.0476 | 0 | 1.7227
2035 | 1688 | MW | 278.9848 | 358.1318 | 457.5663 | 138.9845 | -1221.9929 | -1085.226 | -1235.9262 | -2673.9827 | -618.206 | -345.5786 | 10.9431 | 14.0476 | 0 | 3.4454
2035 | 1689 | MW | 234.3472 | 300.8307 | 384.3557 | 122.3064 | -1388.6282 | -1226.7772 | -1397.1339 | -3038.6167 | -708.3611 | -390.654 | 10.9431 | 14.0476 | 43.8044 | 3.4454
2035 | 1690 | MW | 223.1878 | 286.5054 | 366.053 | 111.1876 | -1527.4911 | -1321.1447 | -1504.6058 | -3342.4784 | -785.6368 | -420.7044 | 10.9431 | 14.0476 | 43.8044 | 3.4454
2035 | 1691 | MW | 234.3472 | 300.8307 | 384.3557 | 116.747 | -1638.5813 | -1391.9203 | -1585.2096 | -3585.5677 | -837.154 | -443.2421 | 10.9431 | 14.0476 | 43.8044 | 3.4454
2035 | 1692 | MW | 290.1442 | 372.4571 | 475.8689 | 144.5439 | -1721.899 | -1415.5122 | -1612.0776 | -3767.8848 | -850.0333 | -450.7547 | 10.9431 | 14.0476 | 43.8044 | 3.4454
2035 | 1693 | MW | 323.6224 | 415.4329 | 512.4742 | 166.7815 | -1777.4442 | -1415.5122 | -1612.0776 | -3889.4294 | -862.9126 | -450.7547 | 10.9431 | 14.0476 | 43.8044 | 3.4454
2035 | 1694 | MW | 357.1005 | 458.4087 | 567.3822 | 177.9002 | -1777.4442 | -1439.1041 | -1638.9456 | -3889.4294 | -875.7919 | -458.2672 | 10.9431 | 14.0476 | 43.8044 | 3.4454
2035 | 1695 | MW | 446.3757 | 573.0109 | 732.106 | 227.9347 | -1777.4442 | -1391.9203 | -1585.2096 | -3889.4294 | -875.7919 | -443.2421 | 10.9431 | 14.0476 | 43.8044 | 0
2035 | 1696 | MW | 245.5066 | 315.156 | 402.6583 | 122.3064 | -1721.899 | -1368.3285 | -1558.3417 | -3767.8848 | -862.9126 | -435.7295 | 8.2073 | 10.5357 | 0 | 0
2035 | 1697 | MW | 301.3036 | 386.7823 | 494.1716 | 155.6627 | -1638.5813 | -1297.5528 | -1477.7378 | -3585.5677 | -837.154 | -413.1918 | -5.4716 | -7.0238 | -21.9022 | -6.8907
2035 | 1698 | MW | 345.9411 | 444.0834 | 585.6848 | 172.3408 | -1499.7185 | -1226.7772 | -1397.1339 | -3281.7061 | -785.6368 | -390.654 | -5.4716 | -7.0238 | -21.9022 | -6.8907
2035 | 1699 | MW | 379.4193 | 487.0592 | 622.2901 | 189.019 | -1416.4008 | -1203.1854 | -1370.266 | -3099.3891 | -721.2404 | -383.1415 | -8.2073 | -10.5357 | -43.8044 | -8.6134
2035 | 1700 | MW | 379.4193 | 487.0592 | 622.2901 | 189.019 | -1333.0831 | -1226.7772 | -1397.1339 | -2917.0721 | -682.6025 | -390.654 | -8.2073 | -10.5357 | -43.8044 | -8.6134
2035 | 1701 | MW | 1093.6204 | 1403.8766 | 1775.3571 | 544.8194 | -1249.7654 | -1179.5935 | -1343.398 | -2734.7551 | -643.9646 | -375.6289 | -8.2073 | -10.5357 | -43.8044 | -8.6134
2035 | 1702 | MW | 1082.461 | 1389.5514 | 1775.3571 | 539.26 | -1110.9026 | -1085.226 | -1235.9262 | -2430.8934 | -566.6889 | -345.5786 | 10.9431 | 14.0476 | 21.9022 | -1.7227
2035 | 1703 | MW | 1026.6641 | 1317.925 | 1683.8438 | 511.4631 | -972.0398 | -967.2667 | -1101.5864 | -2127.0317 | -489.4131 | -308.0157 | 13.6789 | 17.5595 | 21.9022 | 1.7227
2035 | 1704 | MW | 937.3889 | 1203.3228 | 1537.4226 | 472.5475 | -805.4044 | -825.7154 | -940.3786 | -1762.3977 | -425.0166 | -262.9402 | 10.9431 | 14.0476 | 0 | 0
2035 | 1705 | MW | 848.1138 | 1088.7206 | 1372.6988 | 422.513 | -722.0867 | -731.348 | -832.9068 | -1580.0807 | -360.6202 | -232.8899 | 10.9431 | 14.0476 | 21.9022 | 3.4454
2035 | 1706 | MW | 736.5199 | 945.4679 | 1207.9749 | 366.9192 | -666.5416 | -684.1642 | -779.1708 | -1458.536 | -334.8616 | -217.8648 | 8.2073 | 10.5357 | 21.9022 | 3.4454
2035 | 1707 | MW | 624.9259 | 802.2152 | 1006.6458 | 311.3254 | -638.769 | -660.5724 | -752.3029 | -1397.7637 | -334.8616 | -210.3522 | 8.2073 | 10.5357 | 0 | 3.4454
2035 | 1708 | MW | 524.4914 | 673.2878 | 841.9219 | 255.7316 | -638.769 | -660.5724 | -752.3029 | -1397.7637 | -334.8616 | -210.3522 | 8.2073 | 10.5357 | 0 | 3.4454
2035 | 1709 | MW | 435.2163 | 558.6856 | 713.8034 | 211.2565 | -694.3141 | -684.1642 | -779.1708 | -1519.3084 | -360.6202 | -217.8648 | 8.2073 | 10.5357 | 0 | 3.4454
2035 | 1710 | MW | 345.9411 | 444.0834 | 567.3822 | 172.3408 | -805.4044 | -754.9398 | -859.7747 | -1762.3977 | -425.0166 | -240.4025 | 8.2073 | 10.5357 | 0 | 3.4454
2035 | 1711 | MW | 290.1442 | 372.4571 | 475.8689 | 144.5439 | -972.0398 | -872.8992 | -994.1145 | -2127.0317 | -515.1717 | -277.9654 | 8.2073 | 10.5357 | 0 | 5.168
2035 | 1712 | MW | 256.666 | 329.4812 | 420.961 | 127.8658 | -1221.9929 | -1085.226 | -1235.9262 | -2673.9827 | -631.0853 | -345.5786 | 10.9431 | 14.0476 | 0 | 5.168
2035 | 1713 | MW | 223.1878 | 286.5054 | 366.053 | 116.747 | -1416.4008 | -1226.7772 | -1397.1339 | -3099.3891 | -721.2404 | -390.654 | 10.9431 | 14.0476 | 43.8044 | 3.4454
2035 | 1714 | MW | 200.8691 | 257.8549 | 329.4477 | 105.6283 | -1583.0362 | -1321.1447 | -1504.6058 | -3464.0231 | -798.5161 | -420.7044 | 13.6789 | 17.5595 | 43.8044 | 3.4454
2035 | 1715 | MW | 223.1878 | 286.5054 | 366.053 | 111.1876 | -1721.899 | -1415.5122 | -1612.0776 | -3767.8848 | -875.7919 | -450.7547 | 13.6789 | 17.5595 | 65.7066 | 3.4454
2035 | 1716 | MW | 267.8254 | 343.8065 | 439.2636 | 138.9845 | -1805.2167 | -1439.1041 | -1638.9456 | -3950.2018 | -901.5504 | -458.2672 | 13.6789 | 17.5595 | 65.7066 | 3.4454
2035 | 1717 | MW | 312.463 | 401.1076 | 494.1716 | 161.2221 | -1860.7618 | -1462.6959 | -1665.8135 | -4071.7464 | -914.4297 | -465.7798 | 13.6789 | 17.5595 | 65.7066 | 3.4454
2035 | 1718 | MW | 345.9411 | 444.0834 | 567.3822 | 183.4596 | -1916.307 | -1486.2878 | -1692.6815 | -4193.2911 | -927.309 | -473.2924 | 13.6789 | 17.5595 | 65.7066 | 3.4454
2035 | 1719 | MW | 446.3757 | 573.0109 | 713.8034 | 227.9347 | -1916.307 | -1462.6959 | -1665.8135 | -4193.2911 | -927.309 | -465.7798 | 10.9431 | 14.0476 | 87.6087 | 1.7227
2035 | 1720 | MW | 245.5066 | 315.156 | 402.6583 | 127.8658 | -1860.7618 | -1415.5122 | -1612.0776 | -4071.7464 | -914.4297 | -450.7547 | 8.2073 | 10.5357 | 0 | 1.7227
2035 | 1721 | MW | 301.3036 | 386.7823 | 494.1716 | 155.6627 | -1749.6716 | -1344.7366 | -1531.4737 | -3828.6571 | -875.7919 | -428.2169 | -5.4716 | -7.0238 | -43.8044 | -5.168
2035 | 1722 | MW | 357.1005 | 458.4087 | 567.3822 | 177.9002 | -1583.0362 | -1273.961 | -1450.8698 | -3464.0231 | -811.3954 | -405.6792 | -8.2073 | -10.5357 | -43.8044 | -5.168
2035 | 1723 | MW | 379.4193 | 487.0592 | 622.2901 | 189.019 | -1444.1734 | -1226.7772 | -1397.1339 | -3160.1614 | -734.1197 | -390.654 | -8.2073 | -10.5357 | -43.8044 | -6.8907
2035 | 1724 | MW | 379.4193 | 487.0592 | 622.2901 | 189.019 | -1360.8557 | -1226.7772 | -1397.1339 | -2977.8444 | -695.4818 | -390.654 | -8.2073 | -10.5357 | -43.8044 | -8.6134
2035 | 1725 | MW | 1082.461 | 1389.5514 | 1775.3571 | 544.8194 | -1249.7654 | -1203.1854 | -1370.266 | -2734.7551 | -643.9646 | -383.1415 | -8.2073 | -10.5357 | -43.8044 | -8.6134
2035 | 1726 | MW | 1082.461 | 1389.5514 | 1757.0544 | 544.8194 | -1138.6752 | -1108.8179 | -1262.7941 | -2491.6657 | -579.5681 | -353.0912 | 10.9431 | 14.0476 | 0 | 0
2035 | 1727 | MW | 1026.6641 | 1317.925 | 1665.5412 | 511.4631 | -972.0398 | -967.2667 | -1101.5864 | -2127.0317 | -489.4131 | -308.0157 | 13.6789 | 17.5595 | 21.9022 | 1.7227
2035 | 1728 | MW | 937.3889 | 1203.3228 | 1519.12 | 472.5475 | -833.1769 | -825.7154 | -940.3786 | -1823.17 | -425.0166 | -262.9402 | 10.9431 | 14.0476 | 21.9022 | 1.7227
2035 | 1729 | MW | 836.9544 | 1074.3954 | 1372.6988 | 422.513 | -722.0867 | -731.348 | -832.9068 | -1580.0807 | -360.6202 | -232.8899 | 8.2073 | 10.5357 | 0 | 3.4454
2035 | 1730 | MW | 736.5199 | 945.4679 | 1189.6723 | 366.9192 | -666.5416 | -684.1642 | -779.1708 | -1458.536 | -334.8616 | -217.8648 | 8.2073 | 10.5357 | 0 | 3.4454
2035 | 1731 | MW | 613.7666 | 787.8899 | 1006.6458 | 305.766 | -638.769 | -660.5724 | -752.3029 | -1397.7637 | -334.8616 | -210.3522 | 8.2073 | 10.5357 | 0 | 1.7227
2035 | 1732 | MW | 513.332 | 658.9625 | 823.6193 | 255.7316 | -666.5416 | -660.5724 | -752.3029 | -1458.536 | -334.8616 | -210.3522 | 8.2073 | 10.5357 | 0 | 1.7227
2035 | 1733 | MW | 424.0569 | 544.3603 | 677.1981 | 205.6971 | -694.3141 | -684.1642 | -779.1708 | -1519.3084 | -360.6202 | -217.8648 | 8.2073 | 10.5357 | 0 | 1.7227
2035 | 1734 | MW | 345.9411 | 444.0834 | 549.0795 | 172.3408 | -805.4044 | -754.9398 | -859.7747 | -1762.3977 | -425.0166 | -240.4025 | 8.2073 | 10.5357 | 0 | 1.7227
2035 | 1735 | MW | 278.9848 | 358.1318 | 457.5663 | 138.9845 | -999.8123 | -872.8992 | -994.1145 | -2187.8041 | -515.1717 | -277.9654 | 10.9431 | 14.0476 | 0 | 1.7227
2035 | 1736 | MW | 245.5066 | 315.156 | 402.6583 | 127.8658 | -1221.9929 | -1085.226 | -1235.9262 | -2673.9827 | -631.0853 | -345.5786 | 10.9431 | 14.0476 | 0 | 3.4454
2035 | 1737 | MW | 212.0284 | 272.1802 | 347.7504 | 116.747 | -1416.4008 | -1226.7772 | -1397.1339 | -3099.3891 | -734.1197 | -390.654 | 10.9431 | 14.0476 | 43.8044 | 3.4454
2035 | 1738 | MW | 200.8691 | 257.8549 | 329.4477 | 105.6283 | -1583.0362 | -1344.7366 | -1531.4737 | -3464.0231 | -811.3954 | -428.2169 | 10.9431 | 14.0476 | 43.8044 | 3.4454
2035 | 1739 | MW | 212.0284 | 272.1802 | 366.053 | 105.6283 | -1749.6716 | -1439.1041 | -1638.9456 | -3828.6571 | -862.9126 | -458.2672 | 10.9431 | 14.0476 | 43.8044 | 3.4454
2035 | 1740 | MW | 267.8254 | 343.8065 | 439.2636 | 138.9845 | -1832.9893 | -1462.6959 | -1665.8135 | -4010.9741 | -888.6712 | -465.7798 | 10.9431 | 14.0476 | 43.8044 | 3.4454
2035 | 1741 | MW | 301.3036 | 386.7823 | 494.1716 | 161.2221 | -1888.5344 | -1486.2878 | -1692.6815 | -4132.5188 | -914.4297 | -473.2924 | 8.2073 | 10.5357 | 43.8044 | 3.4454
2035 | 1742 | MW | 345.9411 | 444.0834 | 567.3822 | 177.9002 | -1916.307 | -1509.8797 | -1719.5494 | -4193.2911 | -927.309 | -480.805 | 8.2073 | 10.5357 | 65.7066 | 3.4454
2035 | 1743 | MW | 446.3757 | 573.0109 | 713.8034 | 222.3753 | -1888.5344 | -1509.8797 | -1719.5494 | -4132.5188 | -927.309 | -480.805 | 8.2073 | 10.5357 | 65.7066 | 0
2035 | 1744 | MW | 245.5066 | 315.156 | 402.6583 | 127.8658 | -1860.7618 | -1462.6959 | -1665.8135 | -4071.7464 | -914.4297 | -465.7798 | 5.4716 | 7.0238 | 0 | 0
2035 | 1745 | MW | 301.3036 | 386.7823 | 494.1716 | 155.6627 | -1721.899 | -1391.9203 | -1585.2096 | -3767.8848 | -875.7919 | -443.2421 | -5.4716 | -7.0238 | -43.8044 | -6.8907
2035 | 1746 | MW | 357.1005 | 458.4087 | 585.6848 | 177.9002 | -1555.2636 | -1321.1447 | -1504.6058 | -3403.2507 | -798.5161 | -420.7044 | -5.4716 | -7.0238 | -43.8044 | -6.8907
2035 | 1747 | MW | 390.5787 | 501.3845 | 640.5928 | 189.019 | -1416.4008 | -1250.3691 | -1424.0019 | -3099.3891 | -734.1197 | -398.1666 | -8.2073 | -10.5357 | -43.8044 | -6.8907
2035 | 1748 | MW | 379.4193 | 487.0592 | 622.2901 | 189.019 | -1360.8557 | -1250.3691 | -1424.0019 | -2977.8444 | -695.4818 | -398.1666 | -8.2073 | -10.5357 | -43.8044 | -6.8907
2035 | 1749 | MW | 1082.461 | 1389.5514 | 1775.3571 | 539.26 | -1249.7654 | -1203.1854 | -1370.266 | -2734.7551 | -643.9646 | -383.1415 | -8.2073 | -10.5357 | -43.8044 | -8.6134
2035 | 1750 | MW | 1082.461 | 1389.5514 | 1757.0544 | 539.26 | -1138.6752 | -1108.8179 | -1262.7941 | -2491.6657 | -579.5681 | -353.0912 | 10.9431 | 14.0476 | 21.9022 | 0
2035 | 1751 | MW | 1015.5047 | 1303.5997 | 1665.5412 | 505.9038 | -972.0398 | -967.2667 | -1101.5864 | -2127.0317 | -502.2924 | -308.0157 | 13.6789 | 17.5595 | 21.9022 | 1.7227
2035 | 1752 | MW | 937.3889 | 1203.3228 | 1519.12 | 466.9881 | -833.1769 | -825.7154 | -940.3786 | -1823.17 | -425.0166 | -262.9402 | 10.9431 | 14.0476 | 21.9022 | 1.7227
2035 | 1753 | MW | 836.9544 | 1074.3954 | 1354.3961 | 416.9536 | -722.0867 | -731.348 | -832.9068 | -1580.0807 | -360.6202 | -232.8899 | 10.9431 | 14.0476 | 21.9022 | 3.4454
2035 | 1754 | MW | 725.3605 | 931.1427 | 1171.3696 | 361.3598 | -666.5416 | -684.1642 | -779.1708 | -1458.536 | -334.8616 | -217.8648 | 8.2073 | 10.5357 | 21.9022 | 3.4454
2035 | 1755 | MW | 602.6072 | 773.5647 | 988.3431 | 300.2066 | -638.769 | -660.5724 | -752.3029 | -1397.7637 | -334.8616 | -210.3522 | 8.2073 | 10.5357 | 0 | 3.4454
2035 | 1756 | MW | 502.1726 | 644.6372 | 805.3166 | 244.6128 | -666.5416 | -660.5724 | -752.3029 | -1458.536 | -334.8616 | -210.3522 | 8.2073 | 10.5357 | 0 | 1.7227
2035 | 1757 | MW | 401.7381 | 515.7098 | 658.8954 | 200.1377 | -694.3141 | -684.1642 | -779.1708 | -1519.3084 | -360.6202 | -217.8648 | 8.2073 | 10.5357 | 0 | 1.7227
2035 | 1758 | MW | 323.6224 | 415.4329 | 530.7769 | 166.7815 | -805.4044 | -754.9398 | -859.7747 | -1762.3977 | -425.0166 | -240.4025 | 5.4716 | 7.0238 | 0 | 3.4454
2035 | 1759 | MW | 267.8254 | 343.8065 | 439.2636 | 133.4252 | -972.0398 | -872.8992 | -994.1145 | -2127.0317 | -528.051 | -277.9654 | 8.2073 | 10.5357 | 0 | 3.4454
2035 | 1760 | MW | 245.5066 | 315.156 | 402.6583 | 122.3064 | -1194.2203 | -1085.226 | -1235.9262 | -2613.2104 | -631.0853 | -345.5786 | 8.2073 | 10.5357 | 21.9022 | 3.4454
2035 | 1761 | MW | 212.0284 | 272.1802 | 347.7504 | 116.747 | -1388.6282 | -1250.3691 | -1424.0019 | -3038.6167 | -708.3611 | -398.1666 | 10.9431 | 14.0476 | 43.8044 | 3.4454
2035 | 1762 | MW | 200.8691 | 257.8549 | 329.4477 | 105.6283 | -1555.2636 | -1344.7366 | -1531.4737 | -3403.2507 | -759.8782 | -428.2169 | 10.9431 | 14.0476 | 43.8044 | 3.4454
2035 | 1763 | MW | 223.1878 | 286.5054 | 366.053 | 111.1876 | -1666.3539 | -1462.6959 | -1665.8135 | -3646.3401 | -811.3954 | -465.7798 | 10.9431 | 14.0476 | 43.8044 | 3.4454
2035 | 1764 | MW | 278.9848 | 358.1318 | 457.5663 | 138.9845 | -1749.6716 | -1533.4715 | -1746.4174 | -3828.6571 | -850.0333 | -488.3176 | 10.9431 | 14.0476 | 43.8044 | 3.4454
2035 | 1765 | MW | 312.463 | 401.1076 | 494.1716 | 155.6627 | -1777.4442 | -1580.6553 | -1800.1533 | -3889.4294 | -875.7919 | -503.3427 | 10.9431 | 14.0476 | 43.8044 | 3.4454
2035 | 1766 | MW | 345.9411 | 444.0834 | 567.3822 | 177.9002 | -1805.2167 | -1580.6553 | -1800.1533 | -3950.2018 | -875.7919 | -503.3427 | 10.9431 | 14.0476 | 65.7066 | 3.4454
2035 | 1767 | MW | 435.2163 | 558.6856 | 713.8034 | 222.3753 | -1777.4442 | -1533.4715 | -1746.4174 | -3889.4294 | -875.7919 | -488.3176 | 10.9431 | 14.0476 | 65.7066 | 1.7227
2035 | 1768 | MW | 245.5066 | 315.156 | 402.6583 | 127.8658 | -1721.899 | -1439.1041 | -1638.9456 | -3767.8848 | -862.9126 | -458.2672 | 5.4716 | 7.0238 | 0 | 1.7227
2035 | 1769 | MW | 312.463 | 401.1076 | 494.1716 | 161.2221 | -1638.5813 | -1368.3285 | -1558.3417 | -3585.5677 | -824.2747 | -435.7295 | -5.4716 | -7.0238 | -43.8044 | -5.168
2035 | 1770 | MW | 357.1005 | 458.4087 | 585.6848 | 183.4596 | -1499.7185 | -1297.5528 | -1477.7378 | -3281.7061 | -759.8782 | -413.1918 | -5.4716 | -7.0238 | -43.8044 | -5.168
2035 | 1771 | MW | 390.5787 | 501.3845 | 640.5928 | 194.5784 | -1388.6282 | -1250.3691 | -1424.0019 | -3038.6167 | -708.3611 | -398.1666 | -8.2073 | -10.5357 | -43.8044 | -6.8907
2035 | 1772 | MW | 390.5787 | 501.3845 | 622.2901 | 194.5784 | -1333.0831 | -1250.3691 | -1424.0019 | -2917.0721 | -669.7232 | -398.1666 | -8.2073 | -10.5357 | -43.8044 | -6.8907
2035 | 1773 | MW | 1082.461 | 1389.5514 | 1757.0544 | 539.26 | -1249.7654 | -1203.1854 | -1370.266 | -2734.7551 | -631.0853 | -383.1415 | -8.2073 | -10.5357 | -43.8044 | -6.8907
2035 | 1774 | MW | 1071.3016 | 1375.2261 | 1757.0544 | 539.26 | -1110.9026 | -1108.8179 | -1262.7941 | -2430.8934 | -566.6889 | -353.0912 | 10.9431 | 14.0476 | 0 | 0
2035 | 1775 | MW | 1015.5047 | 1303.5997 | 1665.5412 | 505.9038 | -972.0398 | -967.2667 | -1101.5864 | -2127.0317 | -489.4131 | -308.0157 | 13.6789 | 17.5595 | 21.9022 | 1.7227
2035 | 1776 | MW | 926.2295 | 1188.9976 | 1500.8173 | 461.4287 | -833.1769 | -849.3073 | -967.2466 | -1823.17 | -425.0166 | -270.4528 | 13.6789 | 17.5595 | 21.9022 | 1.7227
2035 | 1777 | MW | 836.9544 | 1074.3954 | 1354.3961 | 411.3943 | -666.5416 | -707.7561 | -806.0388 | -1458.536 | -347.7409 | -225.3773 | 13.6789 | 17.5595 | 21.9022 | 3.4454
2035 | 1778 | MW | 725.3605 | 931.1427 | 1171.3696 | 355.8004 | -638.769 | -660.5724 | -752.3029 | -1397.7637 | -321.9823 | -210.3522 | 10.9431 | 14.0476 | 0 | 3.4454
2035 | 1779 | MW | 602.6072 | 773.5647 | 988.3431 | 300.2066 | -610.9964 | -636.9805 | -725.4349 | -1336.9914 | -309.103 | -202.8396 | 8.2073 | 10.5357 | 0 | 3.4454
2035 | 1780 | MW | 502.1726 | 644.6372 | 823.6193 | 250.1722 | -610.9964 | -636.9805 | -725.4349 | -1336.9914 | -309.103 | -202.8396 | 8.2073 | 10.5357 | 0 | 1.7227
2035 | 1781 | MW | 424.0569 | 544.3603 | 695.5007 | 205.6971 | -638.769 | -636.9805 | -725.4349 | -1397.7637 | -321.9823 | -202.8396 | 8.2073 | 10.5357 | 0 | 1.7227
2035 | 1782 | MW | 357.1005 | 458.4087 | 585.6848 | 172.3408 | -694.3141 | -660.5724 | -752.3029 | -1519.3084 | -360.6202 | -210.3522 | 8.2073 | 10.5357 | 21.9022 | 1.7227
2035 | 1783 | MW | 312.463 | 401.1076 | 512.4742 | 155.6627 | -777.6318 | -707.7561 | -806.0388 | -1701.6254 | -425.0166 | -225.3773 | 8.2073 | 10.5357 | 21.9022 | 3.4454
2035 | 1784 | MW | 278.9848 | 358.1318 | 457.5663 | 138.9845 | -944.2672 | -849.3073 | -967.2466 | -2066.2594 | -502.2924 | -270.4528 | 10.9431 | 14.0476 | 21.9022 | 3.4454
2035 | 1785 | MW | 267.8254 | 343.8065 | 439.2636 | 133.4252 | -1083.13 | -967.2667 | -1101.5864 | -2370.1211 | -566.6889 | -308.0157 | 10.9431 | 14.0476 | 43.8044 | 3.4454
2035 | 1786 | MW | 301.3036 | 386.7823 | 494.1716 | 150.1033 | -1194.2203 | -1014.4504 | -1155.3223 | -2613.2104 | -605.3267 | -323.0408 | 13.6789 | 17.5595 | 43.8044 | 3.4454
2035 | 1787 | MW | 345.9411 | 444.0834 | 567.3822 | 177.9002 | -1277.538 | -1061.6341 | -1209.0582 | -2795.5274 | -631.0853 | -338.066 | 10.9431 | 14.0476 | 43.8044 | 3.4454
2035 | 1788 | MW | 435.2163 | 558.6856 | 695.5007 | 227.9347 | -1333.0831 | -1085.226 | -1235.9262 | -2917.0721 | -643.9646 | -345.5786 | 10.9431 | 14.0476 | 43.8044 | 3.4454
2035 | 1789 | MW | 491.0132 | 630.312 | 787.014 | 250.1722 | -1360.8557 | -1085.226 | -1235.9262 | -2977.8444 | -656.8439 | -345.5786 | 10.9431 | 14.0476 | 43.8044 | 3.4454
2035 | 1790 | MW | 535.6508 | 687.613 | 860.2246 | 266.8503 | -1360.8557 | -1085.226 | -1235.9262 | -2977.8444 | -669.7232 | -345.5786 | 10.9431 | 14.0476 | 43.8044 | 3.4454
2035 | 1791 | MW | 223.1878 | 286.5054 | 384.3557 | 111.1876 | -1333.0831 | -1085.226 | -1235.9262 | -2917.0721 | -656.8439 | -345.5786 | 10.9431 | 14.0476 | 43.8044 | 1.7227
2035 | 1792 | MW | 256.666 | 329.4812 | 439.2636 | 122.3064 | -1277.538 | -1061.6341 | -1209.0582 | -2795.5274 | -643.9646 | -338.066 | 8.2073 | 10.5357 | 0 | 1.7227
2035 | 1793 | MW | 278.9848 | 358.1318 | 475.8689 | 138.9845 | -1194.2203 | -1038.0423 | -1182.1902 | -2613.2104 | -631.0853 | -330.5534 | -5.4716 | -7.0238 | -21.9022 | -5.168
2035 | 1794 | MW | 301.3036 | 386.7823 | 494.1716 | 150.1033 | -1138.6752 | -1014.4504 | -1155.3223 | -2491.6657 | -605.3267 | -323.0408 | -5.4716 | -7.0238 | -21.9022 | -5.168
2035 | 1795 | MW | 312.463 | 401.1076 | 512.4742 | 150.1033 | -1138.6752 | -1061.6341 | -1209.0582 | -2491.6657 | -592.4474 | -338.066 | -5.4716 | -7.0238 | -21.9022 | -5.168
2035 | 1796 | MW | 970.8671 | 1246.2986 | 1592.3306 | 489.2256 | -1138.6752 | -1108.8179 | -1262.7941 | -2491.6657 | -592.4474 | -353.0912 | -5.4716 | -7.0238 | -21.9022 | -5.168
2035 | 1797 | MW | 982.0265 | 1260.6239 | 1592.3306 | 489.2256 | -1110.9026 | -1085.226 | -1235.9262 | -2430.8934 | -566.6889 | -345.5786 | -5.4716 | -7.0238 | -21.9022 | -6.8907
2035 | 1798 | MW | 959.7077 | 1231.9734 | 1555.7253 | 483.6662 | -999.8123 | -1014.4504 | -1155.3223 | -2187.8041 | -515.1717 | -323.0408 | 13.6789 | 17.5595 | 21.9022 | 0
2035 | 1799 | MW | 926.2295 | 1188.9976 | 1500.8173 | 466.9881 | -888.7221 | -896.4911 | -1020.9825 | -1944.7147 | -463.6545 | -285.478 | 16.4147 | 21.0714 | 21.9022 | 1.7227
2035 | 1800 | MW | 859.2732 | 1103.0459 | 1391.0014 | 428.0724 | -749.8593 | -778.5317 | -886.6427 | -1640.853 | -386.3788 | -247.9151 | 16.4147 | 21.0714 | 21.9022 | 1.7227
2035 | 1801 | MW | 769.998 | 988.4437 | 1262.8829 | 383.5973 | -666.5416 | -684.1642 | -779.1708 | -1458.536 | -334.8616 | -217.8648 | 10.9431 | 14.0476 | 0 | 3.4454
2035 | 1802 | MW | 669.5635 | 859.5163 | 1098.159 | 333.5629 | -610.9964 | -636.9805 | -725.4349 | -1336.9914 | -321.9823 | -202.8396 | 10.9431 | 14.0476 | 0 | 3.4454
2035 | 1803 | MW | 580.2884 | 744.9141 | 951.7378 | 289.0879 | -610.9964 | -613.3886 | -698.567 | -1336.9914 | -309.103 | -195.327 | 8.2073 | 10.5357 | 0 | 1.7227
2035 | 1804 | MW | 513.332 | 658.9625 | 841.9219 | 255.7316 | -610.9964 | -613.3886 | -698.567 | -1336.9914 | -309.103 | -195.327 | 8.2073 | 10.5357 | 0 | 1.7227
2035 | 1805 | MW | 457.5351 | 587.3361 | 750.4087 | 233.494 | -610.9964 | -636.9805 | -725.4349 | -1336.9914 | -309.103 | -202.8396 | 8.2073 | 10.5357 | 0 | 1.7227
2035 | 1806 | MW | 412.8975 | 530.0351 | 677.1981 | 205.6971 | -666.5416 | -613.3886 | -698.567 | -1458.536 | -347.7409 | -195.327 | 8.2073 | 10.5357 | 0 | 1.7227
2035 | 1807 | MW | 368.2599 | 472.734 | 603.9875 | 183.4596 | -722.0867 | -660.5724 | -752.3029 | -1580.0807 | -386.3788 | -210.3522 | 8.2073 | 10.5357 | 21.9022 | 1.7227
2035 | 1808 | MW | 323.6224 | 415.4329 | 512.4742 | 161.2221 | -833.1769 | -754.9398 | -859.7747 | -1823.17 | -450.7752 | -240.4025 | 8.2073 | 10.5357 | 21.9022 | 3.4454
2035 | 1809 | MW | 312.463 | 401.1076 | 512.4742 | 155.6627 | -916.4946 | -825.7154 | -940.3786 | -2005.487 | -489.4131 | -262.9402 | 10.9431 | 14.0476 | 43.8044 | 3.4454
2035 | 1810 | MW | 312.463 | 401.1076 | 512.4742 | 161.2221 | -999.8123 | -896.4911 | -1020.9825 | -2187.8041 | -515.1717 | -285.478 | 10.9431 | 14.0476 | 43.8044 | 3.4454
2035 | 1811 | MW | 357.1005 | 458.4087 | 585.6848 | 177.9002 | -1027.5849 | -943.6748 | -1074.7184 | -2248.5764 | -528.051 | -300.5031 | 10.9431 | 14.0476 | 43.8044 | 3.4454
2035 | 1812 | MW | 435.2163 | 558.6856 | 713.8034 | 222.3753 | -1083.13 | -990.8585 | -1128.4543 | -2370.1211 | -540.9303 | -315.5283 | 10.9431 | 14.0476 | 43.8044 | 3.4454
2035 | 1813 | MW | 502.1726 | 644.6372 | 805.3166 | 250.1722 | -1110.9026 | -1014.4504 | -1155.3223 | -2430.8934 | -553.8096 | -323.0408 | 10.9431 | 14.0476 | 43.8044 | 3.4454
2035 | 1814 | MW | 557.9696 | 716.2636 | 896.8299 | 283.5285 | -1138.6752 | -1014.4504 | -1155.3223 | -2491.6657 | -553.8096 | -323.0408 | 10.9431 | 14.0476 | 43.8044 | 3.4454
2035 | 1815 | MW | 212.0284 | 272.1802 | 347.7504 | 111.1876 | -1138.6752 | -1014.4504 | -1155.3223 | -2491.6657 | -553.8096 | -323.0408 | 10.9431 | 14.0476 | 43.8044 | 1.7227
2035 | 1816 | MW | 245.5066 | 315.156 | 402.6583 | 122.3064 | -1138.6752 | -990.8585 | -1128.4543 | -2491.6657 | -553.8096 | -315.5283 | 8.2073 | 10.5357 | 0 | 1.7227
2035 | 1817 | MW | 267.8254 | 343.8065 | 439.2636 | 138.9845 | -1110.9026 | -990.8585 | -1128.4543 | -2430.8934 | -553.8096 | -315.5283 | -5.4716 | -7.0238 | -21.9022 | -5.168
2035 | 1818 | MW | 278.9848 | 358.1318 | 457.5663 | 138.9845 | -1083.13 | -990.8585 | -1128.4543 | -2370.1211 | -566.6889 | -315.5283 | -5.4716 | -7.0238 | -21.9022 | -6.8907
2035 | 1819 | MW | 278.9848 | 358.1318 | 457.5663 | 144.5439 | -1110.9026 | -1061.6341 | -1209.0582 | -2430.8934 | -579.5681 | -338.066 | -5.4716 | -7.0238 | -21.9022 | -6.8907
2035 | 1820 | MW | 970.8671 | 1246.2986 | 1592.3306 | 494.785 | -1138.6752 | -1108.8179 | -1262.7941 | -2491.6657 | -579.5681 | -353.0912 | -5.4716 | -7.0238 | -21.9022 | -6.8907
2035 | 1821 | MW | 982.0265 | 1260.6239 | 1592.3306 | 494.785 | -1110.9026 | -1085.226 | -1235.9262 | -2430.8934 | -566.6889 | -345.5786 | -8.2073 | -10.5357 | -21.9022 | -6.8907
2035 | 1822 | MW | 959.7077 | 1231.9734 | 1555.7253 | 483.6662 | -999.8123 | -1014.4504 | -1155.3223 | -2187.8041 | -515.1717 | -323.0408 | 10.9431 | 14.0476 | 21.9022 | 0
2035 | 1823 | MW | 915.0701 | 1174.6723 | 1482.5147 | 461.4287 | -888.7221 | -896.4911 | -1020.9825 | -1944.7147 | -450.7752 | -285.478 | 16.4147 | 21.0714 | 21.9022 | 1.7227
2035 | 1824 | MW | 848.1138 | 1088.7206 | 1391.0014 | 428.0724 | -749.8593 | -778.5317 | -886.6427 | -1640.853 | -386.3788 | -247.9151 | 13.6789 | 17.5595 | 21.9022 | 1.7227
2035 | 1825 | MW | 758.8386 | 974.1185 | 1244.5802 | 378.038 | -722.0867 | -707.7561 | -806.0388 | -1580.0807 | -360.6202 | -225.3773 | 10.9431 | 14.0476 | 0 | 3.4454
2035 | 1826 | MW | 669.5635 | 859.5163 | 1079.8564 | 328.0035 | -666.5416 | -660.5724 | -752.3029 | -1458.536 | -334.8616 | -210.3522 | 8.2073 | 10.5357 | 0 | 3.4454
2035 | 1827 | MW | 580.2884 | 744.9141 | 951.7378 | 289.0879 | -638.769 | -636.9805 | -725.4349 | -1397.7637 | -334.8616 | -202.8396 | 8.2073 | 10.5357 | 0 | 1.7227
2035 | 1828 | MW | 502.1726 | 644.6372 | 823.6193 | 250.1722 | -638.769 | -636.9805 | -725.4349 | -1397.7637 | -334.8616 | -202.8396 | 8.2073 | 10.5357 | 0 | 1.7227
2035 | 1829 | MW | 446.3757 | 573.0109 | 732.106 | 216.8159 | -694.3141 | -660.5724 | -752.3029 | -1519.3084 | -347.7409 | -210.3522 | 8.2073 | 10.5357 | 0 | 1.7227
2035 | 1830 | MW | 379.4193 | 487.0592 | 622.2901 | 189.019 | -805.4044 | -731.348 | -832.9068 | -1762.3977 | -412.1373 | -232.8899 | 8.2073 | 10.5357 | 0 | 1.7227
2035 | 1831 | MW | 323.6224 | 415.4329 | 530.7769 | 161.2221 | -972.0398 | -849.3073 | -967.2466 | -2127.0317 | -515.1717 | -270.4528 | 10.9431 | 14.0476 | 0 | 1.7227
2035 | 1832 | MW | 290.1442 | 372.4571 | 475.8689 | 144.5439 | -1194.2203 | -1085.226 | -1235.9262 | -2613.2104 | -618.206 | -345.5786 | 10.9431 | 14.0476 | 0 | 3.4454
2035 | 1833 | MW | 267.8254 | 343.8065 | 439.2636 | 133.4252 | -1388.6282 | -1226.7772 | -1397.1339 | -3038.6167 | -695.4818 | -390.654 | 10.9431 | 14.0476 | 43.8044 | 3.4454
2035 | 1834 | MW | 256.666 | 329.4812 | 420.961 | 133.4252 | -1527.4911 | -1321.1447 | -1504.6058 | -3342.4784 | -759.8782 | -420.7044 | 10.9431 | 14.0476 | 43.8044 | 3.4454
2035 | 1835 | MW | 256.666 | 329.4812 | 439.2636 | 127.8658 | -1638.5813 | -1415.5122 | -1612.0776 | -3585.5677 | -811.3954 | -450.7547 | 10.9431 | 14.0476 | 43.8044 | 3.4454
2035 | 1836 | MW | 312.463 | 401.1076 | 512.4742 | 155.6627 | -1749.6716 | -1462.6959 | -1665.8135 | -3828.6571 | -837.154 | -465.7798 | 10.9431 | 14.0476 | 65.7066 | 3.4454
2035 | 1837 | MW | 334.7818 | 429.7582 | 549.0795 | 177.9002 | -1805.2167 | -1486.2878 | -1692.6815 | -3950.2018 | -850.0333 | -473.2924 | 10.9431 | 14.0476 | 65.7066 | 3.4454
2035 | 1838 | MW | 379.4193 | 487.0592 | 622.2901 | 189.019 | -1832.9893 | -1486.2878 | -1692.6815 | -4010.9741 | -862.9126 | -473.2924 | 10.9431 | 14.0476 | 65.7066 | 3.4454
2035 | 1839 | MW | 468.6945 | 601.6614 | 768.7113 | 233.494 | -1805.2167 | -1486.2878 | -1692.6815 | -3950.2018 | -862.9126 | -473.2924 | 10.9431 | 14.0476 | 65.7066 | 0
2035 | 1840 | MW | 245.5066 | 315.156 | 402.6583 | 122.3064 | -1721.899 | -1439.1041 | -1638.9456 | -3767.8848 | -850.0333 | -458.2672 | 8.2073 | 10.5357 | 0 | 0
2035 | 1841 | MW | 301.3036 | 386.7823 | 512.4742 | 150.1033 | -1638.5813 | -1391.9203 | -1585.2096 | -3585.5677 | -824.2747 | -443.2421 | -5.4716 | -7.0238 | -21.9022 | -6.8907
2035 | 1842 | MW | 357.1005 | 458.4087 | 585.6848 | 172.3408 | -1471.9459 | -1297.5528 | -1477.7378 | -3220.9337 | -759.8782 | -413.1918 | -5.4716 | -7.0238 | -43.8044 | -6.8907
2035 | 1843 | MW | 379.4193 | 487.0592 | 622.2901 | 183.4596 | -1388.6282 | -1250.3691 | -1424.0019 | -3038.6167 | -708.3611 | -398.1666 | -5.4716 | -7.0238 | -43.8044 | -8.6134
2035 | 1844 | MW | 379.4193 | 487.0592 | 622.2901 | 183.4596 | -1305.3105 | -1250.3691 | -1424.0019 | -2856.2997 | -669.7232 | -398.1666 | -8.2073 | -10.5357 | -43.8044 | -8.6134
2035 | 1845 | MW | 1104.7798 | 1418.2019 | 1793.6597 | 550.3788 | -1221.9929 | -1203.1854 | -1370.266 | -2673.9827 | -631.0853 | -383.1415 | -8.2073 | -10.5357 | -43.8044 | -8.6134
2035 | 1846 | MW | 1104.7798 | 1418.2019 | 1793.6597 | 550.3788 | -1110.9026 | -1085.226 | -1235.9262 | -2430.8934 | -566.6889 | -345.5786 | 10.9431 | 14.0476 | 0 | -1.7227
2035 | 1847 | MW | 1048.9828 | 1346.5755 | 1720.4491 | 522.5819 | -944.2672 | -967.2667 | -1101.5864 | -2066.2594 | -489.4131 | -308.0157 | 13.6789 | 17.5595 | 21.9022 | 1.7227
2035 | 1848 | MW | 970.8671 | 1246.2986 | 1574.0279 | 483.6662 | -805.4044 | -825.7154 | -940.3786 | -1762.3977 | -412.1373 | -262.9402 | 10.9431 | 14.0476 | 21.9022 | 0
2035 | 1849 | MW | 881.592 | 1131.6965 | 1445.9094 | 439.1912 | -694.3141 | -731.348 | -832.9068 | -1519.3084 | -360.6202 | -232.8899 | 10.9431 | 14.0476 | 21.9022 | 3.4454
2035 | 1850 | MW | 781.1574 | 1002.769 | 1281.1855 | 389.1567 | -638.769 | -684.1642 | -779.1708 | -1397.7637 | -334.8616 | -217.8648 | 10.9431 | 14.0476 | 0 | 3.4454
2035 | 1851 | MW | 669.5635 | 859.5163 | 1079.8564 | 333.5629 | -638.769 | -660.5724 | -752.3029 | -1397.7637 | -321.9823 | -210.3522 | 8.2073 | 10.5357 | 0 | 3.4454
2035 | 1852 | MW | 557.9696 | 716.2636 | 915.1325 | 277.9691 | -638.769 | -660.5724 | -752.3029 | -1397.7637 | -334.8616 | -210.3522 | 8.2073 | 10.5357 | 0 | 1.7227
2035 | 1853 | MW | 468.6945 | 601.6614 | 768.7113 | 227.9347 | -694.3141 | -684.1642 | -779.1708 | -1519.3084 | -347.7409 | -217.8648 | 8.2073 | 10.5357 | 0 | 1.7227
2035 | 1854 | MW | 390.5787 | 501.3845 | 622.2901 | 194.5784 | -805.4044 | -731.348 | -832.9068 | -1762.3977 | -412.1373 | -232.8899 | 8.2073 | 10.5357 | 0 | 1.7227
2035 | 1855 | MW | 312.463 | 401.1076 | 512.4742 | 155.6627 | -972.0398 | -872.8992 | -994.1145 | -2127.0317 | -515.1717 | -277.9654 | 8.2073 | 10.5357 | 0 | 1.7227
2035 | 1856 | MW | 267.8254 | 343.8065 | 439.2636 | 138.9845 | -1194.2203 | -1085.226 | -1235.9262 | -2613.2104 | -618.206 | -345.5786 | 8.2073 | 10.5357 | 0 | 3.4454
2035 | 1857 | MW | 234.3472 | 300.8307 | 384.3557 | 122.3064 | -1388.6282 | -1226.7772 | -1397.1339 | -3038.6167 | -708.3611 | -390.654 | 10.9431 | 14.0476 | 43.8044 | 3.4454
2035 | 1858 | MW | 223.1878 | 286.5054 | 366.053 | 111.1876 | -1555.2636 | -1344.7366 | -1531.4737 | -3403.2507 | -772.7575 | -428.2169 | 10.9431 | 14.0476 | 43.8044 | 3.4454
2035 | 1859 | MW | 234.3472 | 300.8307 | 384.3557 | 116.747 | -1666.3539 | -1462.6959 | -1665.8135 | -3646.3401 | -837.154 | -465.7798 | 10.9431 | 14.0476 | 65.7066 | 3.4454
2035 | 1860 | MW | 278.9848 | 358.1318 | 457.5663 | 144.5439 | -1749.6716 | -1509.8797 | -1719.5494 | -3828.6571 | -862.9126 | -480.805 | 10.9431 | 14.0476 | 65.7066 | 3.4454
2035 | 1861 | MW | 323.6224 | 415.4329 | 512.4742 | 166.7815 | -1805.2167 | -1533.4715 | -1746.4174 | -3950.2018 | -875.7919 | -488.3176 | 10.9431 | 14.0476 | 65.7066 | 3.4454
2035 | 1862 | MW | 357.1005 | 458.4087 | 585.6848 | 183.4596 | -1832.9893 | -1580.6553 | -1800.1533 | -4010.9741 | -888.6712 | -503.3427 | 10.9431 | 14.0476 | 65.7066 | 3.4454
2035 | 1863 | MW | 446.3757 | 573.0109 | 732.106 | 233.494 | -1805.2167 | -1580.6553 | -1800.1533 | -3950.2018 | -875.7919 | -503.3427 | 10.9431 | 14.0476 | 65.7066 | 1.7227
2035 | 1864 | MW | 245.5066 | 315.156 | 402.6583 | 127.8658 | -1721.899 | -1533.4715 | -1746.4174 | -3767.8848 | -850.0333 | -488.3176 | 8.2073 | 10.5357 | 0 | 1.7227
2035 | 1865 | MW | 301.3036 | 386.7823 | 494.1716 | 155.6627 | -1638.5813 | -1462.6959 | -1665.8135 | -3585.5677 | -824.2747 | -465.7798 | -5.4716 | -7.0238 | -43.8044 | -5.168
2035 | 1866 | MW | 345.9411 | 444.0834 | 567.3822 | 177.9002 | -1499.7185 | -1344.7366 | -1531.4737 | -3281.7061 | -772.7575 | -428.2169 | -5.4716 | -7.0238 | -43.8044 | -5.168
2035 | 1867 | MW | 379.4193 | 487.0592 | 622.2901 | 189.019 | -1388.6282 | -1273.961 | -1450.8698 | -3038.6167 | -708.3611 | -405.6792 | -5.4716 | -7.0238 | -43.8044 | -6.8907
2035 | 1868 | MW | 379.4193 | 487.0592 | 622.2901 | 189.019 | -1333.0831 | -1250.3691 | -1424.0019 | -2917.0721 | -669.7232 | -398.1666 | -5.4716 | -7.0238 | -43.8044 | -6.8907
2035 | 1869 | MW | 1082.461 | 1389.5514 | 1757.0544 | 550.3788 | -1221.9929 | -1203.1854 | -1370.266 | -2673.9827 | -631.0853 | -383.1415 | -8.2073 | -10.5357 | -43.8044 | -6.8907
2035 | 1870 | MW | 1082.461 | 1389.5514 | 1757.0544 | 544.8194 | -1110.9026 | -1108.8179 | -1262.7941 | -2430.8934 | -566.6889 | -353.0912 | 10.9431 | 14.0476 | 0 | 0
2035 | 1871 | MW | 1026.6641 | 1317.925 | 1665.5412 | 517.0225 | -944.2672 | -967.2667 | -1101.5864 | -2066.2594 | -476.5338 | -308.0157 | 16.4147 | 21.0714 | 21.9022 | 1.7227
2035 | 1872 | MW | 937.3889 | 1203.3228 | 1519.12 | 472.5475 | -805.4044 | -825.7154 | -940.3786 | -1762.3977 | -412.1373 | -262.9402 | 13.6789 | 17.5595 | 21.9022 | 1.7227
2035 | 1873 | MW | 848.1138 | 1088.7206 | 1372.6988 | 422.513 | -694.3141 | -731.348 | -832.9068 | -1519.3084 | -360.6202 | -232.8899 | 10.9431 | 14.0476 | 0 | 3.4454
2035 | 1874 | MW | 736.5199 | 945.4679 | 1207.9749 | 366.9192 | -638.769 | -684.1642 | -779.1708 | -1397.7637 | -334.8616 | -217.8648 | 8.2073 | 10.5357 | 0 | 3.4454
2035 | 1875 | MW | 624.9259 | 802.2152 | 1024.9484 | 311.3254 | -638.769 | -660.5724 | -752.3029 | -1397.7637 | -321.9823 | -210.3522 | 8.2073 | 10.5357 | 0 | 3.4454
2035 | 1876 | MW | 524.4914 | 673.2878 | 841.9219 | 255.7316 | -638.769 | -660.5724 | -752.3029 | -1397.7637 | -321.9823 | -210.3522 | 8.2073 | 10.5357 | 0 | 1.7227
2035 | 1877 | MW | 435.2163 | 558.6856 | 695.5007 | 211.2565 | -694.3141 | -684.1642 | -779.1708 | -1519.3084 | -347.7409 | -217.8648 | 8.2073 | 10.5357 | 0 | 1.7227
2035 | 1878 | MW | 345.9411 | 444.0834 | 567.3822 | 177.9002 | -805.4044 | -731.348 | -832.9068 | -1762.3977 | -412.1373 | -232.8899 | 8.2073 | 10.5357 | 0 | 1.7227
2035 | 1879 | MW | 278.9848 | 358.1318 | 475.8689 | 144.5439 | -972.0398 | -872.8992 | -994.1145 | -2127.0317 | -502.2924 | -277.9654 | 8.2073 | 10.5357 | 0 | 1.7227
2035 | 1880 | MW | 256.666 | 329.4812 | 420.961 | 127.8658 | -1194.2203 | -1085.226 | -1235.9262 | -2613.2104 | -618.206 | -345.5786 | 8.2073 | 10.5357 | 0 | 1.7227
2035 | 1881 | MW | 223.1878 | 286.5054 | 366.053 | 116.747 | -1388.6282 | -1250.3691 | -1424.0019 | -3038.6167 | -708.3611 | -398.1666 | 8.2073 | 10.5357 | 43.8044 | 3.4454
2035 | 1882 | MW | 212.0284 | 272.1802 | 347.7504 | 105.6283 | -1555.2636 | -1368.3285 | -1558.3417 | -3403.2507 | -785.6368 | -435.7295 | 10.9431 | 14.0476 | 43.8044 | 3.4454
2035 | 1883 | MW | 223.1878 | 286.5054 | 366.053 | 105.6283 | -1666.3539 | -1486.2878 | -1692.6815 | -3646.3401 | -850.0333 | -473.2924 | 10.9431 | 14.0476 | 43.8044 | 3.4454
2035 | 1884 | MW | 267.8254 | 343.8065 | 439.2636 | 138.9845 | -1749.6716 | -1580.6553 | -1800.1533 | -3828.6571 | -875.7919 | -503.3427 | 10.9431 | 14.0476 | 43.8044 | 3.4454
2035 | 1885 | MW | 301.3036 | 386.7823 | 494.1716 | 161.2221 | -1777.4442 | -1627.839 | -1853.8893 | -3889.4294 | -888.6712 | -518.3679 | 13.6789 | 17.5595 | 65.7066 | 3.4454
2035 | 1886 | MW | 345.9411 | 444.0834 | 567.3822 | 177.9002 | -1777.4442 | -1651.4309 | -1880.7572 | -3889.4294 | -901.5504 | -525.8804 | 13.6789 | 17.5595 | 65.7066 | 3.4454
2035 | 1887 | MW | 435.2163 | 558.6856 | 713.8034 | 227.9347 | -1777.4442 | -1604.2472 | -1827.0213 | -3889.4294 | -901.5504 | -510.8553 | 13.6789 | 17.5595 | 65.7066 | 1.7227
2035 | 1888 | MW | 245.5066 | 315.156 | 402.6583 | 127.8658 | -1694.1265 | -1557.0634 | -1773.2854 | -3707.1124 | -888.6712 | -495.8301 | 8.2073 | 10.5357 | 0 | 1.7227
2035 | 1889 | MW | 301.3036 | 386.7823 | 494.1716 | 161.2221 | -1610.8088 | -1486.2878 | -1692.6815 | -3524.7954 | -837.154 | -473.2924 | -5.4716 | -7.0238 | -21.9022 | -6.8907
2035 | 1890 | MW | 357.1005 | 458.4087 | 585.6848 | 183.4596 | -1471.9459 | -1368.3285 | -1558.3417 | -3220.9337 | -772.7575 | -435.7295 | -5.4716 | -7.0238 | -43.8044 | -6.8907
2035 | 1891 | MW | 390.5787 | 501.3845 | 622.2901 | 194.5784 | -1360.8557 | -1321.1447 | -1504.6058 | -2977.8444 | -708.3611 | -420.7044 | -5.4716 | -7.0238 | -43.8044 | -6.8907
2035 | 1892 | MW | 379.4193 | 487.0592 | 622.2901 | 194.5784 | -1305.3105 | -1273.961 | -1450.8698 | -2856.2997 | -669.7232 | -405.6792 | -8.2073 | -10.5357 | -43.8044 | -6.8907
2035 | 1893 | MW | 1082.461 | 1389.5514 | 1775.3571 | 544.8194 | -1221.9929 | -1203.1854 | -1370.266 | -2673.9827 | -631.0853 | -383.1415 | -8.2073 | -10.5357 | -43.8044 | -6.8907
2035 | 1894 | MW | 1082.461 | 1389.5514 | 1775.3571 | 539.26 | -1110.9026 | -1108.8179 | -1262.7941 | -2430.8934 | -566.6889 | -353.0912 | 10.9431 | 14.0476 | 21.9022 | 0
2035 | 1895 | MW | 1026.6641 | 1317.925 | 1683.8438 | 511.4631 | -944.2672 | -967.2667 | -1101.5864 | -2066.2594 | -489.4131 | -308.0157 | 16.4147 | 21.0714 | 21.9022 | 1.7227
2035 | 1896 | MW | 937.3889 | 1203.3228 | 1519.12 | 466.9881 | -805.4044 | -825.7154 | -940.3786 | -1762.3977 | -412.1373 | -262.9402 | 13.6789 | 17.5595 | 21.9022 | 1.7227
2035 | 1897 | MW | 836.9544 | 1074.3954 | 1372.6988 | 416.9536 | -694.3141 | -731.348 | -832.9068 | -1519.3084 | -360.6202 | -232.8899 | 10.9431 | 14.0476 | 0 | 3.4454
2035 | 1898 | MW | 736.5199 | 945.4679 | 1189.6723 | 361.3598 | -666.5416 | -684.1642 | -779.1708 | -1458.536 | -334.8616 | -217.8648 | 10.9431 | 14.0476 | 0 | 3.4454
2035 | 1899 | MW | 613.7666 | 787.8899 | 1006.6458 | 305.766 | -638.769 | -660.5724 | -752.3029 | -1397.7637 | -321.9823 | -210.3522 | 8.2073 | 10.5357 | 0 | 3.4454
2035 | 1900 | MW | 513.332 | 658.9625 | 823.6193 | 250.1722 | -638.769 | -660.5724 | -752.3029 | -1397.7637 | -321.9823 | -210.3522 | 8.2073 | 10.5357 | 0 | 1.7227
2035 | 1901 | MW | 424.0569 | 544.3603 | 677.1981 | 205.6971 | -694.3141 | -684.1642 | -779.1708 | -1519.3084 | -347.7409 | -217.8648 | 8.2073 | 10.5357 | 0 | 1.7227
2035 | 1902 | MW | 334.7818 | 429.7582 | 549.0795 | 166.7815 | -805.4044 | -707.7561 | -806.0388 | -1762.3977 | -412.1373 | -225.3773 | 8.2073 | 10.5357 | 0 | 1.7227
2035 | 1903 | MW | 267.8254 | 343.8065 | 439.2636 | 133.4252 | -972.0398 | -872.8992 | -994.1145 | -2127.0317 | -502.2924 | -277.9654 | 8.2073 | 10.5357 | 0 | 1.7227
2035 | 1904 | MW | 245.5066 | 315.156 | 402.6583 | 122.3064 | -1194.2203 | -1085.226 | -1235.9262 | -2613.2104 | -618.206 | -345.5786 | 8.2073 | 10.5357 | 0 | 1.7227
2035 | 1905 | MW | 212.0284 | 272.1802 | 347.7504 | 111.1876 | -1388.6282 | -1226.7772 | -1397.1339 | -3038.6167 | -708.3611 | -390.654 | 10.9431 | 14.0476 | 43.8044 | 3.4454
2035 | 1906 | MW | 200.8691 | 257.8549 | 329.4477 | 105.6283 | -1555.2636 | -1368.3285 | -1558.3417 | -3403.2507 | -785.6368 | -435.7295 | 10.9431 | 14.0476 | 43.8044 | 3.4454
2035 | 1907 | MW | 223.1878 | 286.5054 | 366.053 | 111.1876 | -1666.3539 | -1486.2878 | -1692.6815 | -3646.3401 | -837.154 | -473.2924 | 10.9431 | 14.0476 | 43.8044 | 3.4454
2035 | 1908 | MW | 267.8254 | 343.8065 | 439.2636 | 138.9845 | -1749.6716 | -1533.4715 | -1746.4174 | -3828.6571 | -862.9126 | -488.3176 | 10.9431 | 14.0476 | 43.8044 | 3.4454
2035 | 1909 | MW | 301.3036 | 386.7823 | 494.1716 | 155.6627 | -1805.2167 | -1580.6553 | -1800.1533 | -3950.2018 | -875.7919 | -503.3427 | 10.9431 | 14.0476 | 43.8044 | 3.4454
2035 | 1910 | MW | 345.9411 | 444.0834 | 567.3822 | 177.9002 | -1832.9893 | -1627.839 | -1853.8893 | -4010.9741 | -875.7919 | -518.3679 | 10.9431 | 14.0476 | 43.8044 | 3.4454
2035 | 1911 | MW | 435.2163 | 558.6856 | 713.8034 | 227.9347 | -1805.2167 | -1627.839 | -1853.8893 | -3950.2018 | -875.7919 | -518.3679 | 10.9431 | 14.0476 | 65.7066 | 1.7227
2035 | 1912 | MW | 245.5066 | 315.156 | 402.6583 | 127.8658 | -1749.6716 | -1580.6553 | -1800.1533 | -3828.6571 | -862.9126 | -503.3427 | 8.2073 | 10.5357 | 0 | 1.7227
2035 | 1913 | MW | 301.3036 | 386.7823 | 494.1716 | 155.6627 | -1638.5813 | -1486.2878 | -1692.6815 | -3585.5677 | -824.2747 | -473.2924 | -5.4716 | -7.0238 | -43.8044 | -5.168
2035 | 1914 | MW | 357.1005 | 458.4087 | 585.6848 | 177.9002 | -1471.9459 | -1344.7366 | -1531.4737 | -3220.9337 | -759.8782 | -428.2169 | -5.4716 | -7.0238 | -43.8044 | -5.168
2035 | 1915 | MW | 379.4193 | 487.0592 | 622.2901 | 194.5784 | -1388.6282 | -1273.961 | -1450.8698 | -3038.6167 | -708.3611 | -405.6792 | -5.4716 | -7.0238 | -43.8044 | -6.8907
2035 | 1916 | MW | 379.4193 | 487.0592 | 622.2901 | 189.019 | -1333.0831 | -1226.7772 | -1397.1339 | -2917.0721 | -669.7232 | -390.654 | -5.4716 | -7.0238 | -43.8044 | -6.8907
2035 | 1917 | MW | 1082.461 | 1389.5514 | 1775.3571 | 544.8194 | -1221.9929 | -1179.5935 | -1343.398 | -2673.9827 | -631.0853 | -375.6289 | -8.2073 | -10.5357 | -43.8044 | -6.8907
2035 | 1918 | MW | 1082.461 | 1389.5514 | 1757.0544 | 539.26 | -1110.9026 | -1085.226 | -1235.9262 | -2430.8934 | -566.6889 | -345.5786 | 10.9431 | 14.0476 | 21.9022 | 0
2035 | 1919 | MW | 1026.6641 | 1317.925 | 1665.5412 | 511.4631 | -944.2672 | -943.6748 | -1074.7184 | -2066.2594 | -489.4131 | -300.5031 | 16.4147 | 21.0714 | 21.9022 | 1.7227
2035 | 1920 | MW | 937.3889 | 1203.3228 | 1519.12 | 466.9881 | -805.4044 | -825.7154 | -940.3786 | -1762.3977 | -412.1373 | -262.9402 | 13.6789 | 17.5595 | 0 | 1.7227
2035 | 1921 | MW | 836.9544 | 1074.3954 | 1372.6988 | 416.9536 | -722.0867 | -731.348 | -832.9068 | -1580.0807 | -360.6202 | -232.8899 | 10.9431 | 14.0476 | 0 | 1.7227
2035 | 1922 | MW | 725.3605 | 931.1427 | 1189.6723 | 361.3598 | -666.5416 | -684.1642 | -779.1708 | -1458.536 | -334.8616 | -217.8648 | 10.9431 | 14.0476 | 0 | 3.4454
2035 | 1923 | MW | 602.6072 | 773.5647 | 988.3431 | 300.2066 | -638.769 | -660.5724 | -752.3029 | -1397.7637 | -321.9823 | -210.3522 | 8.2073 | 10.5357 | 0 | 3.4454
2035 | 1924 | MW | 502.1726 | 644.6372 | 823.6193 | 250.1722 | -638.769 | -636.9805 | -725.4349 | -1397.7637 | -334.8616 | -202.8396 | 8.2073 | 10.5357 | 0 | 1.7227
2035 | 1925 | MW | 412.8975 | 530.0351 | 677.1981 | 205.6971 | -694.3141 | -660.5724 | -752.3029 | -1519.3084 | -347.7409 | -210.3522 | 8.2073 | 10.5357 | 0 | 1.7227
2035 | 1926 | MW | 334.7818 | 429.7582 | 530.7769 | 166.7815 | -777.6318 | -684.1642 | -779.1708 | -1701.6254 | -412.1373 | -217.8648 | 8.2073 | 10.5357 | 0 | 1.7227
2035 | 1927 | MW | 267.8254 | 343.8065 | 439.2636 | 133.4252 | -944.2672 | -825.7154 | -940.3786 | -2066.2594 | -502.2924 | -262.9402 | 8.2073 | 10.5357 | 0 | 3.4454
2035 | 1928 | MW | 234.3472 | 300.8307 | 384.3557 | 122.3064 | -1194.2203 | -1038.0423 | -1182.1902 | -2613.2104 | -605.3267 | -330.5534 | 8.2073 | 10.5357 | 21.9022 | 3.4454
2035 | 1929 | MW | 212.0284 | 272.1802 | 347.7504 | 111.1876 | -1360.8557 | -1203.1854 | -1370.266 | -2977.8444 | -695.4818 | -383.1415 | 10.9431 | 14.0476 | 43.8044 | 3.4454
2035 | 1930 | MW | 200.8691 | 257.8549 | 347.7504 | 105.6283 | -1527.4911 | -1321.1447 | -1504.6058 | -3342.4784 | -772.7575 | -420.7044 | 10.9431 | 14.0476 | 43.8044 | 3.4454
2035 | 1931 | MW | 223.1878 | 286.5054 | 366.053 | 105.6283 | -1666.3539 | -1415.5122 | -1612.0776 | -3646.3401 | -837.154 | -450.7547 | 10.9431 | 14.0476 | 43.8044 | 3.4454
2035 | 1932 | MW | 267.8254 | 343.8065 | 439.2636 | 138.9845 | -1749.6716 | -1462.6959 | -1665.8135 | -3828.6571 | -875.7919 | -465.7798 | 10.9431 | 14.0476 | 43.8044 | 3.4454
2035 | 1933 | MW | 301.3036 | 386.7823 | 494.1716 | 155.6627 | -1805.2167 | -1486.2878 | -1692.6815 | -3950.2018 | -888.6712 | -473.2924 | 10.9431 | 14.0476 | 43.8044 | 3.4454
2035 | 1934 | MW | 345.9411 | 444.0834 | 567.3822 | 177.9002 | -1832.9893 | -1486.2878 | -1692.6815 | -4010.9741 | -888.6712 | -473.2924 | 10.9431 | 14.0476 | 43.8044 | 3.4454
2035 | 1935 | MW | 435.2163 | 558.6856 | 713.8034 | 227.9347 | -1832.9893 | -1486.2878 | -1692.6815 | -4010.9741 | -888.6712 | -473.2924 | 10.9431 | 14.0476 | 43.8044 | 1.7227
2035 | 1936 | MW | 245.5066 | 315.156 | 402.6583 | 127.8658 | -1777.4442 | -1439.1041 | -1638.9456 | -3889.4294 | -875.7919 | -458.2672 | 8.2073 | 10.5357 | 0 | 1.7227
2035 | 1937 | MW | 312.463 | 401.1076 | 512.4742 | 161.2221 | -1666.3539 | -1368.3285 | -1558.3417 | -3646.3401 | -850.0333 | -435.7295 | -5.4716 | -7.0238 | -21.9022 | -5.168
2035 | 1938 | MW | 357.1005 | 458.4087 | 585.6848 | 183.4596 | -1499.7185 | -1273.961 | -1450.8698 | -3281.7061 | -772.7575 | -405.6792 | -8.2073 | -10.5357 | -21.9022 | -5.168
2035 | 1939 | MW | 390.5787 | 501.3845 | 640.5928 | 194.5784 | -1388.6282 | -1250.3691 | -1424.0019 | -3038.6167 | -708.3611 | -398.1666 | -8.2073 | -10.5357 | -21.9022 | -5.168
2035 | 1940 | MW | 390.5787 | 501.3845 | 640.5928 | 194.5784 | -1333.0831 | -1226.7772 | -1397.1339 | -2917.0721 | -682.6025 | -390.654 | -8.2073 | -10.5357 | -21.9022 | -6.8907
2035 | 1941 | MW | 1082.461 | 1389.5514 | 1757.0544 | 544.8194 | -1249.7654 | -1179.5935 | -1343.398 | -2734.7551 | -643.9646 | -375.6289 | -8.2073 | -10.5357 | -21.9022 | -6.8907
2035 | 1942 | MW | 1071.3016 | 1375.2261 | 1757.0544 | 544.8194 | -1110.9026 | -1085.226 | -1235.9262 | -2430.8934 | -566.6889 | -345.5786 | 10.9431 | 14.0476 | 21.9022 | 0
2035 | 1943 | MW | 1015.5047 | 1303.5997 | 1647.2385 | 511.4631 | -972.0398 | -943.6748 | -1074.7184 | -2127.0317 | -489.4131 | -300.5031 | 13.6789 | 17.5595 | 21.9022 | 1.7227
2035 | 1944 | MW | 926.2295 | 1188.9976 | 1500.8173 | 466.9881 | -833.1769 | -825.7154 | -940.3786 | -1823.17 | -425.0166 | -262.9402 | 13.6789 | 17.5595 | 21.9022 | 1.7227
2035 | 1945 | MW | 836.9544 | 1074.3954 | 1354.3961 | 416.9536 | -666.5416 | -707.7561 | -806.0388 | -1458.536 | -347.7409 | -225.3773 | 13.6789 | 17.5595 | 21.9022 | 3.4454
2035 | 1946 | MW | 725.3605 | 931.1427 | 1171.3696 | 366.9192 | -610.9964 | -660.5724 | -752.3029 | -1336.9914 | -321.9823 | -210.3522 | 10.9431 | 14.0476 | 0 | 3.4454
2035 | 1947 | MW | 602.6072 | 773.5647 | 988.3431 | 305.766 | -610.9964 | -636.9805 | -725.4349 | -1336.9914 | -309.103 | -202.8396 | 8.2073 | 10.5357 | 0 | 3.4454
2035 | 1948 | MW | 513.332 | 658.9625 | 823.6193 | 255.7316 | -610.9964 | -613.3886 | -698.567 | -1336.9914 | -309.103 | -195.327 | 8.2073 | 10.5357 | 0 | 3.4454
2035 | 1949 | MW | 424.0569 | 544.3603 | 695.5007 | 211.2565 | -638.769 | -636.9805 | -725.4349 | -1397.7637 | -321.9823 | -202.8396 | 8.2073 | 10.5357 | 0 | 1.7227
2035 | 1950 | MW | 368.2599 | 472.734 | 603.9875 | 183.4596 | -666.5416 | -613.3886 | -698.567 | -1458.536 | -347.7409 | -195.327 | 8.2073 | 10.5357 | 0 | 3.4454
2035 | 1951 | MW | 323.6224 | 415.4329 | 530.7769 | 161.2221 | -749.8593 | -707.7561 | -806.0388 | -1640.853 | -412.1373 | -225.3773 | 8.2073 | 10.5357 | 0 | 3.4454
2035 | 1952 | MW | 301.3036 | 386.7823 | 475.8689 | 150.1033 | -916.4946 | -825.7154 | -940.3786 | -2005.487 | -489.4131 | -262.9402 | 10.9431 | 14.0476 | 21.9022 | 3.4454
2035 | 1953 | MW | 290.1442 | 372.4571 | 457.5663 | 144.5439 | -1027.5849 | -943.6748 | -1074.7184 | -2248.5764 | -553.8096 | -300.5031 | 10.9431 | 14.0476 | 43.8044 | 3.4454
2035 | 1954 | MW | 312.463 | 401.1076 | 494.1716 | 161.2221 | -1138.6752 | -1038.0423 | -1182.1902 | -2491.6657 | -592.4474 | -330.5534 | 13.6789 | 17.5595 | 43.8044 | 3.4454
2035 | 1955 | MW | 345.9411 | 444.0834 | 567.3822 | 177.9002 | -1194.2203 | -1108.8179 | -1262.7941 | -2613.2104 | -631.0853 | -353.0912 | 10.9431 | 14.0476 | 65.7066 | 3.4454
2035 | 1956 | MW | 435.2163 | 558.6856 | 695.5007 | 216.8159 | -1221.9929 | -1132.4098 | -1289.6621 | -2673.9827 | -656.8439 | -360.6037 | 10.9431 | 14.0476 | 65.7066 | 3.4454
2035 | 1957 | MW | 479.8539 | 615.9867 | 787.014 | 244.6128 | -1277.538 | -1156.0016 | -1316.53 | -2795.5274 | -656.8439 | -368.1163 | 10.9431 | 14.0476 | 65.7066 | 3.4454
2035 | 1958 | MW | 524.4914 | 673.2878 | 841.9219 | 266.8503 | -1305.3105 | -1179.5935 | -1343.398 | -2856.2997 | -656.8439 | -375.6289 | 10.9431 | 14.0476 | 65.7066 | 3.4454
2035 | 1959 | MW | 223.1878 | 286.5054 | 366.053 | 105.6283 | -1305.3105 | -1156.0016 | -1316.53 | -2856.2997 | -656.8439 | -368.1163 | 10.9431 | 14.0476 | 65.7066 | 1.7227
2035 | 1960 | MW | 256.666 | 329.4812 | 420.961 | 122.3064 | -1277.538 | -1108.8179 | -1262.7941 | -2795.5274 | -643.9646 | -353.0912 | 8.2073 | 10.5357 | 0 | 1.7227
2035 | 1961 | MW | 290.1442 | 372.4571 | 475.8689 | 138.9845 | -1221.9929 | -1085.226 | -1235.9262 | -2673.9827 | -631.0853 | -345.5786 | -5.4716 | -7.0238 | -21.9022 | -5.168
2035 | 1962 | MW | 290.1442 | 372.4571 | 494.1716 | 144.5439 | -1166.4477 | -1038.0423 | -1182.1902 | -2552.4381 | -618.206 | -330.5534 | -5.4716 | -7.0238 | -21.9022 | -5.168
2035 | 1963 | MW | 301.3036 | 386.7823 | 494.1716 | 144.5439 | -1138.6752 | -1038.0423 | -1182.1902 | -2491.6657 | -605.3267 | -330.5534 | -5.4716 | -7.0238 | -21.9022 | -5.168
2035 | 1964 | MW | 970.8671 | 1246.2986 | 1592.3306 | 489.2256 | -1166.4477 | -1085.226 | -1235.9262 | -2552.4381 | -592.4474 | -345.5786 | -5.4716 | -7.0238 | -21.9022 | -5.168
2035 | 1965 | MW | 970.8671 | 1246.2986 | 1592.3306 | 489.2256 | -1110.9026 | -1085.226 | -1235.9262 | -2430.8934 | -579.5681 | -345.5786 | -5.4716 | -7.0238 | -21.9022 | -6.8907
2035 | 1966 | MW | 937.3889 | 1203.3228 | 1519.12 | 472.5475 | -1027.5849 | -990.8585 | -1128.4543 | -2248.5764 | -528.051 | -315.5283 | 10.9431 | 14.0476 | 0 | 0
2035 | 1967 | MW | 892.7514 | 1146.0217 | 1445.9094 | 450.3099 | -888.7221 | -896.4911 | -1020.9825 | -1944.7147 | -463.6545 | -285.478 | 16.4147 | 21.0714 | 21.9022 | 1.7227
2035 | 1968 | MW | 836.9544 | 1074.3954 | 1354.3961 | 416.9536 | -749.8593 | -778.5317 | -886.6427 | -1640.853 | -386.3788 | -247.9151 | 13.6789 | 17.5595 | 21.9022 | 1.7227
2035 | 1969 | MW | 747.6793 | 959.7932 | 1207.9749 | 372.4786 | -666.5416 | -684.1642 | -779.1708 | -1458.536 | -347.7409 | -217.8648 | 13.6789 | 17.5595 | 21.9022 | 3.4454
2035 | 1970 | MW | 647.2447 | 830.8658 | 1061.5537 | 322.4441 | -610.9964 | -636.9805 | -725.4349 | -1336.9914 | -321.9823 | -202.8396 | 10.9431 | 14.0476 | 21.9022 | 3.4454
2035 | 1971 | MW | 557.9696 | 716.2636 | 915.1325 | 277.9691 | -610.9964 | -613.3886 | -698.567 | -1336.9914 | -309.103 | -195.327 | 8.2073 | 10.5357 | 21.9022 | 3.4454
2035 | 1972 | MW | 491.0132 | 630.312 | 805.3166 | 239.0534 | -610.9964 | -613.3886 | -698.567 | -1336.9914 | -309.103 | -195.327 | 8.2073 | 10.5357 | 0 | 3.4454
2035 | 1973 | MW | 435.2163 | 558.6856 | 713.8034 | 216.8159 | -610.9964 | -613.3886 | -698.567 | -1336.9914 | -321.9823 | -195.327 | 8.2073 | 10.5357 | 21.9022 | 3.4454
2035 | 1974 | MW | 390.5787 | 501.3845 | 640.5928 | 189.019 | -638.769 | -566.2049 | -644.831 | -1397.7637 | -347.7409 | -180.3019 | 8.2073 | 10.5357 | 21.9022 | 3.4454
2035 | 1975 | MW | 345.9411 | 444.0834 | 567.3822 | 166.7815 | -722.0867 | -636.9805 | -725.4349 | -1580.0807 | -386.3788 | -202.8396 | 8.2073 | 10.5357 | 21.9022 | 3.4454
2035 | 1976 | MW | 301.3036 | 386.7823 | 494.1716 | 144.5439 | -833.1769 | -731.348 | -832.9068 | -1823.17 | -437.8959 | -232.8899 | 10.9431 | 14.0476 | 21.9022 | 3.4454
2035 | 1977 | MW | 278.9848 | 358.1318 | 457.5663 | 138.9845 | -916.4946 | -802.1236 | -913.5106 | -2005.487 | -489.4131 | -255.4276 | 10.9431 | 14.0476 | 43.8044 | 5.168
2035 | 1978 | MW | 290.1442 | 372.4571 | 475.8689 | 144.5439 | -999.8123 | -872.8992 | -994.1145 | -2187.8041 | -515.1717 | -277.9654 | 13.6789 | 17.5595 | 43.8044 | 3.4454
2035 | 1979 | MW | 334.7818 | 429.7582 | 549.0795 | 172.3408 | -1055.3575 | -920.0829 | -1047.8504 | -2309.3487 | -528.051 | -292.9905 | 10.9431 | 14.0476 | 43.8044 | 3.4454
2035 | 1980 | MW | 424.0569 | 544.3603 | 695.5007 | 205.6971 | -1083.13 | -943.6748 | -1074.7184 | -2370.1211 | -540.9303 | -300.5031 | 10.9431 | 14.0476 | 43.8044 | 3.4454
2035 | 1981 | MW | 479.8539 | 615.9867 | 787.014 | 239.0534 | -1110.9026 | -967.2667 | -1101.5864 | -2430.8934 | -553.8096 | -308.0157 | 10.9431 | 14.0476 | 43.8044 | 3.4454
2035 | 1982 | MW | 535.6508 | 687.613 | 878.5272 | 272.4097 | -1138.6752 | -990.8585 | -1128.4543 | -2491.6657 | -553.8096 | -315.5283 | 10.9431 | 14.0476 | 43.8044 | 3.4454
2035 | 1983 | MW | 223.1878 | 286.5054 | 366.053 | 105.6283 | -1138.6752 | -967.2667 | -1101.5864 | -2491.6657 | -553.8096 | -308.0157 | 10.9431 | 14.0476 | 43.8044 | 1.7227
2035 | 1984 | MW | 245.5066 | 315.156 | 402.6583 | 116.747 | -1110.9026 | -967.2667 | -1101.5864 | -2430.8934 | -553.8096 | -308.0157 | 8.2073 | 10.5357 | 0 | 1.7227
2035 | 1985 | MW | 278.9848 | 358.1318 | 457.5663 | 133.4252 | -1083.13 | -943.6748 | -1074.7184 | -2370.1211 | -566.6889 | -300.5031 | -2.7358 | -3.5119 | -21.9022 | -5.168
2035 | 1986 | MW | 278.9848 | 358.1318 | 475.8689 | 138.9845 | -1055.3575 | -943.6748 | -1074.7184 | -2309.3487 | -566.6889 | -300.5031 | -5.4716 | -7.0238 | -21.9022 | -5.168
2035 | 1987 | MW | 290.1442 | 372.4571 | 475.8689 | 138.9845 | -1083.13 | -967.2667 | -1101.5864 | -2370.1211 | -566.6889 | -308.0157 | -5.4716 | -7.0238 | -21.9022 | -5.168
2035 | 1988 | MW | 970.8671 | 1246.2986 | 1592.3306 | 483.6662 | -1110.9026 | -1038.0423 | -1182.1902 | -2430.8934 | -579.5681 | -330.5534 | -5.4716 | -7.0238 | -21.9022 | -5.168
2035 | 1989 | MW | 970.8671 | 1246.2986 | 1574.0279 | 483.6662 | -1083.13 | -1038.0423 | -1182.1902 | -2370.1211 | -553.8096 | -330.5534 | -5.4716 | -7.0238 | -21.9022 | -6.8907
2035 | 1990 | MW | 926.2295 | 1188.9976 | 1519.12 | 461.4287 | -999.8123 | -967.2667 | -1101.5864 | -2187.8041 | -502.2924 | -308.0157 | 13.6789 | 17.5595 | 21.9022 | 0
2035 | 1991 | MW | 881.592 | 1131.6965 | 1445.9094 | 439.1912 | -860.9495 | -872.8992 | -994.1145 | -1883.9424 | -437.8959 | -277.9654 | 16.4147 | 21.0714 | 21.9022 | 1.7227
2035 | 1992 | MW | 814.6356 | 1045.7448 | 1336.0935 | 405.8349 | -722.0867 | -731.348 | -832.9068 | -1580.0807 | -373.4995 | -232.8899 | 16.4147 | 21.0714 | 21.9022 | 1.7227
2035 | 1993 | MW | 736.5199 | 945.4679 | 1207.9749 | 366.9192 | -694.3141 | -684.1642 | -779.1708 | -1519.3084 | -347.7409 | -217.8648 | 10.9431 | 14.0476 | 21.9022 | 3.4454
2035 | 1994 | MW | 636.0853 | 816.5405 | 1043.2511 | 316.8848 | -638.769 | -636.9805 | -725.4349 | -1397.7637 | -334.8616 | -202.8396 | 8.2073 | 10.5357 | 0 | 3.4454
2035 | 1995 | MW | 546.8102 | 701.9383 | 896.8299 | 272.4097 | -638.769 | -636.9805 | -725.4349 | -1397.7637 | -321.9823 | -202.8396 | 8.2073 | 10.5357 | 0 | 1.7227
2035 | 1996 | MW | 479.8539 | 615.9867 | 787.014 | 233.494 | -638.769 | -636.9805 | -725.4349 | -1397.7637 | -321.9823 | -202.8396 | 8.2073 | 10.5357 | 0 | 1.7227
2035 | 1997 | MW | 424.0569 | 544.3603 | 695.5007 | 205.6971 | -666.5416 | -636.9805 | -725.4349 | -1458.536 | -347.7409 | -202.8396 | 5.4716 | 7.0238 | 0 | 1.7227
2035 | 1998 | MW | 368.2599 | 472.734 | 603.9875 | 177.9002 | -777.6318 | -660.5724 | -752.3029 | -1701.6254 | -412.1373 | -210.3522 | 5.4716 | 7.0238 | 0 | 1.7227
2035 | 1999 | MW | 312.463 | 401.1076 | 512.4742 | 155.6627 | -944.2672 | -825.7154 | -940.3786 | -2066.2594 | -502.2924 | -262.9402 | 5.4716 | 7.0238 | 0 | 3.4454
2035 | 2000 | MW | 267.8254 | 343.8065 | 457.5663 | 133.4252 | -1194.2203 | -1038.0423 | -1182.1902 | -2613.2104 | -618.206 | -330.5534 | 8.2073 | 10.5357 | 21.9022 | 3.4454
2035 | 2001 | MW | 245.5066 | 315.156 | 420.961 | 127.8658 | -1360.8557 | -1203.1854 | -1370.266 | -2977.8444 | -708.3611 | -383.1415 | 8.2073 | 10.5357 | 43.8044 | 3.4454
2035 | 2002 | MW | 234.3472 | 300.8307 | 384.3557 | 122.3064 | -1499.7185 | -1321.1447 | -1504.6058 | -3281.7061 | -772.7575 | -420.7044 | 8.2073 | 10.5357 | 43.8044 | 3.4454
2035 | 2003 | MW | 245.5066 | 315.156 | 402.6583 | 127.8658 | -1610.8088 | -1391.9203 | -1585.2096 | -3524.7954 | -811.3954 | -443.2421 | 10.9431 | 14.0476 | 43.8044 | 3.4454
2035 | 2004 | MW | 290.1442 | 372.4571 | 475.8689 | 155.6627 | -1638.5813 | -1462.6959 | -1665.8135 | -3585.5677 | -837.154 | -465.7798 | 10.9431 | 14.0476 | 43.8044 | 3.4454
2035 | 2005 | MW | 323.6224 | 415.4329 | 530.7769 | 172.3408 | -1694.1265 | -1462.6959 | -1665.8135 | -3707.1124 | -850.0333 | -465.7798 | 10.9431 | 14.0476 | 43.8044 | 3.4454
2035 | 2006 | MW | 368.2599 | 472.734 | 585.6848 | 189.019 | -1694.1265 | -1462.6959 | -1665.8135 | -3707.1124 | -850.0333 | -465.7798 | 10.9431 | 14.0476 | 65.7066 | 3.4454
2035 | 2007 | MW | 457.5351 | 587.3361 | 750.4087 | 239.0534 | -1694.1265 | -1439.1041 | -1638.9456 | -3707.1124 | -837.154 | -458.2672 | 10.9431 | 14.0476 | 65.7066 | 1.7227
2035 | 2008 | MW | 245.5066 | 315.156 | 402.6583 | 122.3064 | -1638.5813 | -1391.9203 | -1585.2096 | -3585.5677 | -824.2747 | -443.2421 | 8.2073 | 10.5357 | 0 | 1.7227
2035 | 2009 | MW | 301.3036 | 386.7823 | 494.1716 | 155.6627 | -1527.4911 | -1344.7366 | -1531.4737 | -3342.4784 | -785.6368 | -428.2169 | -8.2073 | -10.5357 | -21.9022 | -5.168
2035 | 2010 | MW | 345.9411 | 444.0834 | 585.6848 | 172.3408 | -1416.4008 | -1273.961 | -1450.8698 | -3099.3891 | -746.9989 | -405.6792 | -8.2073 | -10.5357 | -21.9022 | -5.168
2035 | 2011 | MW | 379.4193 | 487.0592 | 640.5928 | 189.019 | -1360.8557 | -1179.5935 | -1343.398 | -2977.8444 | -695.4818 | -375.6289 | -8.2073 | -10.5357 | -21.9022 | -5.168
2035 | 2012 | MW | 379.4193 | 487.0592 | 622.2901 | 183.4596 | -1305.3105 | -1203.1854 | -1370.266 | -2856.2997 | -669.7232 | -383.1415 | -8.2073 | -10.5357 | -21.9022 | -6.8907
2035 | 2013 | MW | 1104.7798 | 1418.2019 | 1793.6597 | 555.9382 | -1221.9929 | -1179.5935 | -1343.398 | -2673.9827 | -631.0853 | -375.6289 | -8.2073 | -10.5357 | -21.9022 | -6.8907
2035 | 2014 | MW | 1104.7798 | 1418.2019 | 1793.6597 | 550.3788 | -1083.13 | -1085.226 | -1235.9262 | -2370.1211 | -566.6889 | -345.5786 | 8.2073 | 10.5357 | 21.9022 | 0
2035 | 2015 | MW | 1048.9828 | 1346.5755 | 1702.1465 | 522.5819 | -944.2672 | -943.6748 | -1074.7184 | -2066.2594 | -489.4131 | -300.5031 | 13.6789 | 17.5595 | 21.9022 | 1.7227
2035 | 2016 | MW | 970.8671 | 1246.2986 | 1574.0279 | 489.2256 | -805.4044 | -802.1236 | -913.5106 | -1762.3977 | -412.1373 | -255.4276 | 13.6789 | 17.5595 | 21.9022 | 1.7227
2035 | 2017 | MW | 881.592 | 1131.6965 | 1427.6067 | 439.1912 | -694.3141 | -707.7561 | -806.0388 | -1519.3084 | -360.6202 | -225.3773 | 10.9431 | 14.0476 | 0 | 3.4454
2035 | 2018 | MW | 769.998 | 988.4437 | 1262.8829 | 383.5973 | -666.5416 | -660.5724 | -752.3029 | -1458.536 | -334.8616 | -210.3522 | 8.2073 | 10.5357 | 0 | 3.4454
2035 | 2019 | MW | 658.4041 | 845.191 | 1079.8564 | 328.0035 | -638.769 | -660.5724 | -752.3029 | -1397.7637 | -321.9823 | -210.3522 | 8.2073 | 10.5357 | 0 | 3.4454
2035 | 2020 | MW | 557.9696 | 716.2636 | 915.1325 | 272.4097 | -638.769 | -660.5724 | -752.3029 | -1397.7637 | -334.8616 | -210.3522 | 8.2073 | 10.5357 | 0 | 3.4454
2035 | 2021 | MW | 468.6945 | 601.6614 | 768.7113 | 227.9347 | -694.3141 | -684.1642 | -779.1708 | -1519.3084 | -347.7409 | -217.8648 | 8.2073 | 10.5357 | 0 | 1.7227
2035 | 2022 | MW | 379.4193 | 487.0592 | 622.2901 | 189.019 | -805.4044 | -684.1642 | -779.1708 | -1762.3977 | -412.1373 | -217.8648 | 8.2073 | 10.5357 | 0 | 1.7227
2035 | 2023 | MW | 301.3036 | 386.7823 | 494.1716 | 150.1033 | -972.0398 | -872.8992 | -994.1145 | -2127.0317 | -502.2924 | -277.9654 | 8.2073 | 10.5357 | 0 | 3.4454
2035 | 2024 | MW | 267.8254 | 343.8065 | 439.2636 | 133.4252 | -1194.2203 | -1061.6341 | -1209.0582 | -2613.2104 | -618.206 | -338.066 | 8.2073 | 10.5357 | 21.9022 | 3.4454
2035 | 2025 | MW | 223.1878 | 286.5054 | 384.3557 | 122.3064 | -1388.6282 | -1226.7772 | -1397.1339 | -3038.6167 | -695.4818 | -390.654 | 10.9431 | 14.0476 | 43.8044 | 3.4454
2035 | 2026 | MW | 223.1878 | 286.5054 | 366.053 | 116.747 | -1499.7185 | -1344.7366 | -1531.4737 | -3281.7061 | -759.8782 | -428.2169 | 10.9431 | 14.0476 | 43.8044 | 3.4454
2035 | 2027 | MW | 234.3472 | 300.8307 | 384.3557 | 116.747 | -1610.8088 | -1439.1041 | -1638.9456 | -3524.7954 | -811.3954 | -458.2672 | 10.9431 | 14.0476 | 43.8044 | 3.4454
2035 | 2028 | MW | 278.9848 | 358.1318 | 457.5663 | 144.5439 | -1694.1265 | -1509.8797 | -1719.5494 | -3707.1124 | -837.154 | -480.805 | 10.9431 | 14.0476 | 43.8044 | 3.4454
2035 | 2029 | MW | 323.6224 | 415.4329 | 530.7769 | 161.2221 | -1721.899 | -1533.4715 | -1746.4174 | -3767.8848 | -862.9126 | -488.3176 | 10.9431 | 14.0476 | 43.8044 | 3.4454
2035 | 2030 | MW | 357.1005 | 458.4087 | 585.6848 | 177.9002 | -1749.6716 | -1557.0634 | -1773.2854 | -3828.6571 | -862.9126 | -495.8301 | 10.9431 | 14.0476 | 43.8044 | 3.4454
2035 | 2031 | MW | 446.3757 | 573.0109 | 732.106 | 227.9347 | -1721.899 | -1533.4715 | -1746.4174 | -3767.8848 | -862.9126 | -488.3176 | 10.9431 | 14.0476 | 43.8044 | 1.7227
2035 | 2032 | MW | 245.5066 | 315.156 | 402.6583 | 122.3064 | -1666.3539 | -1486.2878 | -1692.6815 | -3646.3401 | -837.154 | -473.2924 | 5.4716 | 7.0238 | 0 | 1.7227
2035 | 2033 | MW | 301.3036 | 386.7823 | 494.1716 | 155.6627 | -1583.0362 | -1391.9203 | -1585.2096 | -3464.0231 | -811.3954 | -443.2421 | -5.4716 | -7.0238 | -21.9022 | -5.168
2035 | 2034 | MW | 345.9411 | 444.0834 | 567.3822 | 177.9002 | -1444.1734 | -1297.5528 | -1477.7378 | -3160.1614 | -759.8782 | -413.1918 | -5.4716 | -7.0238 | -21.9022 | -5.168
2035 | 2035 | MW | 379.4193 | 487.0592 | 622.2901 | 189.019 | -1360.8557 | -1203.1854 | -1370.266 | -2977.8444 | -708.3611 | -383.1415 | -5.4716 | -7.0238 | -21.9022 | -5.168
2035 | 2036 | MW | 379.4193 | 487.0592 | 622.2901 | 189.019 | -1305.3105 | -1226.7772 | -1397.1339 | -2856.2997 | -669.7232 | -390.654 | -8.2073 | -10.5357 | -21.9022 | -5.168
2035 | 2037 | MW | 1082.461 | 1389.5514 | 1775.3571 | 544.8194 | -1221.9929 | -1179.5935 | -1343.398 | -2673.9827 | -631.0853 | -375.6289 | -8.2073 | -10.5357 | -21.9022 | -6.8907
2035 | 2038 | MW | 1082.461 | 1389.5514 | 1775.3571 | 539.26 | -1110.9026 | -1085.226 | -1235.9262 | -2430.8934 | -566.6889 | -345.5786 | 10.9431 | 14.0476 | 21.9022 | 0
2035 | 2039 | MW | 1026.6641 | 1317.925 | 1665.5412 | 511.4631 | -944.2672 | -943.6748 | -1074.7184 | -2066.2594 | -489.4131 | -300.5031 | 13.6789 | 17.5595 | 21.9022 | 1.7227
2035 | 2040 | MW | 937.3889 | 1203.3228 | 1519.12 | 466.9881 | -805.4044 | -825.7154 | -940.3786 | -1762.3977 | -412.1373 | -262.9402 | 13.6789 | 17.5595 | 21.9022 | 1.7227
2035 | 2041 | MW | 848.1138 | 1088.7206 | 1372.6988 | 422.513 | -694.3141 | -731.348 | -832.9068 | -1519.3084 | -360.6202 | -232.8899 | 10.9431 | 14.0476 | 21.9022 | 3.4454
2035 | 2042 | MW | 736.5199 | 945.4679 | 1189.6723 | 366.9192 | -666.5416 | -684.1642 | -779.1708 | -1458.536 | -334.8616 | -217.8648 | 8.2073 | 10.5357 | 21.9022 | 3.4454
2035 | 2043 | MW | 624.9259 | 802.2152 | 1006.6458 | 311.3254 | -638.769 | -660.5724 | -752.3029 | -1397.7637 | -321.9823 | -210.3522 | 8.2073 | 10.5357 | 0 | 3.4454
2035 | 2044 | MW | 513.332 | 658.9625 | 841.9219 | 255.7316 | -638.769 | -660.5724 | -752.3029 | -1397.7637 | -334.8616 | -210.3522 | 8.2073 | 10.5357 | 0 | 3.4454
2035 | 2045 | MW | 424.0569 | 544.3603 | 695.5007 | 211.2565 | -694.3141 | -684.1642 | -779.1708 | -1519.3084 | -347.7409 | -217.8648 | 8.2073 | 10.5357 | 0 | 1.7227
2035 | 2046 | MW | 345.9411 | 444.0834 | 567.3822 | 177.9002 | -805.4044 | -684.1642 | -779.1708 | -1762.3977 | -412.1373 | -217.8648 | 5.4716 | 7.0238 | 0 | 1.7227
2035 | 2047 | MW | 278.9848 | 358.1318 | 457.5663 | 138.9845 | -972.0398 | -872.8992 | -994.1145 | -2127.0317 | -515.1717 | -277.9654 | 8.2073 | 10.5357 | 21.9022 | 1.7227
2035 | 2048 | MW | 245.5066 | 315.156 | 402.6583 | 133.4252 | -1221.9929 | -1085.226 | -1235.9262 | -2673.9827 | -618.206 | -345.5786 | 8.2073 | 10.5357 | 21.9022 | 3.4454
2035 | 2049 | MW | 223.1878 | 286.5054 | 347.7504 | 122.3064 | -1388.6282 | -1250.3691 | -1424.0019 | -3038.6167 | -708.3611 | -398.1666 | 8.2073 | 10.5357 | 43.8044 | 3.4454
2035 | 2050 | MW | 200.8691 | 257.8549 | 329.4477 | 105.6283 | -1555.2636 | -1368.3285 | -1558.3417 | -3403.2507 | -772.7575 | -435.7295 | 8.2073 | 10.5357 | 43.8044 | 3.4454
2035 | 2051 | MW | 223.1878 | 286.5054 | 366.053 | 111.1876 | -1666.3539 | -1486.2878 | -1692.6815 | -3646.3401 | -824.2747 | -473.2924 | 10.9431 | 14.0476 | 43.8044 | 3.4454
2035 | 2052 | MW | 267.8254 | 343.8065 | 439.2636 | 144.5439 | -1721.899 | -1557.0634 | -1773.2854 | -3767.8848 | -850.0333 | -495.8301 | 10.9431 | 14.0476 | 43.8044 | 3.4454
2035 | 2053 | MW | 301.3036 | 386.7823 | 494.1716 | 161.2221 | -1749.6716 | -1604.2472 | -1827.0213 | -3828.6571 | -862.9126 | -510.8553 | 10.9431 | 14.0476 | 43.8044 | 3.4454
2035 | 2054 | MW | 345.9411 | 444.0834 | 567.3822 | 183.4596 | -1777.4442 | -1627.839 | -1853.8893 | -3889.4294 | -875.7919 | -518.3679 | 10.9431 | 14.0476 | 43.8044 | 3.4454
2035 | 2055 | MW | 435.2163 | 558.6856 | 713.8034 | 222.3753 | -1749.6716 | -1627.839 | -1853.8893 | -3828.6571 | -862.9126 | -518.3679 | 10.9431 | 14.0476 | 43.8044 | 1.7227
2035 | 2056 | MW | 245.5066 | 315.156 | 402.6583 | 122.3064 | -1694.1265 | -1580.6553 | -1800.1533 | -3707.1124 | -837.154 | -503.3427 | 8.2073 | 10.5357 | 0 | 1.7227
2035 | 2057 | MW | 301.3036 | 386.7823 | 494.1716 | 155.6627 | -1583.0362 | -1509.8797 | -1719.5494 | -3464.0231 | -811.3954 | -480.805 | -8.2073 | -10.5357 | -21.9022 | -5.168
2035 | 2058 | MW | 357.1005 | 458.4087 | 585.6848 | 177.9002 | -1471.9459 | -1391.9203 | -1585.2096 | -3220.9337 | -759.8782 | -443.2421 | -8.2073 | -10.5357 | -21.9022 | -5.168
2035 | 2059 | MW | 390.5787 | 501.3845 | 640.5928 | 189.019 | -1388.6282 | -1273.961 | -1450.8698 | -3038.6167 | -708.3611 | -405.6792 | -8.2073 | -10.5357 | -21.9022 | -5.168
2035 | 2060 | MW | 379.4193 | 487.0592 | 622.2901 | 189.019 | -1333.0831 | -1250.3691 | -1424.0019 | -2917.0721 | -669.7232 | -398.1666 | -8.2073 | -10.5357 | -21.9022 | -6.8907
2035 | 2061 | MW | 1082.461 | 1389.5514 | 1775.3571 | 544.8194 | -1221.9929 | -1203.1854 | -1370.266 | -2673.9827 | -631.0853 | -383.1415 | -8.2073 | -10.5357 | -21.9022 | -6.8907
2035 | 2062 | MW | 1082.461 | 1389.5514 | 1757.0544 | 544.8194 | -1110.9026 | -1085.226 | -1235.9262 | -2430.8934 | -566.6889 | -345.5786 | 10.9431 | 14.0476 | 0 | 0
2035 | 2063 | MW | 1026.6641 | 1317.925 | 1665.5412 | 511.4631 | -944.2672 | -943.6748 | -1074.7184 | -2066.2594 | -489.4131 | -300.5031 | 13.6789 | 17.5595 | 21.9022 | 1.7227
2035 | 2064 | MW | 937.3889 | 1203.3228 | 1519.12 | 466.9881 | -805.4044 | -825.7154 | -940.3786 | -1762.3977 | -412.1373 | -262.9402 | 13.6789 | 17.5595 | 21.9022 | 1.7227
2035 | 2065 | MW | 836.9544 | 1074.3954 | 1372.6988 | 422.513 | -694.3141 | -731.348 | -832.9068 | -1519.3084 | -360.6202 | -232.8899 | 10.9431 | 14.0476 | 0 | 3.4454
2035 | 2066 | MW | 725.3605 | 931.1427 | 1189.6723 | 366.9192 | -666.5416 | -684.1642 | -779.1708 | -1458.536 | -334.8616 | -217.8648 | 8.2073 | 10.5357 | 0 | 3.4454
2035 | 2067 | MW | 613.7666 | 787.8899 | 988.3431 | 305.766 | -638.769 | -660.5724 | -752.3029 | -1397.7637 | -321.9823 | -210.3522 | 8.2073 | 10.5357 | 0 | 3.4454
2035 | 2068 | MW | 502.1726 | 644.6372 | 823.6193 | 250.1722 | -638.769 | -660.5724 | -752.3029 | -1397.7637 | -334.8616 | -210.3522 | 8.2073 | 10.5357 | 0 | 3.4454
2035 | 2069 | MW | 412.8975 | 530.0351 | 677.1981 | 205.6971 | -694.3141 | -684.1642 | -779.1708 | -1519.3084 | -347.7409 | -217.8648 | 5.4716 | 7.0238 | 0 | 3.4454
2035 | 2070 | MW | 334.7818 | 429.7582 | 549.0795 | 166.7815 | -777.6318 | -684.1642 | -779.1708 | -1701.6254 | -412.1373 | -217.8648 | 5.4716 | 7.0238 | 0 | 3.4454
2035 | 2071 | MW | 267.8254 | 343.8065 | 439.2636 | 138.9845 | -972.0398 | -872.8992 | -994.1145 | -2127.0317 | -502.2924 | -277.9654 | 5.4716 | 7.0238 | 21.9022 | 5.168
2035 | 2072 | MW | 234.3472 | 300.8307 | 402.6583 | 122.3064 | -1194.2203 | -1085.226 | -1235.9262 | -2613.2104 | -605.3267 | -345.5786 | 8.2073 | 10.5357 | 21.9022 | 5.168
2035 | 2073 | MW | 212.0284 | 272.1802 | 347.7504 | 111.1876 | -1360.8557 | -1250.3691 | -1424.0019 | -2977.8444 | -682.6025 | -398.1666 | 8.2073 | 10.5357 | 43.8044 | 3.4454
2035 | 2074 | MW | 200.8691 | 257.8549 | 329.4477 | 105.6283 | -1499.7185 | -1368.3285 | -1558.3417 | -3281.7061 | -734.1197 | -435.7295 | 8.2073 | 10.5357 | 43.8044 | 3.4454
2035 | 2075 | MW | 223.1878 | 286.5054 | 366.053 | 111.1876 | -1610.8088 | -1462.6959 | -1665.8135 | -3524.7954 | -772.7575 | -465.7798 | 10.9431 | 14.0476 | 43.8044 | 3.4454
2035 | 2076 | MW | 267.8254 | 343.8065 | 439.2636 | 138.9845 | -1666.3539 | -1509.8797 | -1719.5494 | -3646.3401 | -798.5161 | -480.805 | 10.9431 | 14.0476 | 43.8044 | 3.4454
2035 | 2077 | MW | 301.3036 | 386.7823 | 494.1716 | 155.6627 | -1694.1265 | -1533.4715 | -1746.4174 | -3707.1124 | -798.5161 | -488.3176 | 10.9431 | 14.0476 | 43.8044 | 3.4454
2035 | 2078 | MW | 345.9411 | 444.0834 | 567.3822 | 177.9002 | -1694.1265 | -1557.0634 | -1773.2854 | -3707.1124 | -798.5161 | -495.8301 | 10.9431 | 14.0476 | 43.8044 | 3.4454
2035 | 2079 | MW | 435.2163 | 558.6856 | 713.8034 | 222.3753 | -1694.1265 | -1533.4715 | -1746.4174 | -3707.1124 | -785.6368 | -488.3176 | 10.9431 | 14.0476 | 43.8044 | 1.7227
2035 | 2080 | MW | 245.5066 | 315.156 | 402.6583 | 122.3064 | -1638.5813 | -1486.2878 | -1692.6815 | -3585.5677 | -759.8782 | -473.2924 | 8.2073 | 10.5357 | 0 | 1.7227
2035 | 2081 | MW | 312.463 | 401.1076 | 512.4742 | 155.6627 | -1555.2636 | -1415.5122 | -1612.0776 | -3403.2507 | -746.9989 | -450.7547 | -8.2073 | -10.5357 | -21.9022 | -5.168
2035 | 2082 | MW | 357.1005 | 458.4087 | 585.6848 | 177.9002 | -1444.1734 | -1321.1447 | -1504.6058 | -3160.1614 | -708.3611 | -420.7044 | -8.2073 | -10.5357 | -21.9022 | -5.168
2035 | 2083 | MW | 390.5787 | 501.3845 | 640.5928 | 189.019 | -1333.0831 | -1226.7772 | -1397.1339 | -2917.0721 | -682.6025 | -390.654 | -8.2073 | -10.5357 | -21.9022 | -6.8907
2035 | 2084 | MW | 379.4193 | 487.0592 | 640.5928 | 189.019 | -1305.3105 | -1226.7772 | -1397.1339 | -2856.2997 | -656.8439 | -390.654 | -8.2073 | -10.5357 | -43.8044 | -6.8907
2035 | 2085 | MW | 1093.6204 | 1403.8766 | 1775.3571 | 544.8194 | -1221.9929 | -1203.1854 | -1370.266 | -2673.9827 | -631.0853 | -383.1415 | -8.2073 | -10.5357 | -43.8044 | -6.8907
2035 | 2086 | MW | 1082.461 | 1389.5514 | 1775.3571 | 539.26 | -1083.13 | -1085.226 | -1235.9262 | -2370.1211 | -566.6889 | -345.5786 | 8.2073 | 10.5357 | 21.9022 | 0
2035 | 2087 | MW | 1026.6641 | 1317.925 | 1665.5412 | 505.9038 | -944.2672 | -943.6748 | -1074.7184 | -2066.2594 | -489.4131 | -300.5031 | 13.6789 | 17.5595 | 21.9022 | 1.7227
2035 | 2088 | MW | 926.2295 | 1188.9976 | 1519.12 | 466.9881 | -805.4044 | -825.7154 | -940.3786 | -1762.3977 | -412.1373 | -262.9402 | 13.6789 | 17.5595 | 0 | 1.7227
2035 | 2089 | MW | 836.9544 | 1074.3954 | 1354.3961 | 416.9536 | -694.3141 | -731.348 | -832.9068 | -1519.3084 | -360.6202 | -232.8899 | 10.9431 | 14.0476 | 0 | 3.4454
2035 | 2090 | MW | 725.3605 | 931.1427 | 1171.3696 | 361.3598 | -666.5416 | -684.1642 | -779.1708 | -1458.536 | -334.8616 | -217.8648 | 8.2073 | 10.5357 | 0 | 3.4454
2035 | 2091 | MW | 602.6072 | 773.5647 | 988.3431 | 305.766 | -638.769 | -660.5724 | -752.3029 | -1397.7637 | -321.9823 | -210.3522 | 8.2073 | 10.5357 | 0 | 3.4454
2035 | 2092 | MW | 502.1726 | 644.6372 | 805.3166 | 250.1722 | -638.769 | -660.5724 | -752.3029 | -1397.7637 | -334.8616 | -210.3522 | 8.2073 | 10.5357 | 0 | 1.7227
2035 | 2093 | MW | 412.8975 | 530.0351 | 677.1981 | 200.1377 | -694.3141 | -684.1642 | -779.1708 | -1519.3084 | -347.7409 | -217.8648 | 8.2073 | 10.5357 | 0 | 1.7227
2035 | 2094 | MW | 334.7818 | 429.7582 | 530.7769 | 166.7815 | -777.6318 | -684.1642 | -779.1708 | -1701.6254 | -412.1373 | -217.8648 | 5.4716 | 7.0238 | 0 | 1.7227
2035 | 2095 | MW | 267.8254 | 343.8065 | 439.2636 | 133.4252 | -972.0398 | -872.8992 | -994.1145 | -2127.0317 | -502.2924 | -277.9654 | 8.2073 | 10.5357 | 21.9022 | 3.4454
2035 | 2096 | MW | 234.3472 | 300.8307 | 384.3557 | 122.3064 | -1194.2203 | -1085.226 | -1235.9262 | -2613.2104 | -618.206 | -345.5786 | 8.2073 | 10.5357 | 21.9022 | 3.4454
2035 | 2097 | MW | 212.0284 | 272.1802 | 347.7504 | 111.1876 | -1388.6282 | -1250.3691 | -1424.0019 | -3038.6167 | -695.4818 | -398.1666 | 8.2073 | 10.5357 | 43.8044 | 3.4454
2035 | 2098 | MW | 200.8691 | 257.8549 | 329.4477 | 105.6283 | -1527.4911 | -1391.9203 | -1585.2096 | -3342.4784 | -759.8782 | -443.2421 | 10.9431 | 14.0476 | 43.8044 | 3.4454
2035 | 2099 | MW | 223.1878 | 286.5054 | 366.053 | 111.1876 | -1666.3539 | -1486.2878 | -1692.6815 | -3646.3401 | -798.5161 | -473.2924 | 10.9431 | 14.0476 | 43.8044 | 3.4454
2035 | 2100 | MW | 267.8254 | 343.8065 | 439.2636 | 138.9845 | -1721.899 | -1533.4715 | -1746.4174 | -3767.8848 | -824.2747 | -488.3176 | 10.9431 | 14.0476 | 43.8044 | 3.4454
2035 | 2101 | MW | 301.3036 | 386.7823 | 475.8689 | 161.2221 | -1777.4442 | -1557.0634 | -1773.2854 | -3889.4294 | -837.154 | -495.8301 | 10.9431 | 14.0476 | 43.8044 | 3.4454
2035 | 2102 | MW | 345.9411 | 444.0834 | 567.3822 | 177.9002 | -1777.4442 | -1604.2472 | -1827.0213 | -3889.4294 | -850.0333 | -510.8553 | 10.9431 | 14.0476 | 43.8044 | 3.4454
2035 | 2103 | MW | 435.2163 | 558.6856 | 695.5007 | 222.3753 | -1777.4442 | -1580.6553 | -1800.1533 | -3889.4294 | -850.0333 | -503.3427 | 10.9431 | 14.0476 | 43.8044 | 1.7227
2035 | 2104 | MW | 245.5066 | 315.156 | 402.6583 | 127.8658 | -1694.1265 | -1557.0634 | -1773.2854 | -3707.1124 | -837.154 | -495.8301 | 8.2073 | 10.5357 | 0 | 1.7227
2035 | 2105 | MW | 312.463 | 401.1076 | 494.1716 | 161.2221 | -1610.8088 | -1486.2878 | -1692.6815 | -3524.7954 | -798.5161 | -473.2924 | -8.2073 | -10.5357 | -21.9022 | -5.168
2035 | 2106 | MW | 357.1005 | 458.4087 | 585.6848 | 183.4596 | -1471.9459 | -1368.3285 | -1558.3417 | -3220.9337 | -746.9989 | -435.7295 | -8.2073 | -10.5357 | -21.9022 | -5.168
2035 | 2107 | MW | 390.5787 | 501.3845 | 640.5928 | 194.5784 | -1360.8557 | -1250.3691 | -1424.0019 | -2977.8444 | -695.4818 | -398.1666 | -8.2073 | -10.5357 | -21.9022 | -5.168
2035 | 2108 | MW | 390.5787 | 501.3845 | 640.5928 | 194.5784 | -1305.3105 | -1226.7772 | -1397.1339 | -2856.2997 | -669.7232 | -390.654 | -8.2073 | -10.5357 | -21.9022 | -5.168
2035 | 2109 | MW | 1082.461 | 1389.5514 | 1757.0544 | 544.8194 | -1221.9929 | -1179.5935 | -1343.398 | -2673.9827 | -631.0853 | -375.6289 | -8.2073 | -10.5357 | -21.9022 | -6.8907
2035 | 2110 | MW | 1071.3016 | 1375.2261 | 1738.7518 | 539.26 | -1110.9026 | -1085.226 | -1235.9262 | -2430.8934 | -566.6889 | -345.5786 | 8.2073 | 10.5357 | 21.9022 | 0
2035 | 2111 | MW | 1015.5047 | 1303.5997 | 1665.5412 | 511.4631 | -944.2672 | -943.6748 | -1074.7184 | -2066.2594 | -489.4131 | -300.5031 | 13.6789 | 17.5595 | 21.9022 | 1.7227
2035 | 2112 | MW | 937.3889 | 1203.3228 | 1519.12 | 466.9881 | -805.4044 | -825.7154 | -940.3786 | -1762.3977 | -412.1373 | -262.9402 | 13.6789 | 17.5595 | 21.9022 | 1.7227
2035 | 2113 | MW | 836.9544 | 1074.3954 | 1372.6988 | 416.9536 | -666.5416 | -707.7561 | -806.0388 | -1458.536 | -347.7409 | -225.3773 | 13.6789 | 17.5595 | 21.9022 | 3.4454
2035 | 2114 | MW | 725.3605 | 931.1427 | 1189.6723 | 355.8004 | -610.9964 | -660.5724 | -752.3029 | -1336.9914 | -321.9823 | -210.3522 | 10.9431 | 14.0476 | 0 | 3.4454
2035 | 2115 | MW | 602.6072 | 773.5647 | 988.3431 | 294.6472 | -610.9964 | -636.9805 | -725.4349 | -1336.9914 | -309.103 | -202.8396 | 8.2073 | 10.5357 | 0 | 3.4454
2035 | 2116 | MW | 502.1726 | 644.6372 | 805.3166 | 244.6128 | -610.9964 | -613.3886 | -698.567 | -1336.9914 | -309.103 | -195.327 | 8.2073 | 10.5357 | 0 | 1.7227
2035 | 2117 | MW | 412.8975 | 530.0351 | 677.1981 | 205.6971 | -610.9964 | -636.9805 | -725.4349 | -1336.9914 | -321.9823 | -202.8396 | 8.2073 | 10.5357 | 0 | 1.7227
2035 | 2118 | MW | 357.1005 | 458.4087 | 585.6848 | 177.9002 | -666.5416 | -589.7967 | -671.699 | -1458.536 | -347.7409 | -187.8144 | 8.2073 | 10.5357 | 0 | 1.7227
2035 | 2119 | MW | 312.463 | 401.1076 | 512.4742 | 155.6627 | -749.8593 | -684.1642 | -779.1708 | -1640.853 | -412.1373 | -217.8648 | 8.2073 | 10.5357 | 21.9022 | 3.4454
2035 | 2120 | MW | 278.9848 | 358.1318 | 439.2636 | 138.9845 | -916.4946 | -825.7154 | -940.3786 | -2005.487 | -489.4131 | -262.9402 | 10.9431 | 14.0476 | 21.9022 | 3.4454
2035 | 2121 | MW | 256.666 | 329.4812 | 420.961 | 133.4252 | -1027.5849 | -943.6748 | -1074.7184 | -2248.5764 | -540.9303 | -300.5031 | 10.9431 | 14.0476 | 43.8044 | 3.4454
2035 | 2122 | MW | 290.1442 | 372.4571 | 475.8689 | 144.5439 | -1138.6752 | -1038.0423 | -1182.1902 | -2491.6657 | -579.5681 | -330.5534 | 10.9431 | 14.0476 | 43.8044 | 3.4454
2035 | 2123 | MW | 357.1005 | 458.4087 | 567.3822 | 183.4596 | -1194.2203 | -1085.226 | -1235.9262 | -2613.2104 | -605.3267 | -345.5786 | 10.9431 | 14.0476 | 43.8044 | 3.4454
2035 | 2124 | MW | 446.3757 | 573.0109 | 713.8034 | 227.9347 | -1249.7654 | -1132.4098 | -1289.6621 | -2734.7551 | -618.206 | -360.6037 | 10.9431 | 14.0476 | 43.8044 | 3.4454
2035 | 2125 | MW | 502.1726 | 644.6372 | 805.3166 | 255.7316 | -1305.3105 | -1132.4098 | -1289.6621 | -2856.2997 | -631.0853 | -360.6037 | 10.9431 | 14.0476 | 43.8044 | 3.4454
2035 | 2126 | MW | 546.8102 | 701.9383 | 896.8299 | 266.8503 | -1305.3105 | -1132.4098 | -1289.6621 | -2856.2997 | -643.9646 | -360.6037 | 10.9431 | 14.0476 | 43.8044 | 3.4454
2035 | 2127 | MW | 212.0284 | 272.1802 | 347.7504 | 100.0689 | -1305.3105 | -1132.4098 | -1289.6621 | -2856.2997 | -631.0853 | -360.6037 | 10.9431 | 14.0476 | 43.8044 | 1.7227
2035 | 2128 | MW | 245.5066 | 315.156 | 402.6583 | 122.3064 | -1277.538 | -1108.8179 | -1262.7941 | -2795.5274 | -631.0853 | -353.0912 | 8.2073 | 10.5357 | 0 | 1.7227
2035 | 2129 | MW | 278.9848 | 358.1318 | 457.5663 | 138.9845 | -1221.9929 | -1085.226 | -1235.9262 | -2673.9827 | -618.206 | -345.5786 | -5.4716 | -7.0238 | -21.9022 | -5.168
2035 | 2130 | MW | 290.1442 | 372.4571 | 457.5663 | 144.5439 | -1138.6752 | -1038.0423 | -1182.1902 | -2491.6657 | -592.4474 | -330.5534 | -5.4716 | -7.0238 | -21.9022 | -5.168
2035 | 2131 | MW | 290.1442 | 372.4571 | 475.8689 | 144.5439 | -1110.9026 | -1038.0423 | -1182.1902 | -2430.8934 | -579.5681 | -330.5534 | -5.4716 | -7.0238 | -21.9022 | -5.168
2035 | 2132 | MW | 970.8671 | 1246.2986 | 1574.0279 | 483.6662 | -1138.6752 | -1085.226 | -1235.9262 | -2491.6657 | -566.6889 | -345.5786 | -5.4716 | -7.0238 | -21.9022 | -5.168
2035 | 2133 | MW | 959.7077 | 1231.9734 | 1555.7253 | 478.1068 | -1110.9026 | -1085.226 | -1235.9262 | -2430.8934 | -566.6889 | -345.5786 | -5.4716 | -7.0238 | -21.9022 | -6.8907
2035 | 2134 | MW | 926.2295 | 1188.9976 | 1500.8173 | 461.4287 | -999.8123 | -1014.4504 | -1155.3223 | -2187.8041 | -515.1717 | -323.0408 | 10.9431 | 14.0476 | 21.9022 | 0
2035 | 2135 | MW | 881.592 | 1131.6965 | 1445.9094 | 433.6318 | -888.7221 | -896.4911 | -1020.9825 | -1944.7147 | -450.7752 | -285.478 | 16.4147 | 21.0714 | 21.9022 | 1.7227
2035 | 2136 | MW | 814.6356 | 1045.7448 | 1336.0935 | 405.8349 | -749.8593 | -778.5317 | -886.6427 | -1640.853 | -386.3788 | -247.9151 | 13.6789 | 17.5595 | 21.9022 | 1.7227
2035 | 2137 | MW | 725.3605 | 931.1427 | 1189.6723 | 361.3598 | -666.5416 | -684.1642 | -779.1708 | -1458.536 | -334.8616 | -217.8648 | 13.6789 | 17.5595 | 21.9022 | 3.4454
2035 | 2138 | MW | 636.0853 | 816.5405 | 1043.2511 | 316.8848 | -610.9964 | -636.9805 | -725.4349 | -1336.9914 | -309.103 | -202.8396 | 10.9431 | 14.0476 | 21.9022 | 3.4454
2035 | 2139 | MW | 557.9696 | 716.2636 | 896.8299 | 272.4097 | -583.2239 | -613.3886 | -698.567 | -1276.219 | -309.103 | -195.327 | 8.2073 | 10.5357 | 21.9022 | 3.4454
2035 | 2140 | MW | 479.8539 | 615.9867 | 787.014 | 239.0534 | -610.9964 | -613.3886 | -698.567 | -1336.9914 | -309.103 | -195.327 | 8.2073 | 10.5357 | 0 | 3.4454
2035 | 2141 | MW | 424.0569 | 544.3603 | 677.1981 | 211.2565 | -610.9964 | -613.3886 | -698.567 | -1336.9914 | -321.9823 | -195.327 | 8.2073 | 10.5357 | 21.9022 | 1.7227
2035 | 2142 | MW | 379.4193 | 487.0592 | 603.9875 | 189.019 | -638.769 | -589.7967 | -671.699 | -1397.7637 | -347.7409 | -187.8144 | 8.2073 | 10.5357 | 21.9022 | 1.7227
2035 | 2143 | MW | 334.7818 | 429.7582 | 530.7769 | 172.3408 | -722.0867 | -660.5724 | -752.3029 | -1580.0807 | -399.2581 | -210.3522 | 8.2073 | 10.5357 | 21.9022 | 1.7227
2035 | 2144 | MW | 290.1442 | 372.4571 | 475.8689 | 150.1033 | -833.1769 | -754.9398 | -859.7747 | -1823.17 | -450.7752 | -240.4025 | 10.9431 | 14.0476 | 21.9022 | 3.4454
2035 | 2145 | MW | 267.8254 | 343.8065 | 439.2636 | 138.9845 | -916.4946 | -849.3073 | -967.2466 | -2005.487 | -489.4131 | -270.4528 | 13.6789 | 17.5595 | 65.7066 | 3.4454
2035 | 2146 | MW | 301.3036 | 386.7823 | 494.1716 | 155.6627 | -999.8123 | -896.4911 | -1020.9825 | -2187.8041 | -515.1717 | -285.478 | 13.6789 | 17.5595 | 65.7066 | 3.4454
2035 | 2147 | MW | 357.1005 | 458.4087 | 585.6848 | 183.4596 | -1055.3575 | -943.6748 | -1074.7184 | -2309.3487 | -528.051 | -300.5031 | 10.9431 | 14.0476 | 65.7066 | 3.4454
2035 | 2148 | MW | 446.3757 | 573.0109 | 732.106 | 233.494 | -1110.9026 | -967.2667 | -1101.5864 | -2430.8934 | -553.8096 | -308.0157 | 10.9431 | 14.0476 | 65.7066 | 5.168
2035 | 2149 | MW | 502.1726 | 644.6372 | 823.6193 | 250.1722 | -1138.6752 | -990.8585 | -1128.4543 | -2491.6657 | -566.6889 | -315.5283 | 10.9431 | 14.0476 | 65.7066 | 5.168
2035 | 2150 | MW | 535.6508 | 687.613 | 878.5272 | 272.4097 | -1166.4477 | -990.8585 | -1128.4543 | -2552.4381 | -579.5681 | -315.5283 | 10.9431 | 14.0476 | 65.7066 | 5.168
2035 | 2151 | MW | 212.0284 | 272.1802 | 347.7504 | 111.1876 | -1166.4477 | -990.8585 | -1128.4543 | -2552.4381 | -592.4474 | -315.5283 | 10.9431 | 14.0476 | 65.7066 | 1.7227
2035 | 2152 | MW | 245.5066 | 315.156 | 402.6583 | 122.3064 | -1194.2203 | -1014.4504 | -1155.3223 | -2613.2104 | -592.4474 | -323.0408 | 8.2073 | 10.5357 | 0 | 1.7227
2035 | 2153 | MW | 267.8254 | 343.8065 | 420.961 | 133.4252 | -1166.4477 | -1014.4504 | -1155.3223 | -2552.4381 | -592.4474 | -323.0408 | -2.7358 | -3.5119 | -21.9022 | -5.168
2035 | 2154 | MW | 267.8254 | 343.8065 | 439.2636 | 138.9845 | -1083.13 | -967.2667 | -1101.5864 | -2370.1211 | -579.5681 | -308.0157 | -2.7358 | -3.5119 | -21.9022 | -5.168
2035 | 2155 | MW | 278.9848 | 358.1318 | 457.5663 | 138.9845 | -1083.13 | -990.8585 | -1128.4543 | -2370.1211 | -566.6889 | -315.5283 | -5.4716 | -7.0238 | -21.9022 | -5.168
2035 | 2156 | MW | 948.5483 | 1217.6481 | 1555.7253 | 478.1068 | -1138.6752 | -1061.6341 | -1209.0582 | -2491.6657 | -579.5681 | -338.066 | -5.4716 | -7.0238 | -21.9022 | -5.168
2035 | 2157 | MW | 959.7077 | 1231.9734 | 1574.0279 | 478.1068 | -1083.13 | -1061.6341 | -1209.0582 | -2370.1211 | -566.6889 | -338.066 | -5.4716 | -7.0238 | -21.9022 | -6.8907
2035 | 2158 | MW | 926.2295 | 1188.9976 | 1519.12 | 461.4287 | -972.0398 | -990.8585 | -1128.4543 | -2127.0317 | -502.2924 | -315.5283 | 13.6789 | 17.5595 | 21.9022 | 0
2035 | 2159 | MW | 881.592 | 1131.6965 | 1445.9094 | 439.1912 | -860.9495 | -849.3073 | -967.2466 | -1883.9424 | -437.8959 | -270.4528 | 16.4147 | 21.0714 | 21.9022 | 1.7227
2035 | 2160 | MW | 814.6356 | 1045.7448 | 1336.0935 | 405.8349 | -722.0867 | -731.348 | -832.9068 | -1580.0807 | -373.4995 | -232.8899 | 16.4147 | 21.0714 | 21.9022 | 1.7227
2035 | 2161 | MW | 725.3605 | 931.1427 | 1189.6723 | 366.9192 | -694.3141 | -684.1642 | -779.1708 | -1519.3084 | -347.7409 | -217.8648 | 10.9431 | 14.0476 | 0 | 3.4454
2035 | 2162 | MW | 636.0853 | 816.5405 | 1024.9484 | 316.8848 | -638.769 | -660.5724 | -752.3029 | -1397.7637 | -321.9823 | -210.3522 | 10.9431 | 14.0476 | 0 | 3.4454
2035 | 2163 | MW | 546.8102 | 701.9383 | 878.5272 | 272.4097 | -638.769 | -636.9805 | -725.4349 | -1397.7637 | -321.9823 | -202.8396 | 8.2073 | 10.5357 | 0 | 3.4454
2035 | 2164 | MW | 468.6945 | 601.6614 | 768.7113 | 233.494 | -638.769 | -636.9805 | -725.4349 | -1397.7637 | -334.8616 | -202.8396 | 8.2073 | 10.5357 | 0 | 1.7227
2035 | 2165 | MW | 412.8975 | 530.0351 | 677.1981 | 205.6971 | -666.5416 | -660.5724 | -752.3029 | -1458.536 | -347.7409 | -210.3522 | 8.2073 | 10.5357 | 0 | 1.7227
2035 | 2166 | MW | 357.1005 | 458.4087 | 585.6848 | 172.3408 | -777.6318 | -684.1642 | -779.1708 | -1701.6254 | -412.1373 | -217.8648 | 8.2073 | 10.5357 | 0 | 1.7227
2035 | 2167 | MW | 290.1442 | 372.4571 | 494.1716 | 144.5439 | -972.0398 | -872.8992 | -994.1145 | -2127.0317 | -515.1717 | -277.9654 | 8.2073 | 10.5357 | 0 | 3.4454
2035 | 2168 | MW | 267.8254 | 343.8065 | 439.2636 | 144.5439 | -1221.9929 | -1085.226 | -1235.9262 | -2673.9827 | -631.0853 | -345.5786 | 8.2073 | 10.5357 | 0 | 3.4454
2035 | 2169 | MW | 256.666 | 329.4812 | 420.961 | 144.5439 | -1416.4008 | -1250.3691 | -1424.0019 | -3099.3891 | -721.2404 | -398.1666 | 10.9431 | 14.0476 | 43.8044 | 3.4454
2035 | 2170 | MW | 256.666 | 329.4812 | 402.6583 | 133.4252 | -1527.4911 | -1368.3285 | -1558.3417 | -3342.4784 | -785.6368 | -435.7295 | 10.9431 | 14.0476 | 43.8044 | 3.4454
2035 | 2171 | MW | 256.666 | 329.4812 | 420.961 | 138.9845 | -1666.3539 | -1462.6959 | -1665.8135 | -3646.3401 | -824.2747 | -465.7798 | 10.9431 | 14.0476 | 43.8044 | 3.4454
2035 | 2172 | MW | 301.3036 | 386.7823 | 494.1716 | 155.6627 | -1721.899 | -1509.8797 | -1719.5494 | -3767.8848 | -850.0333 | -480.805 | 10.9431 | 14.0476 | 43.8044 | 3.4454
2035 | 2173 | MW | 334.7818 | 429.7582 | 549.0795 | 172.3408 | -1749.6716 | -1533.4715 | -1746.4174 | -3828.6571 | -862.9126 | -488.3176 | 10.9431 | 14.0476 | 43.8044 | 3.4454
2035 | 2174 | MW | 379.4193 | 487.0592 | 622.2901 | 189.019 | -1777.4442 | -1557.0634 | -1773.2854 | -3889.4294 | -875.7919 | -495.8301 | 10.9431 | 14.0476 | 43.8044 | 3.4454
2035 | 2175 | MW | 457.5351 | 587.3361 | 750.4087 | 239.0534 | -1777.4442 | -1557.0634 | -1773.2854 | -3889.4294 | -875.7919 | -495.8301 | 10.9431 | 14.0476 | 43.8044 | 1.7227
2035 | 2176 | MW | 245.5066 | 315.156 | 402.6583 | 122.3064 | -1721.899 | -1533.4715 | -1746.4174 | -3767.8848 | -862.9126 | -488.3176 | 8.2073 | 10.5357 | 0 | 1.7227
2035 | 2177 | MW | 301.3036 | 386.7823 | 494.1716 | 150.1033 | -1638.5813 | -1462.6959 | -1665.8135 | -3585.5677 | -850.0333 | -465.7798 | -5.4716 | -7.0238 | -21.9022 | -5.168
2035 | 2178 | MW | 345.9411 | 444.0834 | 567.3822 | 177.9002 | -1499.7185 | -1344.7366 | -1531.4737 | -3281.7061 | -772.7575 | -428.2169 | -5.4716 | -7.0238 | -21.9022 | -5.168
2035 | 2179 | MW | 379.4193 | 487.0592 | 622.2901 | 189.019 | -1360.8557 | -1226.7772 | -1397.1339 | -2977.8444 | -708.3611 | -390.654 | -5.4716 | -7.0238 | -21.9022 | -5.168
2035 | 2180 | MW | 379.4193 | 487.0592 | 622.2901 | 183.4596 | -1333.0831 | -1226.7772 | -1397.1339 | -2917.0721 | -669.7232 | -390.654 | -8.2073 | -10.5357 | -21.9022 | -5.168
2035 | 2181 | MW | 1104.7798 | 1418.2019 | 1793.6597 | 550.3788 | -1221.9929 | -1179.5935 | -1343.398 | -2673.9827 | -631.0853 | -375.6289 | -8.2073 | -10.5357 | -21.9022 | -6.8907
2035 | 2182 | MW | 1104.7798 | 1418.2019 | 1793.6597 | 550.3788 | -1110.9026 | -1061.6341 | -1209.0582 | -2430.8934 | -553.8096 | -338.066 | 10.9431 | 14.0476 | 21.9022 | 0
2035 | 2183 | MW | 1048.9828 | 1346.5755 | 1720.4491 | 522.5819 | -944.2672 | -920.0829 | -1047.8504 | -2066.2594 | -476.5338 | -292.9905 | 16.4147 | 21.0714 | 21.9022 | 1.7227
2035 | 2184 | MW | 970.8671 | 1246.2986 | 1592.3306 | 483.6662 | -805.4044 | -802.1236 | -913.5106 | -1762.3977 | -399.2581 | -255.4276 | 13.6789 | 17.5595 | 21.9022 | 1.7227
2035 | 2185 | MW | 892.7514 | 1146.0217 | 1445.9094 | 439.1912 | -694.3141 | -731.348 | -832.9068 | -1519.3084 | -347.7409 | -232.8899 | 10.9431 | 14.0476 | 0 | 3.4454
2035 | 2186 | MW | 781.1574 | 1002.769 | 1262.8829 | 383.5973 | -666.5416 | -684.1642 | -779.1708 | -1458.536 | -334.8616 | -217.8648 | 10.9431 | 14.0476 | 0 | 3.4454
2035 | 2187 | MW | 658.4041 | 845.191 | 1079.8564 | 322.4441 | -638.769 | -660.5724 | -752.3029 | -1397.7637 | -321.9823 | -210.3522 | 8.2073 | 10.5357 | 0 | 3.4454
2035 | 2188 | MW | 557.9696 | 716.2636 | 896.8299 | 272.4097 | -666.5416 | -660.5724 | -752.3029 | -1458.536 | -334.8616 | -210.3522 | 8.2073 | 10.5357 | 0 | 3.4454
2035 | 2189 | MW | 468.6945 | 601.6614 | 768.7113 | 227.9347 | -694.3141 | -684.1642 | -779.1708 | -1519.3084 | -347.7409 | -217.8648 | 8.2073 | 10.5357 | 0 | 1.7227
2035 | 2190 | MW | 379.4193 | 487.0592 | 622.2901 | 189.019 | -805.4044 | -707.7561 | -806.0388 | -1762.3977 | -425.0166 | -225.3773 | 8.2073 | 10.5357 | 0 | 1.7227
2035 | 2191 | MW | 301.3036 | 386.7823 | 494.1716 | 144.5439 | -999.8123 | -896.4911 | -1020.9825 | -2187.8041 | -515.1717 | -285.478 | 8.2073 | 10.5357 | 0 | 3.4454
2035 | 2192 | MW | 278.9848 | 358.1318 | 457.5663 | 138.9845 | -1249.7654 | -1108.8179 | -1262.7941 | -2734.7551 | -631.0853 | -353.0912 | 8.2073 | 10.5357 | 0 | 3.4454
2035 | 2193 | MW | 245.5066 | 315.156 | 384.3557 | 133.4252 | -1444.1734 | -1297.5528 | -1477.7378 | -3160.1614 | -734.1197 | -413.1918 | 10.9431 | 14.0476 | 43.8044 | 3.4454
2035 | 2194 | MW | 234.3472 | 300.8307 | 366.053 | 122.3064 | -1610.8088 | -1415.5122 | -1612.0776 | -3524.7954 | -811.3954 | -450.7547 | 10.9431 | 14.0476 | 43.8044 | 3.4454
2035 | 2195 | MW | 234.3472 | 300.8307 | 366.053 | 127.8658 | -1749.6716 | -1533.4715 | -1746.4174 | -3828.6571 | -862.9126 | -488.3176 | 10.9431 | 14.0476 | 43.8044 | 3.4454
2035 | 2196 | MW | 290.1442 | 372.4571 | 457.5663 | 150.1033 | -1805.2167 | -1580.6553 | -1800.1533 | -3950.2018 | -901.5504 | -503.3427 | 10.9431 | 14.0476 | 43.8044 | 3.4454
2035 | 2197 | MW | 323.6224 | 415.4329 | 512.4742 | 166.7815 | -1860.7618 | -1604.2472 | -1827.0213 | -4071.7464 | -914.4297 | -510.8553 | 10.9431 | 14.0476 | 43.8044 | 3.4454
2035 | 2198 | MW | 368.2599 | 472.734 | 603.9875 | 183.4596 | -1888.5344 | -1627.839 | -1853.8893 | -4132.5188 | -927.309 | -518.3679 | 10.9431 | 14.0476 | 43.8044 | 3.4454
2035 | 2199 | MW | 446.3757 | 573.0109 | 713.8034 | 227.9347 | -1916.307 | -1627.839 | -1853.8893 | -4193.2911 | -927.309 | -518.3679 | 10.9431 | 14.0476 | 43.8044 | 1.7227
2035 | 2200 | MW | 245.5066 | 315.156 | 384.3557 | 122.3064 | -1860.7618 | -1604.2472 | -1827.0213 | -4071.7464 | -914.4297 | -510.8553 | 8.2073 | 10.5357 | 0 | 1.7227
2035 | 2201 | MW | 301.3036 | 386.7823 | 494.1716 | 155.6627 | -1777.4442 | -1533.4715 | -1746.4174 | -3889.4294 | -888.6712 | -488.3176 | -5.4716 | -7.0238 | -21.9022 | -5.168
2035 | 2202 | MW | 357.1005 | 458.4087 | 567.3822 | 183.4596 | -1583.0362 | -1391.9203 | -1585.2096 | -3464.0231 | -811.3954 | -443.2421 | -5.4716 | -7.0238 | -21.9022 | -5.168
2035 | 2203 | MW | 379.4193 | 487.0592 | 622.2901 | 189.019 | -1416.4008 | -1297.5528 | -1477.7378 | -3099.3891 | -721.2404 | -413.1918 | -5.4716 | -7.0238 | -21.9022 | -5.168
2035 | 2204 | MW | 379.4193 | 487.0592 | 622.2901 | 189.019 | -1360.8557 | -1273.961 | -1450.8698 | -2977.8444 | -682.6025 | -405.6792 | -5.4716 | -7.0238 | -21.9022 | -5.168
2035 | 2205 | MW | 1082.461 | 1389.5514 | 1775.3571 | 544.8194 | -1249.7654 | -1226.7772 | -1397.1339 | -2734.7551 | -631.0853 | -390.654 | -8.2073 | -10.5357 | -21.9022 | -6.8907
2035 | 2206 | MW | 1082.461 | 1389.5514 | 1757.0544 | 544.8194 | -1110.9026 | -1085.226 | -1235.9262 | -2430.8934 | -553.8096 | -345.5786 | 10.9431 | 14.0476 | 21.9022 | 0
2035 | 2207 | MW | 1026.6641 | 1317.925 | 1665.5412 | 511.4631 | -944.2672 | -943.6748 | -1074.7184 | -2066.2594 | -476.5338 | -300.5031 | 16.4147 | 21.0714 | 21.9022 | 1.7227
2035 | 2208 | MW | 937.3889 | 1203.3228 | 1537.4226 | 472.5475 | -805.4044 | -825.7154 | -940.3786 | -1762.3977 | -399.2581 | -262.9402 | 13.6789 | 17.5595 | 21.9022 | 1.7227
2035 | 2209 | MW | 848.1138 | 1088.7206 | 1391.0014 | 422.513 | -722.0867 | -731.348 | -832.9068 | -1580.0807 | -360.6202 | -232.8899 | 10.9431 | 14.0476 | 0 | 3.4454
2035 | 2210 | MW | 736.5199 | 945.4679 | 1207.9749 | 361.3598 | -666.5416 | -684.1642 | -779.1708 | -1458.536 | -334.8616 | -217.8648 | 8.2073 | 10.5357 | 0 | 3.4454
2035 | 2211 | MW | 624.9259 | 802.2152 | 1006.6458 | 305.766 | -638.769 | -660.5724 | -752.3029 | -1397.7637 | -321.9823 | -210.3522 | 8.2073 | 10.5357 | 0 | 3.4454
2035 | 2212 | MW | 513.332 | 658.9625 | 841.9219 | 255.7316 | -666.5416 | -660.5724 | -752.3029 | -1458.536 | -334.8616 | -210.3522 | 8.2073 | 10.5357 | 0 | 1.7227
2035 | 2213 | MW | 424.0569 | 544.3603 | 695.5007 | 205.6971 | -694.3141 | -684.1642 | -779.1708 | -1519.3084 | -360.6202 | -217.8648 | 5.4716 | 7.0238 | 0 | 1.7227
2035 | 2214 | MW | 345.9411 | 444.0834 | 567.3822 | 166.7815 | -805.4044 | -707.7561 | -806.0388 | -1762.3977 | -425.0166 | -225.3773 | 5.4716 | 7.0238 | 0 | 1.7227
2035 | 2215 | MW | 267.8254 | 343.8065 | 457.5663 | 127.8658 | -1027.5849 | -896.4911 | -1020.9825 | -2248.5764 | -528.051 | -285.478 | 8.2073 | 10.5357 | 0 | 3.4454
2035 | 2216 | MW | 256.666 | 329.4812 | 420.961 | 133.4252 | -1277.538 | -1132.4098 | -1289.6621 | -2795.5274 | -643.9646 | -360.6037 | 8.2073 | 10.5357 | 0 | 3.4454
2035 | 2217 | MW | 223.1878 | 286.5054 | 366.053 | 122.3064 | -1527.4911 | -1321.1447 | -1504.6058 | -3342.4784 | -734.1197 | -420.7044 | 10.9431 | 14.0476 | 43.8044 | 3.4454
2035 | 2218 | MW | 223.1878 | 286.5054 | 347.7504 | 116.747 | -1721.899 | -1462.6959 | -1665.8135 | -3767.8848 | -811.3954 | -465.7798 | 10.9431 | 14.0476 | 43.8044 | 3.4454
2035 | 2219 | MW | 223.1878 | 286.5054 | 366.053 | 116.747 | -1888.5344 | -1557.0634 | -1773.2854 | -4132.5188 | -875.7919 | -495.8301 | 8.2073 | 10.5357 | 43.8044 | 3.4454
2035 | 2220 | MW | 278.9848 | 358.1318 | 439.2636 | 144.5439 | -1971.8521 | -1627.839 | -1853.8893 | -4314.8358 | -901.5504 | -518.3679 | 8.2073 | 10.5357 | 43.8044 | 3.4454
2035 | 2221 | MW | 312.463 | 401.1076 | 512.4742 | 161.2221 | -2027.3972 | -1651.4309 | -1880.7572 | -4436.3804 | -927.309 | -525.8804 | 8.2073 | 10.5357 | 65.7066 | 3.4454
2035 | 2222 | MW | 357.1005 | 458.4087 | 585.6848 | 177.9002 | -2055.1698 | -1698.6146 | -1934.4931 | -4497.1528 | -953.0676 | -540.9056 | 8.2073 | 10.5357 | 65.7066 | 3.4454
2035 | 2223 | MW | 435.2163 | 558.6856 | 713.8034 | 227.9347 | -2055.1698 | -1722.2065 | -1961.3611 | -4497.1528 | -953.0676 | -548.4182 | 8.2073 | 10.5357 | 65.7066 | 1.7227
2035 | 2224 | MW | 245.5066 | 315.156 | 402.6583 | 122.3064 | -1999.6247 | -1698.6146 | -1934.4931 | -4375.6081 | -927.309 | -540.9056 | 5.4716 | 7.0238 | 0 | 1.7227
2035 | 2225 | MW | 301.3036 | 386.7823 | 494.1716 | 155.6627 | -1888.5344 | -1627.839 | -1853.8893 | -4132.5188 | -888.6712 | -518.3679 | -5.4716 | -7.0238 | -21.9022 | -5.168
2035 | 2226 | MW | 357.1005 | 458.4087 | 567.3822 | 183.4596 | -1666.3539 | -1462.6959 | -1665.8135 | -3646.3401 | -798.5161 | -465.7798 | -5.4716 | -7.0238 | -21.9022 | -5.168
2035 | 2227 | MW | 379.4193 | 487.0592 | 622.2901 | 194.5784 | -1471.9459 | -1344.7366 | -1531.4737 | -3220.9337 | -721.2404 | -428.2169 | -8.2073 | -10.5357 | -21.9022 | -5.168
2035 | 2228 | MW | 379.4193 | 487.0592 | 622.2901 | 194.5784 | -1388.6282 | -1297.5528 | -1477.7378 | -3038.6167 | -669.7232 | -413.1918 | -8.2073 | -10.5357 | -21.9022 | -5.168
2035 | 2229 | MW | 1082.461 | 1389.5514 | 1757.0544 | 544.8194 | -1277.538 | -1226.7772 | -1397.1339 | -2795.5274 | -631.0853 | -390.654 | -8.2073 | -10.5357 | -21.9022 | -6.8907
2035 | 2230 | MW | 1082.461 | 1389.5514 | 1757.0544 | 544.8194 | -1138.6752 | -1108.8179 | -1262.7941 | -2491.6657 | -566.6889 | -353.0912 | 8.2073 | 10.5357 | 0 | 0
2035 | 2231 | MW | 1026.6641 | 1317.925 | 1665.5412 | 511.4631 | -972.0398 | -967.2667 | -1101.5864 | -2127.0317 | -476.5338 | -308.0157 | 13.6789 | 17.5595 | 21.9022 | 1.7227
2035 | 2232 | MW | 937.3889 | 1203.3228 | 1537.4226 | 466.9881 | -805.4044 | -825.7154 | -940.3786 | -1762.3977 | -412.1373 | -262.9402 | 13.6789 | 17.5595 | 21.9022 | 1.7227
2035 | 2233 | MW | 848.1138 | 1088.7206 | 1372.6988 | 416.9536 | -722.0867 | -731.348 | -832.9068 | -1580.0807 | -360.6202 | -232.8899 | 10.9431 | 14.0476 | 0 | 3.4454
2035 | 2234 | MW | 725.3605 | 931.1427 | 1189.6723 | 355.8004 | -666.5416 | -684.1642 | -779.1708 | -1458.536 | -334.8616 | -217.8648 | 8.2073 | 10.5357 | 0 | 3.4454
2035 | 2235 | MW | 613.7666 | 787.8899 | 1006.6458 | 300.2066 | -666.5416 | -660.5724 | -752.3029 | -1458.536 | -334.8616 | -210.3522 | 8.2073 | 10.5357 | 0 | 3.4454
2035 | 2236 | MW | 502.1726 | 644.6372 | 823.6193 | 244.6128 | -666.5416 | -684.1642 | -779.1708 | -1458.536 | -334.8616 | -217.8648 | 8.2073 | 10.5357 | 0 | 1.7227
2035 | 2237 | MW | 412.8975 | 530.0351 | 677.1981 | 200.1377 | -722.0867 | -707.7561 | -806.0388 | -1580.0807 | -360.6202 | -225.3773 | 5.4716 | 7.0238 | 0 | 1.7227
2035 | 2238 | MW | 334.7818 | 429.7582 | 549.0795 | 161.2221 | -805.4044 | -731.348 | -832.9068 | -1762.3977 | -425.0166 | -232.8899 | 5.4716 | 7.0238 | 0 | 1.7227
2035 | 2239 | MW | 256.666 | 329.4812 | 439.2636 | 127.8658 | -1027.5849 | -920.0829 | -1047.8504 | -2248.5764 | -528.051 | -292.9905 | 8.2073 | 10.5357 | 0 | 3.4454
2035 | 2240 | MW | 245.5066 | 315.156 | 402.6583 | 127.8658 | -1333.0831 | -1132.4098 | -1289.6621 | -2917.0721 | -656.8439 | -360.6037 | 8.2073 | 10.5357 | 0 | 3.4454
2035 | 2241 | MW | 223.1878 | 286.5054 | 347.7504 | 116.747 | -1555.2636 | -1321.1447 | -1504.6058 | -3403.2507 | -772.7575 | -420.7044 | 8.2073 | 10.5357 | 43.8044 | 3.4454
2035 | 2242 | MW | 212.0284 | 272.1802 | 347.7504 | 111.1876 | -1749.6716 | -1462.6959 | -1665.8135 | -3828.6571 | -850.0333 | -465.7798 | 8.2073 | 10.5357 | 43.8044 | 3.4454
2035 | 2243 | MW | 212.0284 | 272.1802 | 347.7504 | 111.1876 | -1888.5344 | -1604.2472 | -1827.0213 | -4132.5188 | -927.309 | -510.8553 | 8.2073 | 10.5357 | 43.8044 | 3.4454
2035 | 2244 | MW | 267.8254 | 343.8065 | 439.2636 | 138.9845 | -1944.0795 | -1651.4309 | -1880.7572 | -4254.0634 | -953.0676 | -525.8804 | 8.2073 | 10.5357 | 43.8044 | 3.4454
2035 | 2245 | MW | 312.463 | 401.1076 | 512.4742 | 155.6627 | -2027.3972 | -1698.6146 | -1934.4931 | -4436.3804 | -965.9469 | -540.9056 | 8.2073 | 10.5357 | 43.8044 | 3.4454
2035 | 2246 | MW | 357.1005 | 458.4087 | 585.6848 | 177.9002 | -2055.1698 | -1722.2065 | -1961.3611 | -4497.1528 | -991.7055 | -548.4182 | 8.2073 | 10.5357 | 43.8044 | 3.4454
2035 | 2247 | MW | 435.2163 | 558.6856 | 713.8034 | 222.3753 | -2082.9424 | -1745.7984 | -1988.2291 | -4557.9251 | -1004.5848 | -555.9308 | 8.2073 | 10.5357 | 43.8044 | 1.7227
2035 | 2248 | MW | 245.5066 | 315.156 | 402.6583 | 127.8658 | -2055.1698 | -1698.6146 | -1934.4931 | -4497.1528 | -991.7055 | -540.9056 | 5.4716 | 7.0238 | 0 | 1.7227
2035 | 2249 | MW | 312.463 | 401.1076 | 512.4742 | 155.6627 | -1944.0795 | -1627.839 | -1853.8893 | -4254.0634 | -953.0676 | -518.3679 | -8.2073 | -10.5357 | -21.9022 | -5.168
2035 | 2250 | MW | 357.1005 | 458.4087 | 585.6848 | 183.4596 | -1749.6716 | -1486.2878 | -1692.6815 | -3828.6571 | -862.9126 | -473.2924 | -8.2073 | -10.5357 | -21.9022 | -5.168
2035 | 2251 | MW | 390.5787 | 501.3845 | 640.5928 | 194.5784 | -1555.2636 | -1344.7366 | -1531.4737 | -3403.2507 | -746.9989 | -428.2169 | -8.2073 | -10.5357 | -21.9022 | -5.168
2035 | 2252 | MW | 390.5787 | 501.3845 | 640.5928 | 194.5784 | -1444.1734 | -1297.5528 | -1477.7378 | -3160.1614 | -695.4818 | -413.1918 | -8.2073 | -10.5357 | -21.9022 | -5.168
2035 | 2253 | MW | 1082.461 | 1389.5514 | 1757.0544 | 539.26 | -1305.3105 | -1226.7772 | -1397.1339 | -2856.2997 | -643.9646 | -390.654 | -8.2073 | -10.5357 | -21.9022 | -6.8907
2035 | 2254 | MW | 1071.3016 | 1375.2261 | 1757.0544 | 533.7007 | -1138.6752 | -1108.8179 | -1262.7941 | -2491.6657 | -566.6889 | -353.0912 | 8.2073 | 10.5357 | 21.9022 | 0
2035 | 2255 | MW | 1015.5047 | 1303.5997 | 1647.2385 | 500.3444 | -972.0398 | -943.6748 | -1074.7184 | -2127.0317 | -476.5338 | -300.5031 | 13.6789 | 17.5595 | 21.9022 | 1.7227
2035 | 2256 | MW | 926.2295 | 1188.9976 | 1519.12 | 461.4287 | -805.4044 | -825.7154 | -940.3786 | -1762.3977 | -412.1373 | -262.9402 | 10.9431 | 14.0476 | 0 | 1.7227
2035 | 2257 | MW | 836.9544 | 1074.3954 | 1372.6988 | 411.3943 | -722.0867 | -731.348 | -832.9068 | -1580.0807 | -360.6202 | -232.8899 | 10.9431 | 14.0476 | 0 | 3.4454
2035 | 2258 | MW | 725.3605 | 931.1427 | 1189.6723 | 355.8004 | -666.5416 | -684.1642 | -779.1708 | -1458.536 | -334.8616 | -217.8648 | 8.2073 | 10.5357 | 0 | 3.4454
2035 | 2259 | MW | 602.6072 | 773.5647 | 988.3431 | 294.6472 | -638.769 | -660.5724 | -752.3029 | -1397.7637 | -334.8616 | -210.3522 | 8.2073 | 10.5357 | 0 | 3.4454
2035 | 2260 | MW | 502.1726 | 644.6372 | 823.6193 | 239.0534 | -666.5416 | -660.5724 | -752.3029 | -1458.536 | -334.8616 | -210.3522 | 8.2073 | 10.5357 | 0 | 1.7227
2035 | 2261 | MW | 412.8975 | 530.0351 | 677.1981 | 194.5784 | -694.3141 | -684.1642 | -779.1708 | -1519.3084 | -360.6202 | -217.8648 | 8.2073 | 10.5357 | 0 | 1.7227
2035 | 2262 | MW | 323.6224 | 415.4329 | 549.0795 | 155.6627 | -805.4044 | -707.7561 | -806.0388 | -1762.3977 | -425.0166 | -225.3773 | 8.2073 | 10.5357 | 0 | 1.7227
2035 | 2263 | MW | 256.666 | 329.4812 | 439.2636 | 122.3064 | -1027.5849 | -896.4911 | -1020.9825 | -2248.5764 | -528.051 | -285.478 | 8.2073 | 10.5357 | 0 | 1.7227
2035 | 2264 | MW | 234.3472 | 300.8307 | 402.6583 | 122.3064 | -1305.3105 | -1108.8179 | -1262.7941 | -2856.2997 | -656.8439 | -353.0912 | 8.2073 | 10.5357 | 21.9022 | 3.4454
2035 | 2265 | MW | 212.0284 | 272.1802 | 347.7504 | 116.747 | -1583.0362 | -1297.5528 | -1477.7378 | -3464.0231 | -772.7575 | -413.1918 | 10.9431 | 14.0476 | 43.8044 | 3.4454
2035 | 2266 | MW | 212.0284 | 272.1802 | 347.7504 | 111.1876 | -1805.2167 | -1415.5122 | -1612.0776 | -3950.2018 | -862.9126 | -450.7547 | 10.9431 | 14.0476 | 43.8044 | 3.4454
2035 | 2267 | MW | 223.1878 | 286.5054 | 366.053 | 122.3064 | -1944.0795 | -1533.4715 | -1746.4174 | -4254.0634 | -927.309 | -488.3176 | 10.9431 | 14.0476 | 43.8044 | 3.4454
2035 | 2268 | MW | 278.9848 | 358.1318 | 439.2636 | 144.5439 | -2027.3972 | -1557.0634 | -1773.2854 | -4436.3804 | -953.0676 | -495.8301 | 10.9431 | 14.0476 | 43.8044 | 3.4454
2035 | 2269 | MW | 312.463 | 401.1076 | 512.4742 | 161.2221 | -2082.9424 | -1580.6553 | -1800.1533 | -4557.9251 | -978.8262 | -503.3427 | 8.2073 | 10.5357 | 43.8044 | 3.4454
2035 | 2270 | MW | 357.1005 | 458.4087 | 585.6848 | 177.9002 | -2110.7149 | -1604.2472 | -1827.0213 | -4618.6974 | -991.7055 | -510.8553 | 8.2073 | 10.5357 | 43.8044 | 3.4454
2035 | 2271 | MW | 435.2163 | 558.6856 | 713.8034 | 227.9347 | -2110.7149 | -1604.2472 | -1827.0213 | -4618.6974 | -991.7055 | -510.8553 | 8.2073 | 10.5357 | 43.8044 | 1.7227
2035 | 2272 | MW | 245.5066 | 315.156 | 402.6583 | 127.8658 | -2027.3972 | -1580.6553 | -1800.1533 | -4436.3804 | -978.8262 | -503.3427 | 5.4716 | 7.0238 | 0 | 1.7227
2035 | 2273 | MW | 312.463 | 401.1076 | 512.4742 | 161.2221 | -1888.5344 | -1509.8797 | -1719.5494 | -4132.5188 | -927.309 | -480.805 | -5.4716 | -7.0238 | -21.9022 | -5.168
2035 | 2274 | MW | 368.2599 | 472.734 | 585.6848 | 189.019 | -1666.3539 | -1368.3285 | -1558.3417 | -3646.3401 | -837.154 | -435.7295 | -5.4716 | -7.0238 | -21.9022 | -5.168
2035 | 2275 | MW | 390.5787 | 501.3845 | 640.5928 | 200.1377 | -1471.9459 | -1250.3691 | -1424.0019 | -3220.9337 | -734.1197 | -398.1666 | -5.4716 | -7.0238 | -21.9022 | -5.168
2035 | 2276 | MW | 390.5787 | 501.3845 | 640.5928 | 194.5784 | -1360.8557 | -1250.3691 | -1424.0019 | -2977.8444 | -682.6025 | -398.1666 | -5.4716 | -7.0238 | -21.9022 | -5.168
2035 | 2277 | MW | 1082.461 | 1389.5514 | 1757.0544 | 539.26 | -1249.7654 | -1179.5935 | -1343.398 | -2734.7551 | -643.9646 | -375.6289 | -8.2073 | -10.5357 | -21.9022 | -6.8907
2035 | 2278 | MW | 1071.3016 | 1375.2261 | 1757.0544 | 539.26 | -1110.9026 | -1085.226 | -1235.9262 | -2430.8934 | -566.6889 | -345.5786 | 8.2073 | 10.5357 | 21.9022 | 0
2035 | 2279 | MW | 1015.5047 | 1303.5997 | 1665.5412 | 511.4631 | -944.2672 | -943.6748 | -1074.7184 | -2066.2594 | -489.4131 | -300.5031 | 13.6789 | 17.5595 | 21.9022 | 1.7227
2035 | 2280 | MW | 937.3889 | 1203.3228 | 1519.12 | 466.9881 | -805.4044 | -802.1236 | -913.5106 | -1762.3977 | -412.1373 | -255.4276 | 13.6789 | 17.5595 | 21.9022 | 1.7227
2035 | 2281 | MW | 848.1138 | 1088.7206 | 1372.6988 | 422.513 | -666.5416 | -707.7561 | -806.0388 | -1458.536 | -347.7409 | -225.3773 | 13.6789 | 17.5595 | 21.9022 | 3.4454
2035 | 2282 | MW | 725.3605 | 931.1427 | 1189.6723 | 355.8004 | -638.769 | -660.5724 | -752.3029 | -1397.7637 | -321.9823 | -210.3522 | 10.9431 | 14.0476 | 0 | 3.4454
2035 | 2283 | MW | 602.6072 | 773.5647 | 988.3431 | 300.2066 | -610.9964 | -636.9805 | -725.4349 | -1336.9914 | -309.103 | -202.8396 | 8.2073 | 10.5357 | 0 | 3.4454
2035 | 2284 | MW | 502.1726 | 644.6372 | 823.6193 | 244.6128 | -610.9964 | -636.9805 | -725.4349 | -1336.9914 | -309.103 | -202.8396 | 8.2073 | 10.5357 | 0 | 3.4454
2035 | 2285 | MW | 424.0569 | 544.3603 | 677.1981 | 205.6971 | -638.769 | -660.5724 | -752.3029 | -1397.7637 | -321.9823 | -210.3522 | 8.2073 | 10.5357 | 0 | 3.4454
2035 | 2286 | MW | 357.1005 | 458.4087 | 585.6848 | 183.4596 | -666.5416 | -613.3886 | -698.567 | -1458.536 | -360.6202 | -195.327 | 8.2073 | 10.5357 | 0 | 3.4454
2035 | 2287 | MW | 312.463 | 401.1076 | 512.4742 | 161.2221 | -777.6318 | -731.348 | -832.9068 | -1701.6254 | -425.0166 | -232.8899 | 8.2073 | 10.5357 | 21.9022 | 3.4454
2035 | 2288 | MW | 290.1442 | 372.4571 | 457.5663 | 144.5439 | -944.2672 | -849.3073 | -967.2466 | -2066.2594 | -489.4131 | -270.4528 | 8.2073 | 10.5357 | 21.9022 | 3.4454
2035 | 2289 | MW | 256.666 | 329.4812 | 420.961 | 127.8658 | -1083.13 | -967.2667 | -1101.5864 | -2370.1211 | -540.9303 | -308.0157 | 10.9431 | 14.0476 | 43.8044 | 3.4454
2035 | 2290 | MW | 290.1442 | 372.4571 | 475.8689 | 138.9845 | -1194.2203 | -1014.4504 | -1155.3223 | -2613.2104 | -592.4474 | -323.0408 | 10.9431 | 14.0476 | 43.8044 | 3.4454
2035 | 2291 | MW | 368.2599 | 472.734 | 603.9875 | 189.019 | -1249.7654 | -1061.6341 | -1209.0582 | -2734.7551 | -618.206 | -338.066 | 13.6789 | 17.5595 | 43.8044 | 3.4454
2035 | 2292 | MW | 457.5351 | 587.3361 | 732.106 | 233.494 | -1277.538 | -1085.226 | -1235.9262 | -2795.5274 | -631.0853 | -345.5786 | 13.6789 | 17.5595 | 43.8044 | 3.4454
2035 | 2293 | MW | 502.1726 | 644.6372 | 823.6193 | 250.1722 | -1305.3105 | -1108.8179 | -1262.7941 | -2856.2997 | -631.0853 | -353.0912 | 13.6789 | 17.5595 | 43.8044 | 3.4454
2035 | 2294 | MW | 546.8102 | 701.9383 | 896.8299 | 272.4097 | -1277.538 | -1085.226 | -1235.9262 | -2795.5274 | -631.0853 | -345.5786 | 13.6789 | 17.5595 | 43.8044 | 3.4454
2035 | 2295 | MW | 234.3472 | 300.8307 | 384.3557 | 116.747 | -1277.538 | -1085.226 | -1235.9262 | -2795.5274 | -618.206 | -345.5786 | 13.6789 | 17.5595 | 43.8044 | 1.7227
2035 | 2296 | MW | 256.666 | 329.4812 | 420.961 | 127.8658 | -1249.7654 | -1085.226 | -1235.9262 | -2734.7551 | -618.206 | -345.5786 | 10.9431 | 14.0476 | 0 | 1.7227
2035 | 2297 | MW | 278.9848 | 358.1318 | 457.5663 | 144.5439 | -1194.2203 | -1061.6341 | -1209.0582 | -2613.2104 | -605.3267 | -338.066 | -5.4716 | -7.0238 | -21.9022 | -3.4454
2035 | 2298 | MW | 301.3036 | 386.7823 | 475.8689 | 150.1033 | -1138.6752 | -1014.4504 | -1155.3223 | -2491.6657 | -579.5681 | -323.0408 | -5.4716 | -7.0238 | -21.9022 | -3.4454
2035 | 2299 | MW | 312.463 | 401.1076 | 494.1716 | 150.1033 | -1110.9026 | -990.8585 | -1128.4543 | -2430.8934 | -579.5681 | -315.5283 | -5.4716 | -7.0238 | -21.9022 | -5.168
2035 | 2300 | MW | 982.0265 | 1260.6239 | 1592.3306 | 494.785 | -1138.6752 | -1085.226 | -1235.9262 | -2491.6657 | -579.5681 | -345.5786 | -5.4716 | -7.0238 | -21.9022 | -5.168
2035 | 2301 | MW | 982.0265 | 1260.6239 | 1592.3306 | 489.2256 | -1110.9026 | -1085.226 | -1235.9262 | -2430.8934 | -566.6889 | -345.5786 | -5.4716 | -7.0238 | -21.9022 | -5.168
2035 | 2302 | MW | 937.3889 | 1203.3228 | 1537.4226 | 466.9881 | -999.8123 | -990.8585 | -1128.4543 | -2187.8041 | -502.2924 | -315.5283 | 10.9431 | 14.0476 | 21.9022 | 0
2035 | 2303 | MW | 903.9107 | 1160.347 | 1464.212 | 444.7506 | -860.9495 | -872.8992 | -994.1145 | -1883.9424 | -437.8959 | -277.9654 | 16.4147 | 21.0714 | 21.9022 | 1.7227
2035 | 2304 | MW | 836.9544 | 1074.3954 | 1372.6988 | 416.9536 | -749.8593 | -754.9398 | -859.7747 | -1640.853 | -373.4995 | -240.4025 | 13.6789 | 17.5595 | 21.9022 | 1.7227
2035 | 2305 | MW | 747.6793 | 959.7932 | 1226.2776 | 378.038 | -638.769 | -684.1642 | -779.1708 | -1397.7637 | -334.8616 | -217.8648 | 13.6789 | 17.5595 | 21.9022 | 3.4454
2035 | 2306 | MW | 647.2447 | 830.8658 | 1061.5537 | 322.4441 | -610.9964 | -636.9805 | -725.4349 | -1336.9914 | -321.9823 | -202.8396 | 10.9431 | 14.0476 | 0 | 3.4454
2035 | 2307 | MW | 569.129 | 730.5889 | 933.4352 | 283.5285 | -610.9964 | -636.9805 | -725.4349 | -1336.9914 | -309.103 | -202.8396 | 8.2073 | 10.5357 | 0 | 3.4454
2035 | 2308 | MW | 502.1726 | 644.6372 | 823.6193 | 250.1722 | -610.9964 | -636.9805 | -725.4349 | -1336.9914 | -309.103 | -202.8396 | 8.2073 | 10.5357 | 0 | 3.4454
2035 | 2309 | MW | 446.3757 | 573.0109 | 732.106 | 216.8159 | -610.9964 | -636.9805 | -725.4349 | -1336.9914 | -321.9823 | -202.8396 | 8.2073 | 10.5357 | 0 | 1.7227
2035 | 2310 | MW | 401.7381 | 515.7098 | 658.8954 | 189.019 | -638.769 | -589.7967 | -671.699 | -1397.7637 | -347.7409 | -187.8144 | 8.2073 | 10.5357 | 0 | 3.4454
2035 | 2311 | MW | 357.1005 | 458.4087 | 585.6848 | 172.3408 | -722.0867 | -684.1642 | -779.1708 | -1580.0807 | -399.2581 | -217.8648 | 8.2073 | 10.5357 | 21.9022 | 3.4454
2035 | 2312 | MW | 312.463 | 401.1076 | 512.4742 | 150.1033 | -833.1769 | -778.5317 | -886.6427 | -1823.17 | -450.7752 | -247.9151 | 10.9431 | 14.0476 | 21.9022 | 3.4454
2035 | 2313 | MW | 290.1442 | 372.4571 | 494.1716 | 144.5439 | -916.4946 | -849.3073 | -967.2466 | -2005.487 | -489.4131 | -270.4528 | 10.9431 | 14.0476 | 43.8044 | 3.4454
2035 | 2314 | MW | 312.463 | 401.1076 | 512.4742 | 144.5439 | -999.8123 | -920.0829 | -1047.8504 | -2187.8041 | -528.051 | -292.9905 | 10.9431 | 14.0476 | 43.8044 | 3.4454
2035 | 2315 | MW | 357.1005 | 458.4087 | 585.6848 | 166.7815 | -1055.3575 | -943.6748 | -1074.7184 | -2309.3487 | -553.8096 | -300.5031 | 10.9431 | 14.0476 | 43.8044 | 3.4454
2035 | 2316 | MW | 435.2163 | 558.6856 | 713.8034 | 216.8159 | -1083.13 | -967.2667 | -1101.5864 | -2370.1211 | -566.6889 | -308.0157 | 10.9431 | 14.0476 | 65.7066 | 3.4454
2035 | 2317 | MW | 491.0132 | 630.312 | 805.3166 | 244.6128 | -1138.6752 | -990.8585 | -1128.4543 | -2491.6657 | -579.5681 | -315.5283 | 10.9431 | 14.0476 | 65.7066 | 3.4454
2035 | 2318 | MW | 524.4914 | 673.2878 | 860.2246 | 261.2909 | -1166.4477 | -1014.4504 | -1155.3223 | -2552.4381 | -592.4474 | -323.0408 | 10.9431 | 14.0476 | 65.7066 | 3.4454
2035 | 2319 | MW | 212.0284 | 272.1802 | 347.7504 | 100.0689 | -1194.2203 | -1014.4504 | -1155.3223 | -2613.2104 | -592.4474 | -323.0408 | 10.9431 | 14.0476 | 65.7066 | 1.7227
2035 | 2320 | MW | 234.3472 | 300.8307 | 384.3557 | 116.747 | -1221.9929 | -1038.0423 | -1182.1902 | -2673.9827 | -605.3267 | -330.5534 | 8.2073 | 10.5357 | 0 | 1.7227
2035 | 2321 | MW | 267.8254 | 343.8065 | 439.2636 | 133.4252 | -1194.2203 | -1061.6341 | -1209.0582 | -2613.2104 | -618.206 | -338.066 | -5.4716 | -7.0238 | -21.9022 | -3.4454
2035 | 2322 | MW | 278.9848 | 358.1318 | 475.8689 | 138.9845 | -1138.6752 | -1038.0423 | -1182.1902 | -2491.6657 | -605.3267 | -330.5534 | -5.4716 | -7.0238 | -21.9022 | -5.168
2035 | 2323 | MW | 301.3036 | 386.7823 | 494.1716 | 144.5439 | -1138.6752 | -990.8585 | -1128.4543 | -2491.6657 | -592.4474 | -315.5283 | -5.4716 | -7.0238 | -21.9022 | -5.168
2035 | 2324 | MW | 982.0265 | 1260.6239 | 1610.6332 | 494.785 | -1138.6752 | -1085.226 | -1235.9262 | -2491.6657 | -592.4474 | -345.5786 | -5.4716 | -7.0238 | -21.9022 | -5.168
2035 | 2325 | MW | 993.1859 | 1274.9492 | 1610.6332 | 494.785 | -1083.13 | -1085.226 | -1235.9262 | -2370.1211 | -566.6889 | -345.5786 | -5.4716 | -7.0238 | -21.9022 | -5.168
2035 | 2326 | MW | 959.7077 | 1231.9734 | 1574.0279 | 478.1068 | -999.8123 | -990.8585 | -1128.4543 | -2187.8041 | -502.2924 | -315.5283 | 10.9431 | 14.0476 | 0 | 0
2035 | 2327 | MW | 915.0701 | 1174.6723 | 1500.8173 | 455.8693 | -860.9495 | -872.8992 | -994.1145 | -1883.9424 | -437.8959 | -277.9654 | 16.4147 | 21.0714 | 21.9022 | 1.7227
2035 | 2328 | MW | 859.2732 | 1103.0459 | 1391.0014 | 428.0724 | -722.0867 | -754.9398 | -859.7747 | -1580.0807 | -373.4995 | -240.4025 | 13.6789 | 17.5595 | 21.9022 | 1.7227
2035 | 2329 | MW | 781.1574 | 1002.769 | 1262.8829 | 389.1567 | -694.3141 | -707.7561 | -806.0388 | -1519.3084 | -360.6202 | -225.3773 | 10.9431 | 14.0476 | 0 | 3.4454
2035 | 2330 | MW | 680.7229 | 873.8416 | 1098.159 | 339.1223 | -638.769 | -660.5724 | -752.3029 | -1397.7637 | -334.8616 | -210.3522 | 10.9431 | 14.0476 | 0 | 3.4454
2035 | 2331 | MW | 580.2884 | 744.9141 | 951.7378 | 294.6472 | -638.769 | -636.9805 | -725.4349 | -1397.7637 | -321.9823 | -202.8396 | 8.2073 | 10.5357 | 0 | 3.4454
2035 | 2332 | MW | 513.332 | 658.9625 | 823.6193 | 255.7316 | -638.769 | -636.9805 | -725.4349 | -1397.7637 | -334.8616 | -202.8396 | 8.2073 | 10.5357 | 0 | 3.4454
2035 | 2333 | MW | 446.3757 | 573.0109 | 713.8034 | 222.3753 | -694.3141 | -660.5724 | -752.3029 | -1519.3084 | -360.6202 | -210.3522 | 8.2073 | 10.5357 | 0 | 1.7227
2035 | 2334 | MW | 379.4193 | 487.0592 | 622.2901 | 189.019 | -777.6318 | -684.1642 | -779.1708 | -1701.6254 | -425.0166 | -217.8648 | 8.2073 | 10.5357 | 0 | 1.7227
2035 | 2335 | MW | 312.463 | 401.1076 | 530.7769 | 161.2221 | -972.0398 | -872.8992 | -994.1145 | -2127.0317 | -515.1717 | -277.9654 | 8.2073 | 10.5357 | 0 | 1.7227
2035 | 2336 | MW | 290.1442 | 372.4571 | 457.5663 | 155.6627 | -1194.2203 | -1061.6341 | -1209.0582 | -2613.2104 | -618.206 | -338.066 | 10.9431 | 14.0476 | 0 | 3.4454
2035 | 2337 | MW | 267.8254 | 343.8065 | 439.2636 | 144.5439 | -1388.6282 | -1226.7772 | -1397.1339 | -3038.6167 | -695.4818 | -390.654 | 10.9431 | 14.0476 | 43.8044 | 3.4454
2035 | 2338 | MW | 256.666 | 329.4812 | 420.961 | 138.9845 | -1527.4911 | -1321.1447 | -1504.6058 | -3342.4784 | -772.7575 | -420.7044 | 10.9431 | 14.0476 | 43.8044 | 3.4454
2035 | 2339 | MW | 256.666 | 329.4812 | 420.961 | 138.9845 | -1666.3539 | -1415.5122 | -1612.0776 | -3646.3401 | -850.0333 | -450.7547 | 10.9431 | 14.0476 | 43.8044 | 3.4454
2035 | 2340 | MW | 301.3036 | 386.7823 | 494.1716 | 155.6627 | -1749.6716 | -1462.6959 | -1665.8135 | -3828.6571 | -901.5504 | -465.7798 | 10.9431 | 14.0476 | 43.8044 | 5.168
2035 | 2341 | MW | 334.7818 | 429.7582 | 549.0795 | 172.3408 | -1832.9893 | -1486.2878 | -1692.6815 | -4010.9741 | -914.4297 | -473.2924 | 10.9431 | 14.0476 | 43.8044 | 5.168
2035 | 2342 | MW | 368.2599 | 472.734 | 603.9875 | 189.019 | -1888.5344 | -1509.8797 | -1719.5494 | -4132.5188 | -914.4297 | -480.805 | 10.9431 | 14.0476 | 43.8044 | 5.168
2035 | 2343 | MW | 457.5351 | 587.3361 | 732.106 | 239.0534 | -1916.307 | -1509.8797 | -1719.5494 | -4193.2911 | -901.5504 | -480.805 | 10.9431 | 14.0476 | 43.8044 | 1.7227
2035 | 2344 | MW | 245.5066 | 315.156 | 402.6583 | 122.3064 | -1916.307 | -1486.2878 | -1692.6815 | -4193.2911 | -901.5504 | -473.2924 | 8.2073 | 10.5357 | 0 | 1.7227
2035 | 2345 | MW | 312.463 | 401.1076 | 512.4742 | 155.6627 | -1860.7618 | -1462.6959 | -1665.8135 | -4071.7464 | -875.7919 | -465.7798 | -5.4716 | -7.0238 | -21.9022 | -5.168
2035 | 2346 | MW | 357.1005 | 458.4087 | 567.3822 | 189.019 | -1666.3539 | -1344.7366 | -1531.4737 | -3646.3401 | -811.3954 | -428.2169 | -5.4716 | -7.0238 | -21.9022 | -5.168
2035 | 2347 | MW | 390.5787 | 501.3845 | 622.2901 | 194.5784 | -1471.9459 | -1179.5935 | -1343.398 | -3220.9337 | -734.1197 | -375.6289 | -5.4716 | -7.0238 | -21.9022 | -5.168
2035 | 2348 | MW | 379.4193 | 487.0592 | 622.2901 | 194.5784 | -1360.8557 | -1226.7772 | -1397.1339 | -2977.8444 | -682.6025 | -390.654 | -5.4716 | -7.0238 | -21.9022 | -5.168
2035 | 2349 | MW | 1093.6204 | 1403.8766 | 1775.3571 | 550.3788 | -1249.7654 | -1179.5935 | -1343.398 | -2734.7551 | -631.0853 | -375.6289 | -8.2073 | -10.5357 | -21.9022 | -6.8907
2035 | 2350 | MW | 1093.6204 | 1403.8766 | 1775.3571 | 550.3788 | -1110.9026 | -1061.6341 | -1209.0582 | -2430.8934 | -553.8096 | -338.066 | 10.9431 | 14.0476 | 21.9022 | 0
2035 | 2351 | MW | 1048.9828 | 1346.5755 | 1702.1465 | 522.5819 | -944.2672 | -920.0829 | -1047.8504 | -2066.2594 | -476.5338 | -292.9905 | 16.4147 | 21.0714 | 21.9022 | 1.7227
2035 | 2352 | MW | 970.8671 | 1246.2986 | 1592.3306 | 483.6662 | -805.4044 | -802.1236 | -913.5106 | -1762.3977 | -399.2581 | -255.4276 | 13.6789 | 17.5595 | 21.9022 | 1.7227
2035 | 2353 | MW | 881.592 | 1131.6965 | 1445.9094 | 439.1912 | -694.3141 | -707.7561 | -806.0388 | -1519.3084 | -360.6202 | -225.3773 | 10.9431 | 14.0476 | 21.9022 | 3.4454
2035 | 2354 | MW | 781.1574 | 1002.769 | 1262.8829 | 383.5973 | -666.5416 | -660.5724 | -752.3029 | -1458.536 | -334.8616 | -210.3522 | 8.2073 | 10.5357 | 0 | 3.4454
2035 | 2355 | MW | 658.4041 | 845.191 | 1079.8564 | 322.4441 | -638.769 | -636.9805 | -725.4349 | -1397.7637 | -321.9823 | -202.8396 | 8.2073 | 10.5357 | 0 | 1.7227
2035 | 2356 | MW | 557.9696 | 716.2636 | 915.1325 | 277.9691 | -666.5416 | -660.5724 | -752.3029 | -1458.536 | -334.8616 | -210.3522 | 5.4716 | 7.0238 | 0 | 1.7227
2035 | 2357 | MW | 468.6945 | 601.6614 | 768.7113 | 233.494 | -694.3141 | -684.1642 | -779.1708 | -1519.3084 | -360.6202 | -217.8648 | 5.4716 | 7.0238 | 0 | 1.7227
2035 | 2358 | MW | 390.5787 | 501.3845 | 640.5928 | 194.5784 | -805.4044 | -684.1642 | -779.1708 | -1762.3977 | -425.0166 | -217.8648 | 5.4716 | 7.0238 | 0 | 1.7227
2035 | 2359 | MW | 301.3036 | 386.7823 | 494.1716 | 150.1033 | -972.0398 | -872.8992 | -994.1145 | -2127.0317 | -515.1717 | -277.9654 | 5.4716 | 7.0238 | 21.9022 | 3.4454
2035 | 2360 | MW | 267.8254 | 343.8065 | 439.2636 | 144.5439 | -1194.2203 | -1061.6341 | -1209.0582 | -2613.2104 | -618.206 | -338.066 | 5.4716 | 7.0238 | 21.9022 | 3.4454
2035 | 2361 | MW | 245.5066 | 315.156 | 384.3557 | 127.8658 | -1388.6282 | -1203.1854 | -1370.266 | -3038.6167 | -695.4818 | -383.1415 | 8.2073 | 10.5357 | 43.8044 | 3.4454
2035 | 2362 | MW | 234.3472 | 300.8307 | 366.053 | 127.8658 | -1555.2636 | -1297.5528 | -1477.7378 | -3403.2507 | -746.9989 | -413.1918 | 8.2073 | 10.5357 | 43.8044 | 3.4454
2035 | 2363 | MW | 234.3472 | 300.8307 | 366.053 | 127.8658 | -1666.3539 | -1391.9203 | -1585.2096 | -3646.3401 | -785.6368 | -443.2421 | 8.2073 | 10.5357 | 43.8044 | 3.4454
2035 | 2364 | MW | 278.9848 | 358.1318 | 457.5663 | 150.1033 | -1749.6716 | -1415.5122 | -1612.0776 | -3828.6571 | -811.3954 | -450.7547 | 10.9431 | 14.0476 | 43.8044 | 3.4454
2035 | 2365 | MW | 312.463 | 401.1076 | 512.4742 | 161.2221 | -1777.4442 | -1439.1041 | -1638.9456 | -3889.4294 | -811.3954 | -458.2672 | 10.9431 | 14.0476 | 43.8044 | 3.4454
2035 | 2366 | MW | 357.1005 | 458.4087 | 585.6848 | 183.4596 | -1832.9893 | -1462.6959 | -1665.8135 | -4010.9741 | -824.2747 | -465.7798 | 10.9431 | 14.0476 | 43.8044 | 3.4454
2035 | 2367 | MW | 446.3757 | 573.0109 | 713.8034 | 233.494 | -1832.9893 | -1462.6959 | -1665.8135 | -4010.9741 | -837.154 | -465.7798 | 10.9431 | 14.0476 | 43.8044 | 1.7227
2035 | 2368 | MW | 245.5066 | 315.156 | 402.6583 | 122.3064 | -1832.9893 | -1439.1041 | -1638.9456 | -4010.9741 | -837.154 | -458.2672 | 5.4716 | 7.0238 | 0 | 1.7227
2035 | 2369 | MW | 301.3036 | 386.7823 | 494.1716 | 155.6627 | -1805.2167 | -1415.5122 | -1612.0776 | -3950.2018 | -824.2747 | -450.7547 | -8.2073 | -10.5357 | -21.9022 | -5.168
2035 | 2370 | MW | 357.1005 | 458.4087 | 567.3822 | 183.4596 | -1638.5813 | -1297.5528 | -1477.7378 | -3585.5677 | -772.7575 | -413.1918 | -8.2073 | -10.5357 | -21.9022 | -5.168
2035 | 2371 | MW | 390.5787 | 501.3845 | 640.5928 | 194.5784 | -1444.1734 | -1179.5935 | -1343.398 | -3160.1614 | -708.3611 | -375.6289 | -8.2073 | -10.5357 | -21.9022 | -5.168
2035 | 2372 | MW | 390.5787 | 501.3845 | 640.5928 | 194.5784 | -1360.8557 | -1226.7772 | -1397.1339 | -2977.8444 | -669.7232 | -390.654 | -8.2073 | -10.5357 | -21.9022 | -6.8907
2035 | 2373 | MW | 1093.6204 | 1403.8766 | 1775.3571 | 544.8194 | -1249.7654 | -1179.5935 | -1343.398 | -2734.7551 | -631.0853 | -375.6289 | -8.2073 | -10.5357 | -21.9022 | -6.8907
2035 | 2374 | MW | 1082.461 | 1389.5514 | 1775.3571 | 544.8194 | -1110.9026 | -1061.6341 | -1209.0582 | -2430.8934 | -553.8096 | -338.066 | 8.2073 | 10.5357 | 21.9022 | 0
2035 | 2375 | MW | 1026.6641 | 1317.925 | 1683.8438 | 511.4631 | -944.2672 | -920.0829 | -1047.8504 | -2066.2594 | -476.5338 | -292.9905 | 10.9431 | 14.0476 | 21.9022 | 1.7227
2035 | 2376 | MW | 948.5483 | 1217.6481 | 1555.7253 | 466.9881 | -805.4044 | -802.1236 | -913.5106 | -1762.3977 | -412.1373 | -255.4276 | 10.9431 | 14.0476 | 21.9022 | 1.7227
2035 | 2377 | MW | 859.2732 | 1103.0459 | 1409.3041 | 422.513 | -694.3141 | -731.348 | -832.9068 | -1519.3084 | -360.6202 | -232.8899 | 10.9431 | 14.0476 | 0 | 3.4454
2035 | 2378 | MW | 747.6793 | 959.7932 | 1226.2776 | 361.3598 | -666.5416 | -684.1642 | -779.1708 | -1458.536 | -334.8616 | -217.8648 | 8.2073 | 10.5357 | 0 | 3.4454
2035 | 2379 | MW | 624.9259 | 802.2152 | 1024.9484 | 305.766 | -638.769 | -660.5724 | -752.3029 | -1397.7637 | -321.9823 | -210.3522 | 8.2073 | 10.5357 | 0 | 3.4454
2035 | 2380 | MW | 524.4914 | 673.2878 | 841.9219 | 255.7316 | -666.5416 | -684.1642 | -779.1708 | -1458.536 | -334.8616 | -217.8648 | 8.2073 | 10.5357 | 0 | 3.4454
2035 | 2381 | MW | 424.0569 | 544.3603 | 695.5007 | 205.6971 | -694.3141 | -684.1642 | -779.1708 | -1519.3084 | -347.7409 | -217.8648 | 8.2073 | 10.5357 | 0 | 1.7227
2035 | 2382 | MW | 345.9411 | 444.0834 | 567.3822 | 172.3408 | -805.4044 | -707.7561 | -806.0388 | -1762.3977 | -412.1373 | -225.3773 | 8.2073 | 10.5357 | 0 | 1.7227
2035 | 2383 | MW | 267.8254 | 343.8065 | 457.5663 | 133.4252 | -972.0398 | -896.4911 | -1020.9825 | -2127.0317 | -502.2924 | -285.478 | 8.2073 | 10.5357 | 0 | 3.4454
2035 | 2384 | MW | 245.5066 | 315.156 | 402.6583 | 133.4252 | -1221.9929 | -1085.226 | -1235.9262 | -2673.9827 | -618.206 | -345.5786 | 8.2073 | 10.5357 | 0 | 3.4454
2035 | 2385 | MW | 223.1878 | 286.5054 | 347.7504 | 122.3064 | -1388.6282 | -1226.7772 | -1397.1339 | -3038.6167 | -695.4818 | -390.654 | 8.2073 | 10.5357 | 43.8044 | 3.4454
2035 | 2386 | MW | 212.0284 | 272.1802 | 347.7504 | 116.747 | -1527.4911 | -1321.1447 | -1504.6058 | -3342.4784 | -734.1197 | -420.7044 | 8.2073 | 10.5357 | 43.8044 | 3.4454
2035 | 2387 | MW | 223.1878 | 286.5054 | 366.053 | 122.3064 | -1638.5813 | -1415.5122 | -1612.0776 | -3585.5677 | -772.7575 | -450.7547 | 10.9431 | 14.0476 | 43.8044 | 5.168
2035 | 2388 | MW | 278.9848 | 358.1318 | 439.2636 | 144.5439 | -1721.899 | -1462.6959 | -1665.8135 | -3767.8848 | -785.6368 | -465.7798 | 10.9431 | 14.0476 | 43.8044 | 5.168
2035 | 2389 | MW | 312.463 | 401.1076 | 494.1716 | 161.2221 | -1777.4442 | -1486.2878 | -1692.6815 | -3889.4294 | -798.5161 | -473.2924 | 10.9431 | 14.0476 | 43.8044 | 5.168
2035 | 2390 | MW | 357.1005 | 458.4087 | 585.6848 | 177.9002 | -1777.4442 | -1533.4715 | -1746.4174 | -3889.4294 | -811.3954 | -488.3176 | 10.9431 | 14.0476 | 43.8044 | 5.168
2035 | 2391 | MW | 446.3757 | 573.0109 | 713.8034 | 227.9347 | -1777.4442 | -1557.0634 | -1773.2854 | -3889.4294 | -824.2747 | -495.8301 | 10.9431 | 14.0476 | 43.8044 | 1.7227
2035 | 2392 | MW | 245.5066 | 315.156 | 402.6583 | 122.3064 | -1749.6716 | -1557.0634 | -1773.2854 | -3828.6571 | -824.2747 | -495.8301 | 8.2073 | 10.5357 | 0 | 1.7227
2035 | 2393 | MW | 312.463 | 401.1076 | 512.4742 | 155.6627 | -1666.3539 | -1509.8797 | -1719.5494 | -3646.3401 | -824.2747 | -480.805 | -8.2073 | -10.5357 | -21.9022 | -5.168
2035 | 2394 | MW | 357.1005 | 458.4087 | 585.6848 | 183.4596 | -1527.4911 | -1391.9203 | -1585.2096 | -3342.4784 | -772.7575 | -443.2421 | -8.2073 | -10.5357 | -21.9022 | -5.168
2035 | 2395 | MW | 390.5787 | 501.3845 | 640.5928 | 194.5784 | -1388.6282 | -1226.7772 | -1397.1339 | -3038.6167 | -695.4818 | -390.654 | -8.2073 | -10.5357 | -21.9022 | -5.168
2035 | 2396 | MW | 390.5787 | 501.3845 | 640.5928 | 194.5784 | -1333.0831 | -1250.3691 | -1424.0019 | -2917.0721 | -669.7232 | -398.1666 | -8.2073 | -10.5357 | -21.9022 | -5.168
2035 | 2397 | MW | 1082.461 | 1389.5514 | 1757.0544 | 539.26 | -1221.9929 | -1179.5935 | -1343.398 | -2673.9827 | -618.206 | -375.6289 | -8.2073 | -10.5357 | -21.9022 | -6.8907
2035 | 2398 | MW | 1082.461 | 1389.5514 | 1757.0544 | 539.26 | -1083.13 | -1061.6341 | -1209.0582 | -2370.1211 | -553.8096 | -338.066 | 10.9431 | 14.0476 | 21.9022 | 0
2035 | 2399 | MW | 1015.5047 | 1303.5997 | 1665.5412 | 505.9038 | -944.2672 | -920.0829 | -1047.8504 | -2066.2594 | -476.5338 | -292.9905 | 16.4147 | 21.0714 | 21.9022 | 1.7227
2035 | 2400 | MW | 937.3889 | 1203.3228 | 1537.4226 | 461.4287 | -805.4044 | -802.1236 | -913.5106 | -1762.3977 | -399.2581 | -255.4276 | 13.6789 | 17.5595 | 0 | 1.7227
2035 | 2401 | MW | 848.1138 | 1088.7206 | 1391.0014 | 416.9536 | -694.3141 | -707.7561 | -806.0388 | -1519.3084 | -347.7409 | -225.3773 | 10.9431 | 14.0476 | 0 | 3.4454
2035 | 2402 | MW | 725.3605 | 931.1427 | 1189.6723 | 355.8004 | -666.5416 | -660.5724 | -752.3029 | -1458.536 | -334.8616 | -210.3522 | 8.2073 | 10.5357 | 0 | 3.4454
2035 | 2403 | MW | 613.7666 | 787.8899 | 1006.6458 | 300.2066 | -638.769 | -660.5724 | -752.3029 | -1397.7637 | -321.9823 | -210.3522 | 8.2073 | 10.5357 | 0 | 3.4454
2035 | 2404 | MW | 502.1726 | 644.6372 | 823.6193 | 244.6128 | -666.5416 | -660.5724 | -752.3029 | -1458.536 | -334.8616 | -210.3522 | 8.2073 | 10.5357 | 0 | 3.4454
2035 | 2405 | MW | 412.8975 | 530.0351 | 677.1981 | 200.1377 | -694.3141 | -684.1642 | -779.1708 | -1519.3084 | -347.7409 | -217.8648 | 8.2073 | 10.5357 | 0 | 1.7227
2035 | 2406 | MW | 334.7818 | 429.7582 | 549.0795 | 166.7815 | -777.6318 | -684.1642 | -779.1708 | -1701.6254 | -425.0166 | -217.8648 | 8.2073 | 10.5357 | 0 | 3.4454
2035 | 2407 | MW | 256.666 | 329.4812 | 439.2636 | 127.8658 | -972.0398 | -872.8992 | -994.1145 | -2127.0317 | -515.1717 | -277.9654 | 8.2073 | 10.5357 | 21.9022 | 3.4454
2035 | 2408 | MW | 245.5066 | 315.156 | 402.6583 | 127.8658 | -1194.2203 | -1085.226 | -1235.9262 | -2613.2104 | -618.206 | -345.5786 | 8.2073 | 10.5357 | 21.9022 | 3.4454
2035 | 2409 | MW | 212.0284 | 272.1802 | 347.7504 | 116.747 | -1360.8557 | -1226.7772 | -1397.1339 | -2977.8444 | -682.6025 | -390.654 | 10.9431 | 14.0476 | 43.8044 | 3.4454
2035 | 2410 | MW | 212.0284 | 272.1802 | 347.7504 | 116.747 | -1499.7185 | -1321.1447 | -1504.6058 | -3281.7061 | -734.1197 | -420.7044 | 10.9431 | 14.0476 | 43.8044 | 3.4454
2035 | 2411 | MW | 212.0284 | 272.1802 | 347.7504 | 116.747 | -1610.8088 | -1415.5122 | -1612.0776 | -3524.7954 | -785.6368 | -450.7547 | 10.9431 | 14.0476 | 43.8044 | 3.4454
2035 | 2412 | MW | 267.8254 | 343.8065 | 439.2636 | 138.9845 | -1666.3539 | -1462.6959 | -1665.8135 | -3646.3401 | -798.5161 | -465.7798 | 10.9431 | 14.0476 | 43.8044 | 3.4454
2035 | 2413 | MW | 312.463 | 401.1076 | 512.4742 | 155.6627 | -1694.1265 | -1509.8797 | -1719.5494 | -3707.1124 | -798.5161 | -480.805 | 10.9431 | 14.0476 | 43.8044 | 3.4454
2035 | 2414 | MW | 357.1005 | 458.4087 | 585.6848 | 177.9002 | -1721.899 | -1533.4715 | -1746.4174 | -3767.8848 | -811.3954 | -488.3176 | 10.9431 | 14.0476 | 43.8044 | 3.4454
2035 | 2415 | MW | 435.2163 | 558.6856 | 713.8034 | 227.9347 | -1721.899 | -1557.0634 | -1773.2854 | -3767.8848 | -811.3954 | -495.8301 | 10.9431 | 14.0476 | 43.8044 | 1.7227
2035 | 2416 | MW | 245.5066 | 315.156 | 402.6583 | 122.3064 | -1694.1265 | -1557.0634 | -1773.2854 | -3707.1124 | -798.5161 | -495.8301 | 5.4716 | 7.0238 | 0 | 1.7227
2035 | 2417 | MW | 312.463 | 401.1076 | 512.4742 | 155.6627 | -1638.5813 | -1509.8797 | -1719.5494 | -3585.5677 | -798.5161 | -480.805 | -5.4716 | -7.0238 | -21.9022 | -3.4454
2035 | 2418 | MW | 368.2599 | 472.734 | 585.6848 | 183.4596 | -1499.7185 | -1391.9203 | -1585.2096 | -3281.7061 | -746.9989 | -443.2421 | -5.4716 | -7.0238 | -21.9022 | -5.168
2035 | 2419 | MW | 390.5787 | 501.3845 | 640.5928 | 194.5784 | -1360.8557 | -1250.3691 | -1424.0019 | -2977.8444 | -682.6025 | -398.1666 | -5.4716 | -7.0238 | -21.9022 | -5.168
2035 | 2420 | MW | 390.5787 | 501.3845 | 640.5928 | 194.5784 | -1333.0831 | -1273.961 | -1450.8698 | -2917.0721 | -656.8439 | -405.6792 | -5.4716 | -7.0238 | -21.9022 | -5.168
2035 | 2421 | MW | 1082.461 | 1389.5514 | 1775.3571 | 544.8194 | -1221.9929 | -1203.1854 | -1370.266 | -2673.9827 | -618.206 | -383.1415 | -8.2073 | -10.5357 | -21.9022 | -6.8907
2035 | 2422 | MW | 1082.461 | 1389.5514 | 1757.0544 | 539.26 | -1083.13 | -1085.226 | -1235.9262 | -2370.1211 | -540.9303 | -345.5786 | 8.2073 | 10.5357 | 21.9022 | 0
2035 | 2423 | MW | 1015.5047 | 1303.5997 | 1665.5412 | 505.9038 | -916.4946 | -943.6748 | -1074.7184 | -2005.487 | -463.6545 | -300.5031 | 13.6789 | 17.5595 | 21.9022 | 1.7227
2035 | 2424 | MW | 937.3889 | 1203.3228 | 1537.4226 | 461.4287 | -777.6318 | -802.1236 | -913.5106 | -1701.6254 | -399.2581 | -255.4276 | 13.6789 | 17.5595 | 21.9022 | 1.7227
2035 | 2425 | MW | 848.1138 | 1088.7206 | 1391.0014 | 416.9536 | -694.3141 | -731.348 | -832.9068 | -1519.3084 | -347.7409 | -232.8899 | 10.9431 | 14.0476 | 21.9022 | 3.4454
2035 | 2426 | MW | 725.3605 | 931.1427 | 1189.6723 | 355.8004 | -638.769 | -684.1642 | -779.1708 | -1397.7637 | -321.9823 | -217.8648 | 8.2073 | 10.5357 | 0 | 3.4454
2035 | 2427 | MW | 613.7666 | 787.8899 | 1006.6458 | 294.6472 | -638.769 | -660.5724 | -752.3029 | -1397.7637 | -321.9823 | -210.3522 | 8.2073 | 10.5357 | 0 | 3.4454
2035 | 2428 | MW | 502.1726 | 644.6372 | 823.6193 | 244.6128 | -638.769 | -660.5724 | -752.3029 | -1397.7637 | -321.9823 | -210.3522 | 8.2073 | 10.5357 | 0 | 3.4454
2035 | 2429 | MW | 412.8975 | 530.0351 | 677.1981 | 200.1377 | -694.3141 | -684.1642 | -779.1708 | -1519.3084 | -347.7409 | -217.8648 | 8.2073 | 10.5357 | 0 | 1.7227
2035 | 2430 | MW | 334.7818 | 429.7582 | 549.0795 | 166.7815 | -777.6318 | -707.7561 | -806.0388 | -1701.6254 | -412.1373 | -225.3773 | 8.2073 | 10.5357 | 0 | 1.7227
2035 | 2431 | MW | 256.666 | 329.4812 | 420.961 | 127.8658 | -972.0398 | -872.8992 | -994.1145 | -2127.0317 | -502.2924 | -277.9654 | 8.2073 | 10.5357 | 0 | 3.4454
2035 | 2432 | MW | 245.5066 | 315.156 | 402.6583 | 127.8658 | -1194.2203 | -1085.226 | -1235.9262 | -2613.2104 | -605.3267 | -345.5786 | 8.2073 | 10.5357 | 0 | 3.4454
2035 | 2433 | MW | 212.0284 | 272.1802 | 347.7504 | 116.747 | -1360.8557 | -1250.3691 | -1424.0019 | -2977.8444 | -695.4818 | -398.1666 | 10.9431 | 14.0476 | 43.8044 | 3.4454
2035 | 2434 | MW | 212.0284 | 272.1802 | 329.4477 | 116.747 | -1499.7185 | -1368.3285 | -1558.3417 | -3281.7061 | -746.9989 | -435.7295 | 10.9431 | 14.0476 | 43.8044 | 3.4454
2035 | 2435 | MW | 223.1878 | 286.5054 | 347.7504 | 116.747 | -1610.8088 | -1462.6959 | -1665.8135 | -3524.7954 | -785.6368 | -465.7798 | 10.9431 | 14.0476 | 43.8044 | 3.4454
2035 | 2436 | MW | 267.8254 | 343.8065 | 439.2636 | 144.5439 | -1666.3539 | -1486.2878 | -1692.6815 | -3646.3401 | -811.3954 | -473.2924 | 10.9431 | 14.0476 | 65.7066 | 3.4454
2035 | 2437 | MW | 312.463 | 401.1076 | 494.1716 | 166.7815 | -1721.899 | -1509.8797 | -1719.5494 | -3767.8848 | -824.2747 | -480.805 | 10.9431 | 14.0476 | 65.7066 | 3.4454
2035 | 2438 | MW | 345.9411 | 444.0834 | 567.3822 | 177.9002 | -1749.6716 | -1533.4715 | -1746.4174 | -3828.6571 | -837.154 | -488.3176 | 10.9431 | 14.0476 | 65.7066 | 3.4454
2035 | 2439 | MW | 435.2163 | 558.6856 | 695.5007 | 222.3753 | -1749.6716 | -1557.0634 | -1773.2854 | -3828.6571 | -837.154 | -495.8301 | 10.9431 | 14.0476 | 65.7066 | 1.7227
2035 | 2440 | MW | 245.5066 | 315.156 | 402.6583 | 127.8658 | -1721.899 | -1557.0634 | -1773.2854 | -3767.8848 | -850.0333 | -495.8301 | 5.4716 | 7.0238 | 0 | 1.7227
2035 | 2441 | MW | 312.463 | 401.1076 | 512.4742 | 155.6627 | -1666.3539 | -1533.4715 | -1746.4174 | -3646.3401 | -837.154 | -488.3176 | -5.4716 | -7.0238 | -21.9022 | -5.168
2035 | 2442 | MW | 368.2599 | 472.734 | 585.6848 | 189.019 | -1527.4911 | -1391.9203 | -1585.2096 | -3342.4784 | -785.6368 | -443.2421 | -5.4716 | -7.0238 | -21.9022 | -5.168
2035 | 2443 | MW | 390.5787 | 501.3845 | 640.5928 | 200.1377 | -1388.6282 | -1226.7772 | -1397.1339 | -3038.6167 | -708.3611 | -390.654 | -5.4716 | -7.0238 | -21.9022 | -5.168
2035 | 2444 | MW | 390.5787 | 501.3845 | 640.5928 | 194.5784 | -1333.0831 | -1250.3691 | -1424.0019 | -2917.0721 | -669.7232 | -398.1666 | -5.4716 | -7.0238 | -21.9022 | -5.168
2035 | 2445 | MW | 1071.3016 | 1375.2261 | 1757.0544 | 533.7007 | -1221.9929 | -1203.1854 | -1370.266 | -2673.9827 | -618.206 | -383.1415 | -8.2073 | -10.5357 | -21.9022 | -6.8907
2035 | 2446 | MW | 1071.3016 | 1375.2261 | 1757.0544 | 533.7007 | -1083.13 | -1085.226 | -1235.9262 | -2370.1211 | -553.8096 | -345.5786 | 8.2073 | 10.5357 | 0 | 0
2035 | 2447 | MW | 1015.5047 | 1303.5997 | 1665.5412 | 505.9038 | -944.2672 | -943.6748 | -1074.7184 | -2066.2594 | -476.5338 | -300.5031 | 13.6789 | 17.5595 | 21.9022 | 1.7227
2035 | 2448 | MW | 937.3889 | 1203.3228 | 1519.12 | 466.9881 | -805.4044 | -825.7154 | -940.3786 | -1762.3977 | -399.2581 | -262.9402 | 13.6789 | 17.5595 | 21.9022 | 1.7227
2035 | 2449 | MW | 836.9544 | 1074.3954 | 1372.6988 | 416.9536 | -666.5416 | -707.7561 | -806.0388 | -1458.536 | -334.8616 | -225.3773 | 10.9431 | 14.0476 | 21.9022 | 3.4454
2035 | 2450 | MW | 725.3605 | 931.1427 | 1189.6723 | 355.8004 | -610.9964 | -660.5724 | -752.3029 | -1336.9914 | -309.103 | -210.3522 | 10.9431 | 14.0476 | 0 | 3.4454
2035 | 2451 | MW | 602.6072 | 773.5647 | 988.3431 | 294.6472 | -610.9964 | -636.9805 | -725.4349 | -1336.9914 | -296.2237 | -202.8396 | 8.2073 | 10.5357 | 0 | 3.4454
2035 | 2452 | MW | 502.1726 | 644.6372 | 823.6193 | 244.6128 | -610.9964 | -636.9805 | -725.4349 | -1336.9914 | -309.103 | -202.8396 | 8.2073 | 10.5357 | 0 | 3.4454
2035 | 2453 | MW | 424.0569 | 544.3603 | 695.5007 | 205.6971 | -638.769 | -660.5724 | -752.3029 | -1397.7637 | -309.103 | -210.3522 | 8.2073 | 10.5357 | 0 | 3.4454
2035 | 2454 | MW | 368.2599 | 472.734 | 603.9875 | 177.9002 | -666.5416 | -613.3886 | -698.567 | -1458.536 | -347.7409 | -195.327 | 8.2073 | 10.5357 | 0 | 3.4454
2035 | 2455 | MW | 323.6224 | 415.4329 | 530.7769 | 155.6627 | -777.6318 | -731.348 | -832.9068 | -1701.6254 | -412.1373 | -232.8899 | 8.2073 | 10.5357 | 0 | 3.4454
2035 | 2456 | MW | 290.1442 | 372.4571 | 475.8689 | 144.5439 | -916.4946 | -849.3073 | -967.2466 | -2005.487 | -476.5338 | -270.4528 | 8.2073 | 10.5357 | 21.9022 | 3.4454
2035 | 2457 | MW | 278.9848 | 358.1318 | 439.2636 | 138.9845 | -1027.5849 | -990.8585 | -1128.4543 | -2248.5764 | -528.051 | -315.5283 | 10.9431 | 14.0476 | 43.8044 | 3.4454
2035 | 2458 | MW | 312.463 | 401.1076 | 494.1716 | 155.6627 | -1110.9026 | -1061.6341 | -1209.0582 | -2430.8934 | -566.6889 | -338.066 | 10.9431 | 14.0476 | 43.8044 | 3.4454
2035 | 2459 | MW | 368.2599 | 472.734 | 603.9875 | 189.019 | -1194.2203 | -1132.4098 | -1289.6621 | -2613.2104 | -618.206 | -360.6037 | 10.9431 | 14.0476 | 65.7066 | 5.168
2035 | 2460 | MW | 435.2163 | 558.6856 | 713.8034 | 222.3753 | -1249.7654 | -1156.0016 | -1316.53 | -2734.7551 | -643.9646 | -368.1163 | 10.9431 | 14.0476 | 65.7066 | 5.168
2035 | 2461 | MW | 479.8539 | 615.9867 | 805.3166 | 239.0534 | -1277.538 | -1203.1854 | -1370.266 | -2795.5274 | -656.8439 | -383.1415 | 10.9431 | 14.0476 | 65.7066 | 5.168
2035 | 2462 | MW | 535.6508 | 687.613 | 860.2246 | 277.9691 | -1305.3105 | -1226.7772 | -1397.1339 | -2856.2997 | -669.7232 | -390.654 | 10.9431 | 14.0476 | 65.7066 | 5.168
2035 | 2463 | MW | 223.1878 | 286.5054 | 366.053 | 116.747 | -1305.3105 | -1250.3691 | -1424.0019 | -2856.2997 | -669.7232 | -398.1666 | 10.9431 | 14.0476 | 65.7066 | 1.7227
2035 | 2464 | MW | 245.5066 | 315.156 | 402.6583 | 127.8658 | -1305.3105 | -1250.3691 | -1424.0019 | -2856.2997 | -682.6025 | -398.1666 | 8.2073 | 10.5357 | 0 | 1.7227
2035 | 2465 | MW | 278.9848 | 358.1318 | 457.5663 | 138.9845 | -1305.3105 | -1250.3691 | -1424.0019 | -2856.2997 | -682.6025 | -398.1666 | -5.4716 | -7.0238 | -21.9022 | -5.168
2035 | 2466 | MW | 290.1442 | 372.4571 | 475.8689 | 144.5439 | -1221.9929 | -1179.5935 | -1343.398 | -2673.9827 | -643.9646 | -375.6289 | -5.4716 | -7.0238 | -21.9022 | -5.168
2035 | 2467 | MW | 301.3036 | 386.7823 | 475.8689 | 150.1033 | -1166.4477 | -1108.8179 | -1262.7941 | -2552.4381 | -605.3267 | -353.0912 | -5.4716 | -7.0238 | -21.9022 | -5.168
2035 | 2468 | MW | 970.8671 | 1246.2986 | 1574.0279 | 489.2256 | -1166.4477 | -1156.0016 | -1316.53 | -2552.4381 | -592.4474 | -368.1163 | -5.4716 | -7.0238 | -21.9022 | -5.168
2035 | 2469 | MW | 970.8671 | 1246.2986 | 1574.0279 | 483.6662 | -1110.9026 | -1132.4098 | -1289.6621 | -2430.8934 | -566.6889 | -360.6037 | -5.4716 | -7.0238 | -21.9022 | -5.168
2035 | 2470 | MW | 926.2295 | 1188.9976 | 1519.12 | 461.4287 | -999.8123 | -1014.4504 | -1155.3223 | -2187.8041 | -502.2924 | -323.0408 | 10.9431 | 14.0476 | 0 | 0
2035 | 2471 | MW | 892.7514 | 1146.0217 | 1464.212 | 444.7506 | -860.9495 | -896.4911 | -1020.9825 | -1883.9424 | -437.8959 | -285.478 | 16.4147 | 21.0714 | 21.9022 | 1.7227
2035 | 2472 | MW | 825.795 | 1060.0701 | 1354.3961 | 411.3943 | -722.0867 | -778.5317 | -886.6427 | -1580.0807 | -373.4995 | -247.9151 | 13.6789 | 17.5595 | 21.9022 | 1.7227
2035 | 2473 | MW | 747.6793 | 959.7932 | 1226.2776 | 366.9192 | -638.769 | -684.1642 | -779.1708 | -1397.7637 | -334.8616 | -217.8648 | 10.9431 | 14.0476 | 21.9022 | 3.4454
2035 | 2474 | MW | 647.2447 | 830.8658 | 1061.5537 | 322.4441 | -610.9964 | -660.5724 | -752.3029 | -1336.9914 | -309.103 | -210.3522 | 10.9431 | 14.0476 | 0 | 3.4454
2035 | 2475 | MW | 569.129 | 730.5889 | 933.4352 | 277.9691 | -583.2239 | -636.9805 | -725.4349 | -1276.219 | -296.2237 | -202.8396 | 8.2073 | 10.5357 | 0 | 3.4454
2035 | 2476 | MW | 502.1726 | 644.6372 | 823.6193 | 244.6128 | -583.2239 | -636.9805 | -725.4349 | -1276.219 | -309.103 | -202.8396 | 8.2073 | 10.5357 | 0 | 3.4454
2035 | 2477 | MW | 446.3757 | 573.0109 | 732.106 | 211.2565 | -610.9964 | -636.9805 | -725.4349 | -1336.9914 | -309.103 | -202.8396 | 8.2073 | 10.5357 | 0 | 1.7227
2035 | 2478 | MW | 401.7381 | 515.7098 | 658.8954 | 189.019 | -638.769 | -589.7967 | -671.699 | -1397.7637 | -347.7409 | -187.8144 | 8.2073 | 10.5357 | 0 | 3.4454
2035 | 2479 | MW | 345.9411 | 444.0834 | 585.6848 | 166.7815 | -722.0867 | -684.1642 | -779.1708 | -1580.0807 | -386.3788 | -217.8648 | 8.2073 | 10.5357 | 21.9022 | 3.4454
2035 | 2480 | MW | 323.6224 | 415.4329 | 530.7769 | 150.1033 | -833.1769 | -778.5317 | -886.6427 | -1823.17 | -437.8959 | -247.9151 | 8.2073 | 10.5357 | 21.9022 | 3.4454
2035 | 2481 | MW | 301.3036 | 386.7823 | 494.1716 | 144.5439 | -944.2672 | -872.8992 | -994.1145 | -2066.2594 | -489.4131 | -277.9654 | 10.9431 | 14.0476 | 43.8044 | 3.4454
2035 | 2482 | MW | 323.6224 | 415.4329 | 530.7769 | 155.6627 | -1027.5849 | -943.6748 | -1074.7184 | -2248.5764 | -528.051 | -300.5031 | 10.9431 | 14.0476 | 43.8044 | 3.4454
2035 | 2483 | MW | 368.2599 | 472.734 | 603.9875 | 189.019 | -1083.13 | -1014.4504 | -1155.3223 | -2370.1211 | -566.6889 | -323.0408 | 10.9431 | 14.0476 | 43.8044 | 3.4454
2035 | 2484 | MW | 446.3757 | 573.0109 | 732.106 | 233.494 | -1110.9026 | -1038.0423 | -1182.1902 | -2430.8934 | -592.4474 | -330.5534 | 10.9431 | 14.0476 | 43.8044 | 3.4454
2035 | 2485 | MW | 479.8539 | 615.9867 | 787.014 | 250.1722 | -1138.6752 | -1085.226 | -1235.9262 | -2491.6657 | -605.3267 | -345.5786 | 10.9431 | 14.0476 | 43.8044 | 3.4454
2035 | 2486 | MW | 535.6508 | 687.613 | 878.5272 | 272.4097 | -1166.4477 | -1108.8179 | -1262.7941 | -2552.4381 | -618.206 | -353.0912 | 10.9431 | 14.0476 | 43.8044 | 3.4454
2035 | 2487 | MW | 223.1878 | 286.5054 | 366.053 | 111.1876 | -1166.4477 | -1132.4098 | -1289.6621 | -2552.4381 | -631.0853 | -360.6037 | 10.9431 | 14.0476 | 43.8044 | 1.7227
2035 | 2488 | MW | 256.666 | 329.4812 | 402.6583 | 127.8658 | -1166.4477 | -1156.0016 | -1316.53 | -2552.4381 | -631.0853 | -368.1163 | 8.2073 | 10.5357 | 0 | 1.7227
2035 | 2489 | MW | 267.8254 | 343.8065 | 439.2636 | 133.4252 | -1166.4477 | -1179.5935 | -1343.398 | -2552.4381 | -643.9646 | -375.6289 | -5.4716 | -7.0238 | -21.9022 | -3.4454
2035 | 2490 | MW | 278.9848 | 358.1318 | 457.5663 | 144.5439 | -1138.6752 | -1156.0016 | -1316.53 | -2491.6657 | -618.206 | -368.1163 | -5.4716 | -7.0238 | -21.9022 | -3.4454
2035 | 2491 | MW | 290.1442 | 372.4571 | 475.8689 | 144.5439 | -1110.9026 | -1108.8179 | -1262.7941 | -2430.8934 | -605.3267 | -353.0912 | -5.4716 | -7.0238 | -21.9022 | -5.168
2035 | 2492 | MW | 959.7077 | 1231.9734 | 1555.7253 | 483.6662 | -1166.4477 | -1156.0016 | -1316.53 | -2552.4381 | -592.4474 | -368.1163 | -5.4716 | -7.0238 | -21.9022 | -5.168
2035 | 2493 | MW | 959.7077 | 1231.9734 | 1555.7253 | 483.6662 | -1110.9026 | -1132.4098 | -1289.6621 | -2430.8934 | -579.5681 | -360.6037 | -5.4716 | -7.0238 | -21.9022 | -5.168
2035 | 2494 | MW | 926.2295 | 1188.9976 | 1500.8173 | 466.9881 | -999.8123 | -1038.0423 | -1182.1902 | -2187.8041 | -515.1717 | -330.5534 | 10.9431 | 14.0476 | 21.9022 | 0
2035 | 2495 | MW | 892.7514 | 1146.0217 | 1445.9094 | 444.7506 | -860.9495 | -896.4911 | -1020.9825 | -1883.9424 | -437.8959 | -285.478 | 13.6789 | 17.5595 | 21.9022 | 1.7227
2035 | 2496 | MW | 825.795 | 1060.0701 | 1354.3961 | 416.9536 | -722.0867 | -778.5317 | -886.6427 | -1580.0807 | -373.4995 | -247.9151 | 13.6789 | 17.5595 | 21.9022 | 1.7227
2035 | 2497 | MW | 747.6793 | 959.7932 | 1207.9749 | 372.4786 | -694.3141 | -731.348 | -832.9068 | -1519.3084 | -347.7409 | -232.8899 | 10.9431 | 14.0476 | 0 | 3.4454
2035 | 2498 | MW | 647.2447 | 830.8658 | 1043.2511 | 328.0035 | -638.769 | -660.5724 | -752.3029 | -1397.7637 | -321.9823 | -210.3522 | 8.2073 | 10.5357 | 0 | 3.4454
2035 | 2499 | MW | 557.9696 | 716.2636 | 915.1325 | 283.5285 | -638.769 | -660.5724 | -752.3029 | -1397.7637 | -321.9823 | -210.3522 | 8.2073 | 10.5357 | 0 | 3.4454
2035 | 2500 | MW | 491.0132 | 630.312 | 805.3166 | 244.6128 | -638.769 | -660.5724 | -752.3029 | -1397.7637 | -321.9823 | -210.3522 | 5.4716 | 7.0238 | 0 | 1.7227
2035 | 2501 | MW | 435.2163 | 558.6856 | 695.5007 | 211.2565 | -666.5416 | -684.1642 | -779.1708 | -1458.536 | -347.7409 | -217.8648 | 5.4716 | 7.0238 | 0 | 1.7227
2035 | 2502 | MW | 368.2599 | 472.734 | 603.9875 | 183.4596 | -749.8593 | -707.7561 | -806.0388 | -1640.853 | -412.1373 | -225.3773 | 5.4716 | 7.0238 | 0 | 1.7227
2035 | 2503 | MW | 312.463 | 401.1076 | 530.7769 | 150.1033 | -972.0398 | -896.4911 | -1020.9825 | -2127.0317 | -515.1717 | -285.478 | 5.4716 | 7.0238 | 0 | 3.4454
2035 | 2504 | MW | 290.1442 | 372.4571 | 475.8689 | 150.1033 | -1221.9929 | -1132.4098 | -1289.6621 | -2673.9827 | -643.9646 | -360.6037 | 8.2073 | 10.5357 | 0 | 3.4454
2035 | 2505 | MW | 267.8254 | 343.8065 | 439.2636 | 144.5439 | -1416.4008 | -1297.5528 | -1477.7378 | -3099.3891 | -721.2404 | -413.1918 | 8.2073 | 10.5357 | 43.8044 | 3.4454
2035 | 2506 | MW | 245.5066 | 315.156 | 402.6583 | 133.4252 | -1555.2636 | -1439.1041 | -1638.9456 | -3403.2507 | -785.6368 | -458.2672 | 8.2073 | 10.5357 | 43.8044 | 3.4454
2035 | 2507 | MW | 256.666 | 329.4812 | 420.961 | 133.4252 | -1694.1265 | -1580.6553 | -1800.1533 | -3707.1124 | -850.0333 | -503.3427 | 8.2073 | 10.5357 | 43.8044 | 3.4454
2035 | 2508 | MW | 301.3036 | 386.7823 | 494.1716 | 150.1033 | -1777.4442 | -1651.4309 | -1880.7572 | -3889.4294 | -888.6712 | -525.8804 | 8.2073 | 10.5357 | 43.8044 | 3.4454
2035 | 2509 | MW | 334.7818 | 429.7582 | 549.0795 | 166.7815 | -1805.2167 | -1745.7984 | -1988.2291 | -3950.2018 | -901.5504 | -555.9308 | 8.2073 | 10.5357 | 43.8044 | 3.4454
2035 | 2510 | MW | 368.2599 | 472.734 | 603.9875 | 183.4596 | -1860.7618 | -1816.574 | -2068.8329 | -4071.7464 | -914.4297 | -578.4685 | 8.2073 | 10.5357 | 43.8044 | 3.4454
2035 | 2511 | MW | 457.5351 | 587.3361 | 750.4087 | 239.0534 | -1860.7618 | -1840.1659 | -2095.7009 | -4071.7464 | -914.4297 | -585.9811 | 8.2073 | 10.5357 | 43.8044 | 1.7227
2035 | 2512 | MW | 245.5066 | 315.156 | 402.6583 | 127.8658 | -1832.9893 | -1840.1659 | -2095.7009 | -4010.9741 | -901.5504 | -585.9811 | 5.4716 | 7.0238 | 0 | 1.7227
2035 | 2513 | MW | 312.463 | 401.1076 | 494.1716 | 155.6627 | -1749.6716 | -1792.9821 | -2041.965 | -3828.6571 | -888.6712 | -570.9559 | -8.2073 | -10.5357 | -21.9022 | -5.168
2035 | 2514 | MW | 357.1005 | 458.4087 | 585.6848 | 183.4596 | -1583.0362 | -1627.839 | -1853.8893 | -3464.0231 | -811.3954 | -518.3679 | -10.9431 | -14.0476 | -21.9022 | -5.168
2035 | 2515 | MW | 390.5787 | 501.3845 | 640.5928 | 194.5784 | -1444.1734 | -1415.5122 | -1612.0776 | -3160.1614 | -734.1197 | -450.7547 | -10.9431 | -14.0476 | -21.9022 | -5.168
2035 | 2516 | MW | 379.4193 | 487.0592 | 622.2901 | 189.019 | -1360.8557 | -1368.3285 | -1558.3417 | -2977.8444 | -695.4818 | -435.7295 | -10.9431 | -14.0476 | -21.9022 | -6.8907
2035 | 2517 | MW | 1104.7798 | 1418.2019 | 1793.6597 | 550.3788 | -1249.7654 | -1273.961 | -1450.8698 | -2734.7551 | -643.9646 | -405.6792 | -10.9431 | -14.0476 | -43.8044 | -6.8907
2035 | 2518 | MW | 1104.7798 | 1418.2019 | 1793.6597 | 550.3788 | -1110.9026 | -1132.4098 | -1289.6621 | -2430.8934 | -566.6889 | -360.6037 | 8.2073 | 10.5357 | 21.9022 | 0
2035 | 2519 | MW | 1048.9828 | 1346.5755 | 1720.4491 | 522.5819 | -944.2672 | -967.2667 | -1101.5864 | -2066.2594 | -476.5338 | -308.0157 | 13.6789 | 17.5595 | 21.9022 | 1.7227
2035 | 2520 | MW | 970.8671 | 1246.2986 | 1592.3306 | 483.6662 | -805.4044 | -825.7154 | -940.3786 | -1762.3977 | -412.1373 | -262.9402 | 13.6789 | 17.5595 | 0 | 1.7227
2035 | 2521 | MW | 892.7514 | 1146.0217 | 1445.9094 | 439.1912 | -694.3141 | -731.348 | -832.9068 | -1519.3084 | -360.6202 | -232.8899 | 10.9431 | 14.0476 | 0 | 3.4454
2035 | 2522 | MW | 781.1574 | 1002.769 | 1281.1855 | 383.5973 | -666.5416 | -684.1642 | -779.1708 | -1458.536 | -334.8616 | -217.8648 | 8.2073 | 10.5357 | 0 | 3.4454
2035 | 2523 | MW | 669.5635 | 859.5163 | 1098.159 | 328.0035 | -638.769 | -660.5724 | -752.3029 | -1397.7637 | -321.9823 | -210.3522 | 8.2073 | 10.5357 | 0 | 1.7227
2035 | 2524 | MW | 557.9696 | 716.2636 | 915.1325 | 272.4097 | -638.769 | -660.5724 | -752.3029 | -1397.7637 | -321.9823 | -210.3522 | 5.4716 | 7.0238 | 0 | 1.7227
2035 | 2525 | MW | 479.8539 | 615.9867 | 787.014 | 227.9347 | -694.3141 | -684.1642 | -779.1708 | -1519.3084 | -347.7409 | -217.8648 | 5.4716 | 7.0238 | 0 | 1.7227
2035 | 2526 | MW | 390.5787 | 501.3845 | 640.5928 | 189.019 | -777.6318 | -707.7561 | -806.0388 | -1701.6254 | -412.1373 | -225.3773 | 5.4716 | 7.0238 | 0 | 1.7227
2035 | 2527 | MW | 301.3036 | 386.7823 | 512.4742 | 144.5439 | -999.8123 | -920.0829 | -1047.8504 | -2187.8041 | -515.1717 | -292.9905 | 5.4716 | 7.0238 | 0 | 3.4454
2035 | 2528 | MW | 278.9848 | 358.1318 | 457.5663 | 144.5439 | -1221.9929 | -1132.4098 | -1289.6621 | -2673.9827 | -631.0853 | -360.6037 | 5.4716 | 7.0238 | 0 | 3.4454
2035 | 2529 | MW | 245.5066 | 315.156 | 384.3557 | 127.8658 | -1416.4008 | -1297.5528 | -1477.7378 | -3099.3891 | -708.3611 | -413.1918 | 8.2073 | 10.5357 | 43.8044 | 3.4454
2035 | 2530 | MW | 223.1878 | 286.5054 | 366.053 | 122.3064 | -1583.0362 | -1462.6959 | -1665.8135 | -3464.0231 | -785.6368 | -465.7798 | 8.2073 | 10.5357 | 43.8044 | 3.4454
2035 | 2531 | MW | 234.3472 | 300.8307 | 384.3557 | 127.8658 | -1721.899 | -1604.2472 | -1827.0213 | -3767.8848 | -837.154 | -510.8553 | 8.2073 | 10.5357 | 43.8044 | 3.4454
2035 | 2532 | MW | 278.9848 | 358.1318 | 457.5663 | 144.5439 | -1805.2167 | -1698.6146 | -1934.4931 | -3950.2018 | -862.9126 | -540.9056 | 10.9431 | 14.0476 | 43.8044 | 3.4454
2035 | 2533 | MW | 312.463 | 401.1076 | 512.4742 | 161.2221 | -1860.7618 | -1792.9821 | -2041.965 | -4071.7464 | -875.7919 | -570.9559 | 10.9431 | 14.0476 | 43.8044 | 3.4454
2035 | 2534 | MW | 357.1005 | 458.4087 | 585.6848 | 183.4596 | -1888.5344 | -1840.1659 | -2095.7009 | -4132.5188 | -888.6712 | -585.9811 | 10.9431 | 14.0476 | 43.8044 | 3.4454
2035 | 2535 | MW | 446.3757 | 573.0109 | 713.8034 | 233.494 | -1888.5344 | -1840.1659 | -2095.7009 | -4132.5188 | -901.5504 | -585.9811 | 10.9431 | 14.0476 | 43.8044 | 1.7227
2035 | 2536 | MW | 245.5066 | 315.156 | 402.6583 | 122.3064 | -1860.7618 | -1792.9821 | -2041.965 | -4071.7464 | -888.6712 | -570.9559 | 5.4716 | 7.0238 | 0 | 1.7227
2035 | 2537 | MW | 312.463 | 401.1076 | 494.1716 | 155.6627 | -1777.4442 | -1722.2065 | -1961.3611 | -3889.4294 | -875.7919 | -548.4182 | -8.2073 | -10.5357 | -21.9022 | -5.168
2035 | 2538 | MW | 357.1005 | 458.4087 | 585.6848 | 183.4596 | -1610.8088 | -1557.0634 | -1773.2854 | -3524.7954 | -811.3954 | -495.8301 | -8.2073 | -10.5357 | -21.9022 | -5.168
2035 | 2539 | MW | 390.5787 | 501.3845 | 640.5928 | 194.5784 | -1444.1734 | -1368.3285 | -1558.3417 | -3160.1614 | -734.1197 | -435.7295 | -8.2073 | -10.5357 | -21.9022 | -5.168
2035 | 2540 | MW | 390.5787 | 501.3845 | 640.5928 | 189.019 | -1360.8557 | -1344.7366 | -1531.4737 | -2977.8444 | -682.6025 | -428.2169 | -8.2073 | -10.5357 | -21.9022 | -6.8907
2035 | 2541 | MW | 1082.461 | 1389.5514 | 1775.3571 | 544.8194 | -1249.7654 | -1273.961 | -1450.8698 | -2734.7551 | -643.9646 | -405.6792 | -10.9431 | -14.0476 | -43.8044 | -6.8907
2035 | 2542 | MW | 1082.461 | 1389.5514 | 1775.3571 | 544.8194 | -1110.9026 | -1132.4098 | -1289.6621 | -2430.8934 | -566.6889 | -360.6037 | 8.2073 | 10.5357 | 21.9022 | 0
2035 | 2543 | MW | 1026.6641 | 1317.925 | 1665.5412 | 511.4631 | -944.2672 | -967.2667 | -1101.5864 | -2066.2594 | -476.5338 | -308.0157 | 13.6789 | 17.5595 | 21.9022 | 1.7227
2035 | 2544 | MW | 948.5483 | 1217.6481 | 1537.4226 | 472.5475 | -805.4044 | -825.7154 | -940.3786 | -1762.3977 | -412.1373 | -262.9402 | 10.9431 | 14.0476 | 0 | 1.7227
2035 | 2545 | MW | 859.2732 | 1103.0459 | 1391.0014 | 422.513 | -694.3141 | -731.348 | -832.9068 | -1519.3084 | -360.6202 | -232.8899 | 10.9431 | 14.0476 | 21.9022 | 3.4454
2035 | 2546 | MW | 747.6793 | 959.7932 | 1207.9749 | 361.3598 | -666.5416 | -707.7561 | -806.0388 | -1458.536 | -334.8616 | -225.3773 | 8.2073 | 10.5357 | 21.9022 | 3.4454
2035 | 2547 | MW | 624.9259 | 802.2152 | 1024.9484 | 305.766 | -638.769 | -684.1642 | -779.1708 | -1397.7637 | -321.9823 | -217.8648 | 8.2073 | 10.5357 | 21.9022 | 1.7227
2035 | 2548 | MW | 524.4914 | 673.2878 | 860.2246 | 250.1722 | -638.769 | -684.1642 | -779.1708 | -1397.7637 | -334.8616 | -217.8648 | 8.2073 | 10.5357 | 21.9022 | 1.7227
2035 | 2549 | MW | 435.2163 | 558.6856 | 713.8034 | 205.6971 | -694.3141 | -684.1642 | -779.1708 | -1519.3084 | -347.7409 | -217.8648 | 5.4716 | 7.0238 | 21.9022 | 1.7227
2035 | 2550 | MW | 357.1005 | 458.4087 | 585.6848 | 172.3408 | -777.6318 | -707.7561 | -806.0388 | -1701.6254 | -412.1373 | -225.3773 | 5.4716 | 7.0238 | 21.9022 | 1.7227
2035 | 2551 | MW | 278.9848 | 358.1318 | 457.5663 | 133.4252 | -999.8123 | -920.0829 | -1047.8504 | -2187.8041 | -515.1717 | -292.9905 | 5.4716 | 7.0238 | 21.9022 | 1.7227
2035 | 2552 | MW | 256.666 | 329.4812 | 420.961 | 133.4252 | -1221.9929 | -1132.4098 | -1289.6621 | -2673.9827 | -618.206 | -360.6037 | 8.2073 | 10.5357 | 21.9022 | 3.4454
2035 | 2553 | MW | 223.1878 | 286.5054 | 366.053 | 116.747 | -1416.4008 | -1297.5528 | -1477.7378 | -3099.3891 | -721.2404 | -413.1918 | 8.2073 | 10.5357 | 21.9022 | 3.4454
2035 | 2554 | MW | 212.0284 | 272.1802 | 347.7504 | 116.747 | -1583.0362 | -1415.5122 | -1612.0776 | -3464.0231 | -785.6368 | -450.7547 | 8.2073 | 10.5357 | 21.9022 | 3.4454
2035 | 2555 | MW | 223.1878 | 286.5054 | 366.053 | 122.3064 | -1694.1265 | -1533.4715 | -1746.4174 | -3707.1124 | -850.0333 | -488.3176 | 10.9431 | 14.0476 | 21.9022 | 3.4454
2035 | 2556 | MW | 267.8254 | 343.8065 | 439.2636 | 133.4252 | -1749.6716 | -1580.6553 | -1800.1533 | -3828.6571 | -888.6712 | -503.3427 | 10.9431 | 14.0476 | 21.9022 | 3.4454
2035 | 2557 | MW | 312.463 | 401.1076 | 512.4742 | 155.6627 | -1777.4442 | -1627.839 | -1853.8893 | -3889.4294 | -914.4297 | -518.3679 | 10.9431 | 14.0476 | 21.9022 | 3.4454
2035 | 2558 | MW | 345.9411 | 444.0834 | 567.3822 | 177.9002 | -1805.2167 | -1651.4309 | -1880.7572 | -3950.2018 | -940.1883 | -525.8804 | 10.9431 | 14.0476 | 21.9022 | 3.4454
2035 | 2559 | MW | 435.2163 | 558.6856 | 713.8034 | 222.3753 | -1805.2167 | -1627.839 | -1853.8893 | -3950.2018 | -953.0676 | -518.3679 | 10.9431 | 14.0476 | 21.9022 | 0
2035 | 2560 | MW | 245.5066 | 315.156 | 402.6583 | 122.3064 | -1749.6716 | -1604.2472 | -1827.0213 | -3828.6571 | -940.1883 | -510.8553 | 5.4716 | 7.0238 | 0 | 0
2035 | 2561 | MW | 312.463 | 401.1076 | 512.4742 | 155.6627 | -1666.3539 | -1533.4715 | -1746.4174 | -3646.3401 | -901.5504 | -488.3176 | -8.2073 | -10.5357 | -21.9022 | -5.168
2035 | 2562 | MW | 357.1005 | 458.4087 | 585.6848 | 183.4596 | -1527.4911 | -1415.5122 | -1612.0776 | -3342.4784 | -837.154 | -450.7547 | -8.2073 | -10.5357 | -21.9022 | -6.8907
2035 | 2563 | MW | 390.5787 | 501.3845 | 640.5928 | 200.1377 | -1388.6282 | -1250.3691 | -1424.0019 | -3038.6167 | -746.9989 | -398.1666 | -8.2073 | -10.5357 | -21.9022 | -6.8907
2035 | 2564 | MW | 390.5787 | 501.3845 | 640.5928 | 194.5784 | -1360.8557 | -1273.961 | -1450.8698 | -2977.8444 | -695.4818 | -405.6792 | -8.2073 | -10.5357 | -43.8044 | -6.8907
2035 | 2565 | MW | 1082.461 | 1389.5514 | 1757.0544 | 539.26 | -1249.7654 | -1226.7772 | -1397.1339 | -2734.7551 | -656.8439 | -390.654 | -8.2073 | -10.5357 | -43.8044 | -8.6134
2035 | 2566 | MW | 1082.461 | 1389.5514 | 1757.0544 | 539.26 | -1110.9026 | -1108.8179 | -1262.7941 | -2430.8934 | -566.6889 | -353.0912 | 8.2073 | 10.5357 | 21.9022 | 0
2035 | 2567 | MW | 1015.5047 | 1303.5997 | 1665.5412 | 511.4631 | -944.2672 | -967.2667 | -1101.5864 | -2066.2594 | -476.5338 | -308.0157 | 13.6789 | 17.5595 | 21.9022 | 1.7227
2035 | 2568 | MW | 937.3889 | 1203.3228 | 1519.12 | 466.9881 | -805.4044 | -825.7154 | -940.3786 | -1762.3977 | -412.1373 | -262.9402 | 10.9431 | 14.0476 | 21.9022 | 1.7227
2035 | 2569 | MW | 848.1138 | 1088.7206 | 1372.6988 | 416.9536 | -722.0867 | -754.9398 | -859.7747 | -1580.0807 | -360.6202 | -240.4025 | 10.9431 | 14.0476 | 0 | 3.4454
2035 | 2570 | MW | 725.3605 | 931.1427 | 1189.6723 | 355.8004 | -666.5416 | -707.7561 | -806.0388 | -1458.536 | -334.8616 | -225.3773 | 8.2073 | 10.5357 | 0 | 3.4454
2035 | 2571 | MW | 613.7666 | 787.8899 | 1006.6458 | 294.6472 | -666.5416 | -684.1642 | -779.1708 | -1458.536 | -321.9823 | -217.8648 | 8.2073 | 10.5357 | 0 | 3.4454
2035 | 2572 | MW | 502.1726 | 644.6372 | 823.6193 | 244.6128 | -666.5416 | -684.1642 | -779.1708 | -1458.536 | -334.8616 | -217.8648 | 5.4716 | 7.0238 | 0 | 1.7227
2035 | 2573 | MW | 412.8975 | 530.0351 | 677.1981 | 200.1377 | -694.3141 | -707.7561 | -806.0388 | -1519.3084 | -347.7409 | -225.3773 | 5.4716 | 7.0238 | 0 | 1.7227
2035 | 2574 | MW | 334.7818 | 429.7582 | 549.0795 | 166.7815 | -777.6318 | -707.7561 | -806.0388 | -1701.6254 | -425.0166 | -225.3773 | 5.4716 | 7.0238 | 0 | 1.7227
2035 | 2575 | MW | 267.8254 | 343.8065 | 439.2636 | 127.8658 | -999.8123 | -920.0829 | -1047.8504 | -2187.8041 | -515.1717 | -292.9905 | 5.4716 | 7.0238 | 0 | 1.7227
2035 | 2576 | MW | 245.5066 | 315.156 | 402.6583 | 127.8658 | -1249.7654 | -1132.4098 | -1289.6621 | -2734.7551 | -643.9646 | -360.6037 | 8.2073 | 10.5357 | 0 | 1.7227
2035 | 2577 | MW | 212.0284 | 272.1802 | 347.7504 | 116.747 | -1444.1734 | -1297.5528 | -1477.7378 | -3160.1614 | -734.1197 | -413.1918 | 8.2073 | 10.5357 | 43.8044 | 3.4454
2035 | 2578 | MW | 212.0284 | 272.1802 | 347.7504 | 116.747 | -1583.0362 | -1415.5122 | -1612.0776 | -3464.0231 | -798.5161 | -450.7547 | 8.2073 | 10.5357 | 43.8044 | 3.4454
2035 | 2579 | MW | 223.1878 | 286.5054 | 366.053 | 116.747 | -1694.1265 | -1509.8797 | -1719.5494 | -3707.1124 | -837.154 | -480.805 | 8.2073 | 10.5357 | 43.8044 | 3.4454
2035 | 2580 | MW | 267.8254 | 343.8065 | 439.2636 | 138.9845 | -1749.6716 | -1557.0634 | -1773.2854 | -3828.6571 | -850.0333 | -495.8301 | 8.2073 | 10.5357 | 43.8044 | 3.4454
2035 | 2581 | MW | 312.463 | 401.1076 | 512.4742 | 161.2221 | -1777.4442 | -1604.2472 | -1827.0213 | -3889.4294 | -862.9126 | -510.8553 | 8.2073 | 10.5357 | 43.8044 | 3.4454
2035 | 2582 | MW | 357.1005 | 458.4087 | 585.6848 | 177.9002 | -1805.2167 | -1627.839 | -1853.8893 | -3950.2018 | -875.7919 | -518.3679 | 8.2073 | 10.5357 | 43.8044 | 3.4454
2035 | 2583 | MW | 435.2163 | 558.6856 | 713.8034 | 227.9347 | -1805.2167 | -1627.839 | -1853.8893 | -3950.2018 | -875.7919 | -518.3679 | 8.2073 | 10.5357 | 43.8044 | 1.7227
2035 | 2584 | MW | 245.5066 | 315.156 | 402.6583 | 127.8658 | -1749.6716 | -1627.839 | -1853.8893 | -3828.6571 | -875.7919 | -518.3679 | 5.4716 | 7.0238 | 0 | 1.7227
2035 | 2585 | MW | 312.463 | 401.1076 | 512.4742 | 161.2221 | -1694.1265 | -1580.6553 | -1800.1533 | -3707.1124 | -862.9126 | -503.3427 | -8.2073 | -10.5357 | -21.9022 | -5.168
2035 | 2586 | MW | 368.2599 | 472.734 | 585.6848 | 189.019 | -1555.2636 | -1439.1041 | -1638.9456 | -3403.2507 | -798.5161 | -458.2672 | -8.2073 | -10.5357 | -21.9022 | -5.168
2035 | 2587 | MW | 390.5787 | 501.3845 | 640.5928 | 200.1377 | -1416.4008 | -1273.961 | -1450.8698 | -3099.3891 | -721.2404 | -405.6792 | -8.2073 | -10.5357 | -21.9022 | -5.168
2035 | 2588 | MW | 390.5787 | 501.3845 | 640.5928 | 194.5784 | -1360.8557 | -1273.961 | -1450.8698 | -2977.8444 | -682.6025 | -405.6792 | -10.9431 | -14.0476 | -21.9022 | -6.8907
2035 | 2589 | MW | 1082.461 | 1389.5514 | 1757.0544 | 544.8194 | -1249.7654 | -1226.7772 | -1397.1339 | -2734.7551 | -643.9646 | -390.654 | -10.9431 | -14.0476 | -21.9022 | -6.8907
2035 | 2590 | MW | 1082.461 | 1389.5514 | 1757.0544 | 539.26 | -1110.9026 | -1085.226 | -1235.9262 | -2430.8934 | -566.6889 | -345.5786 | 8.2073 | 10.5357 | 21.9022 | 0
2035 | 2591 | MW | 1015.5047 | 1303.5997 | 1665.5412 | 505.9038 | -944.2672 | -943.6748 | -1074.7184 | -2066.2594 | -476.5338 | -300.5031 | 13.6789 | 17.5595 | 21.9022 | 1.7227
2035 | 2592 | MW | 937.3889 | 1203.3228 | 1519.12 | 466.9881 | -805.4044 | -825.7154 | -940.3786 | -1762.3977 | -412.1373 | -262.9402 | 13.6789 | 17.5595 | 0 | 1.7227
2035 | 2593 | MW | 848.1138 | 1088.7206 | 1372.6988 | 416.9536 | -722.0867 | -731.348 | -832.9068 | -1580.0807 | -360.6202 | -232.8899 | 10.9431 | 14.0476 | 21.9022 | 3.4454
2035 | 2594 | MW | 725.3605 | 931.1427 | 1189.6723 | 355.8004 | -666.5416 | -684.1642 | -779.1708 | -1458.536 | -347.7409 | -217.8648 | 8.2073 | 10.5357 | 21.9022 | 3.4454
2035 | 2595 | MW | 602.6072 | 773.5647 | 988.3431 | 294.6472 | -666.5416 | -684.1642 | -779.1708 | -1458.536 | -334.8616 | -217.8648 | 8.2073 | 10.5357 | 21.9022 | 3.4454
2035 | 2596 | MW | 502.1726 | 644.6372 | 823.6193 | 244.6128 | -666.5416 | -684.1642 | -779.1708 | -1458.536 | -334.8616 | -217.8648 | 5.4716 | 7.0238 | 21.9022 | 1.7227
2035 | 2597 | MW | 412.8975 | 530.0351 | 677.1981 | 200.1377 | -694.3141 | -684.1642 | -779.1708 | -1519.3084 | -360.6202 | -217.8648 | 5.4716 | 7.0238 | 21.9022 | 1.7227
2035 | 2598 | MW | 334.7818 | 429.7582 | 549.0795 | 161.2221 | -777.6318 | -707.7561 | -806.0388 | -1701.6254 | -425.0166 | -225.3773 | 5.4716 | 7.0238 | 21.9022 | 1.7227
2035 | 2599 | MW | 256.666 | 329.4812 | 439.2636 | 122.3064 | -999.8123 | -896.4911 | -1020.9825 | -2187.8041 | -515.1717 | -285.478 | 5.4716 | 7.0238 | 21.9022 | 1.7227
2035 | 2600 | MW | 245.5066 | 315.156 | 402.6583 | 127.8658 | -1249.7654 | -1108.8179 | -1262.7941 | -2734.7551 | -631.0853 | -353.0912 | 8.2073 | 10.5357 | 21.9022 | 3.4454
2035 | 2601 | MW | 223.1878 | 286.5054 | 347.7504 | 122.3064 | -1416.4008 | -1297.5528 | -1477.7378 | -3099.3891 | -721.2404 | -413.1918 | 8.2073 | 10.5357 | 21.9022 | 3.4454
2035 | 2602 | MW | 212.0284 | 272.1802 | 347.7504 | 116.747 | -1583.0362 | -1415.5122 | -1612.0776 | -3464.0231 | -772.7575 | -450.7547 | 8.2073 | 10.5357 | 21.9022 | 3.4454
2035 | 2603 | MW | 223.1878 | 286.5054 | 347.7504 | 122.3064 | -1694.1265 | -1509.8797 | -1719.5494 | -3707.1124 | -824.2747 | -480.805 | 8.2073 | 10.5357 | 21.9022 | 3.4454
2035 | 2604 | MW | 267.8254 | 343.8065 | 439.2636 | 144.5439 | -1721.899 | -1557.0634 | -1773.2854 | -3767.8848 | -850.0333 | -495.8301 | 8.2073 | 10.5357 | 21.9022 | 3.4454
2035 | 2605 | MW | 312.463 | 401.1076 | 512.4742 | 161.2221 | -1749.6716 | -1580.6553 | -1800.1533 | -3828.6571 | -850.0333 | -503.3427 | 8.2073 | 10.5357 | 21.9022 | 3.4454
2035 | 2606 | MW | 357.1005 | 458.4087 | 567.3822 | 183.4596 | -1749.6716 | -1604.2472 | -1827.0213 | -3828.6571 | -850.0333 | -510.8553 | 8.2073 | 10.5357 | 21.9022 | 3.4454
2035 | 2607 | MW | 435.2163 | 558.6856 | 695.5007 | 227.9347 | -1749.6716 | -1604.2472 | -1827.0213 | -3828.6571 | -850.0333 | -510.8553 | 8.2073 | 10.5357 | 21.9022 | 1.7227
2035 | 2608 | MW | 256.666 | 329.4812 | 420.961 | 127.8658 | -1721.899 | -1580.6553 | -1800.1533 | -3767.8848 | -850.0333 | -503.3427 | 5.4716 | 7.0238 | 0 | 1.7227
2035 | 2609 | MW | 312.463 | 401.1076 | 512.4742 | 161.2221 | -1638.5813 | -1533.4715 | -1746.4174 | -3585.5677 | -837.154 | -488.3176 | -8.2073 | -10.5357 | -21.9022 | -5.168
2035 | 2610 | MW | 368.2599 | 472.734 | 585.6848 | 189.019 | -1499.7185 | -1391.9203 | -1585.2096 | -3281.7061 | -785.6368 | -443.2421 | -8.2073 | -10.5357 | -43.8044 | -5.168
2035 | 2611 | MW | 401.7381 | 515.7098 | 640.5928 | 200.1377 | -1360.8557 | -1226.7772 | -1397.1339 | -2977.8444 | -708.3611 | -390.654 | -8.2073 | -10.5357 | -43.8044 | -6.8907
2035 | 2612 | MW | 390.5787 | 501.3845 | 640.5928 | 200.1377 | -1333.0831 | -1250.3691 | -1424.0019 | -2917.0721 | -669.7232 | -398.1666 | -8.2073 | -10.5357 | -43.8044 | -6.8907
2035 | 2613 | MW | 1071.3016 | 1375.2261 | 1757.0544 | 539.26 | -1221.9929 | -1203.1854 | -1370.266 | -2673.9827 | -631.0853 | -383.1415 | -10.9431 | -14.0476 | -43.8044 | -6.8907
2035 | 2614 | MW | 1071.3016 | 1375.2261 | 1757.0544 | 539.26 | -1083.13 | -1085.226 | -1235.9262 | -2370.1211 | -553.8096 | -345.5786 | 8.2073 | 10.5357 | 21.9022 | 0
2035 | 2615 | MW | 1015.5047 | 1303.5997 | 1647.2385 | 505.9038 | -944.2672 | -943.6748 | -1074.7184 | -2066.2594 | -476.5338 | -300.5031 | 13.6789 | 17.5595 | 21.9022 | 1.7227
2035 | 2616 | MW | 926.2295 | 1188.9976 | 1519.12 | 461.4287 | -805.4044 | -825.7154 | -940.3786 | -1762.3977 | -412.1373 | -262.9402 | 10.9431 | 14.0476 | 21.9022 | 1.7227
2035 | 2617 | MW | 836.9544 | 1074.3954 | 1372.6988 | 416.9536 | -666.5416 | -707.7561 | -806.0388 | -1458.536 | -334.8616 | -225.3773 | 10.9431 | 14.0476 | 21.9022 | 3.4454
2035 | 2618 | MW | 725.3605 | 931.1427 | 1171.3696 | 355.8004 | -638.769 | -660.5724 | -752.3029 | -1397.7637 | -309.103 | -210.3522 | 10.9431 | 14.0476 | 21.9022 | 3.4454
2035 | 2619 | MW | 602.6072 | 773.5647 | 988.3431 | 294.6472 | -610.9964 | -636.9805 | -725.4349 | -1336.9914 | -309.103 | -202.8396 | 8.2073 | 10.5357 | 0 | 3.4454
2035 | 2620 | MW | 502.1726 | 644.6372 | 823.6193 | 244.6128 | -610.9964 | -636.9805 | -725.4349 | -1336.9914 | -309.103 | -202.8396 | 8.2073 | 10.5357 | 0 | 1.7227
2035 | 2621 | MW | 424.0569 | 544.3603 | 677.1981 | 205.6971 | -638.769 | -636.9805 | -725.4349 | -1397.7637 | -321.9823 | -202.8396 | 8.2073 | 10.5357 | 0 | 1.7227
2035 | 2622 | MW | 357.1005 | 458.4087 | 585.6848 | 183.4596 | -666.5416 | -636.9805 | -725.4349 | -1458.536 | -360.6202 | -202.8396 | 8.2073 | 10.5357 | 0 | 1.7227
2035 | 2623 | MW | 323.6224 | 415.4329 | 512.4742 | 161.2221 | -805.4044 | -754.9398 | -859.7747 | -1762.3977 | -412.1373 | -240.4025 | 8.2073 | 10.5357 | 21.9022 | 3.4454
2035 | 2624 | MW | 290.1442 | 372.4571 | 475.8689 | 144.5439 | -944.2672 | -872.8992 | -994.1145 | -2066.2594 | -489.4131 | -277.9654 | 8.2073 | 10.5357 | 21.9022 | 3.4454
2035 | 2625 | MW | 256.666 | 329.4812 | 420.961 | 133.4252 | -1083.13 | -990.8585 | -1128.4543 | -2370.1211 | -553.8096 | -315.5283 | 8.2073 | 10.5357 | 43.8044 | 3.4454
2035 | 2626 | MW | 278.9848 | 358.1318 | 457.5663 | 144.5439 | -1166.4477 | -1061.6341 | -1209.0582 | -2552.4381 | -579.5681 | -338.066 | 10.9431 | 14.0476 | 43.8044 | 3.4454
2035 | 2627 | MW | 345.9411 | 444.0834 | 567.3822 | 172.3408 | -1221.9929 | -1132.4098 | -1289.6621 | -2673.9827 | -605.3267 | -360.6037 | 10.9431 | 14.0476 | 43.8044 | 3.4454
2035 | 2628 | MW | 435.2163 | 558.6856 | 713.8034 | 222.3753 | -1249.7654 | -1179.5935 | -1343.398 | -2734.7551 | -605.3267 | -375.6289 | 10.9431 | 14.0476 | 43.8044 | 3.4454
2035 | 2629 | MW | 513.332 | 658.9625 | 823.6193 | 255.7316 | -1249.7654 | -1226.7772 | -1397.1339 | -2734.7551 | -605.3267 | -390.654 | 10.9431 | 14.0476 | 43.8044 | 3.4454
2035 | 2630 | MW | 569.129 | 730.5889 | 933.4352 | 289.0879 | -1249.7654 | -1250.3691 | -1424.0019 | -2734.7551 | -605.3267 | -398.1666 | 10.9431 | 14.0476 | 43.8044 | 3.4454
2035 | 2631 | MW | 234.3472 | 300.8307 | 384.3557 | 122.3064 | -1249.7654 | -1273.961 | -1450.8698 | -2734.7551 | -579.5681 | -405.6792 | 10.9431 | 14.0476 | 43.8044 | 1.7227
2035 | 2632 | MW | 256.666 | 329.4812 | 402.6583 | 127.8658 | -1221.9929 | -1297.5528 | -1477.7378 | -2673.9827 | -566.6889 | -413.1918 | 8.2073 | 10.5357 | 0 | 1.7227
2035 | 2633 | MW | 278.9848 | 358.1318 | 457.5663 | 138.9845 | -1221.9929 | -1273.961 | -1450.8698 | -2673.9827 | -566.6889 | -405.6792 | -5.4716 | -7.0238 | -21.9022 | -5.168
2035 | 2634 | MW | 290.1442 | 372.4571 | 475.8689 | 138.9845 | -1138.6752 | -1179.5935 | -1343.398 | -2491.6657 | -553.8096 | -375.6289 | -5.4716 | -7.0238 | -21.9022 | -5.168
2035 | 2635 | MW | 290.1442 | 372.4571 | 475.8689 | 144.5439 | -1110.9026 | -1085.226 | -1235.9262 | -2430.8934 | -553.8096 | -345.5786 | -5.4716 | -7.0238 | -21.9022 | -5.168
2035 | 2636 | MW | 970.8671 | 1246.2986 | 1592.3306 | 489.2256 | -1138.6752 | -1132.4098 | -1289.6621 | -2491.6657 | -566.6889 | -360.6037 | -5.4716 | -7.0238 | -21.9022 | -5.168
2035 | 2637 | MW | 982.0265 | 1260.6239 | 1592.3306 | 489.2256 | -1110.9026 | -1108.8179 | -1262.7941 | -2430.8934 | -566.6889 | -353.0912 | -8.2073 | -10.5357 | -21.9022 | -6.8907
2035 | 2638 | MW | 937.3889 | 1203.3228 | 1519.12 | 466.9881 | -999.8123 | -990.8585 | -1128.4543 | -2187.8041 | -502.2924 | -315.5283 | 8.2073 | 10.5357 | 0 | 0
2035 | 2639 | MW | 881.592 | 1131.6965 | 1445.9094 | 439.1912 | -860.9495 | -872.8992 | -994.1145 | -1883.9424 | -437.8959 | -277.9654 | 13.6789 | 17.5595 | 21.9022 | 1.7227
2035 | 2640 | MW | 814.6356 | 1045.7448 | 1336.0935 | 405.8349 | -749.8593 | -754.9398 | -859.7747 | -1640.853 | -373.4995 | -240.4025 | 13.6789 | 17.5595 | 21.9022 | 1.7227
2035 | 2641 | MW | 725.3605 | 931.1427 | 1189.6723 | 355.8004 | -666.5416 | -684.1642 | -779.1708 | -1458.536 | -334.8616 | -217.8648 | 10.9431 | 14.0476 | 0 | 3.4454
2035 | 2642 | MW | 624.9259 | 802.2152 | 1024.9484 | 311.3254 | -610.9964 | -636.9805 | -725.4349 | -1336.9914 | -321.9823 | -202.8396 | 10.9431 | 14.0476 | 0 | 3.4454
2035 | 2643 | MW | 546.8102 | 701.9383 | 878.5272 | 272.4097 | -610.9964 | -613.3886 | -698.567 | -1336.9914 | -309.103 | -195.327 | 8.2073 | 10.5357 | 0 | 3.4454
2035 | 2644 | MW | 479.8539 | 615.9867 | 768.7113 | 233.494 | -610.9964 | -613.3886 | -698.567 | -1336.9914 | -309.103 | -195.327 | 8.2073 | 10.5357 | 0 | 1.7227
2035 | 2645 | MW | 424.0569 | 544.3603 | 695.5007 | 205.6971 | -610.9964 | -589.7967 | -671.699 | -1336.9914 | -321.9823 | -187.8144 | 8.2073 | 10.5357 | 0 | 1.7227
2035 | 2646 | MW | 379.4193 | 487.0592 | 622.2901 | 183.4596 | -638.769 | -589.7967 | -671.699 | -1397.7637 | -347.7409 | -187.8144 | 8.2073 | 10.5357 | 0 | 1.7227
2035 | 2647 | MW | 334.7818 | 429.7582 | 549.0795 | 161.2221 | -749.8593 | -684.1642 | -779.1708 | -1640.853 | -399.2581 | -217.8648 | 8.2073 | 10.5357 | 21.9022 | 3.4454
2035 | 2648 | MW | 290.1442 | 372.4571 | 475.8689 | 144.5439 | -860.9495 | -754.9398 | -859.7747 | -1883.9424 | -450.7752 | -240.4025 | 8.2073 | 10.5357 | 21.9022 | 3.4454
2035 | 2649 | MW | 290.1442 | 372.4571 | 475.8689 | 138.9845 | -944.2672 | -849.3073 | -967.2466 | -2066.2594 | -476.5338 | -270.4528 | 10.9431 | 14.0476 | 43.8044 | 3.4454
2035 | 2650 | MW | 301.3036 | 386.7823 | 512.4742 | 144.5439 | -999.8123 | -920.0829 | -1047.8504 | -2187.8041 | -502.2924 | -292.9905 | 10.9431 | 14.0476 | 43.8044 | 3.4454
2035 | 2651 | MW | 357.1005 | 458.4087 | 585.6848 | 177.9002 | -1083.13 | -990.8585 | -1128.4543 | -2370.1211 | -515.1717 | -315.5283 | 10.9431 | 14.0476 | 43.8044 | 3.4454
2035 | 2652 | MW | 446.3757 | 573.0109 | 732.106 | 222.3753 | -1110.9026 | -1014.4504 | -1155.3223 | -2430.8934 | -515.1717 | -323.0408 | 10.9431 | 14.0476 | 43.8044 | 3.4454
2035 | 2653 | MW | 491.0132 | 630.312 | 805.3166 | 239.0534 | -1138.6752 | -1061.6341 | -1209.0582 | -2491.6657 | -515.1717 | -338.066 | 10.9431 | 14.0476 | 43.8044 | 3.4454
2035 | 2654 | MW | 524.4914 | 673.2878 | 860.2246 | 266.8503 | -1166.4477 | -1085.226 | -1235.9262 | -2552.4381 | -528.051 | -345.5786 | 10.9431 | 14.0476 | 43.8044 | 3.4454
2035 | 2655 | MW | 212.0284 | 272.1802 | 366.053 | 105.6283 | -1166.4477 | -1108.8179 | -1262.7941 | -2552.4381 | -528.051 | -353.0912 | 10.9431 | 14.0476 | 43.8044 | 1.7227
2035 | 2656 | MW | 234.3472 | 300.8307 | 384.3557 | 116.747 | -1166.4477 | -1108.8179 | -1262.7941 | -2552.4381 | -540.9303 | -353.0912 | 8.2073 | 10.5357 | 0 | 1.7227
2035 | 2657 | MW | 267.8254 | 343.8065 | 439.2636 | 133.4252 | -1166.4477 | -1132.4098 | -1289.6621 | -2552.4381 | -566.6889 | -360.6037 | -5.4716 | -7.0238 | -21.9022 | -5.168
2035 | 2658 | MW | 278.9848 | 358.1318 | 475.8689 | 133.4252 | -1138.6752 | -1085.226 | -1235.9262 | -2491.6657 | -553.8096 | -345.5786 | -5.4716 | -7.0238 | -21.9022 | -5.168
2035 | 2659 | MW | 290.1442 | 372.4571 | 475.8689 | 138.9845 | -1138.6752 | -1038.0423 | -1182.1902 | -2491.6657 | -566.6889 | -330.5534 | -5.4716 | -7.0238 | -21.9022 | -5.168
2035 | 2660 | MW | 948.5483 | 1217.6481 | 1555.7253 | 478.1068 | -1138.6752 | -1108.8179 | -1262.7941 | -2491.6657 | -566.6889 | -353.0912 | -5.4716 | -7.0238 | -21.9022 | -5.168
2035 | 2661 | MW | 959.7077 | 1231.9734 | 1555.7253 | 478.1068 | -1110.9026 | -1108.8179 | -1262.7941 | -2430.8934 | -553.8096 | -353.0912 | -5.4716 | -7.0238 | -21.9022 | -6.8907
2035 | 2662 | MW | 937.3889 | 1203.3228 | 1519.12 | 466.9881 | -999.8123 | -990.8585 | -1128.4543 | -2187.8041 | -502.2924 | -315.5283 | 10.9431 | 14.0476 | 21.9022 | 0
2035 | 2663 | MW | 903.9107 | 1160.347 | 1464.212 | 450.3099 | -860.9495 | -872.8992 | -994.1145 | -1883.9424 | -425.0166 | -277.9654 | 16.4147 | 21.0714 | 21.9022 | 1.7227
2035 | 2664 | MW | 836.9544 | 1074.3954 | 1372.6988 | 416.9536 | -722.0867 | -754.9398 | -859.7747 | -1580.0807 | -360.6202 | -240.4025 | 13.6789 | 17.5595 | 21.9022 | 1.7227
2035 | 2665 | MW | 747.6793 | 959.7932 | 1226.2776 | 378.038 | -694.3141 | -707.7561 | -806.0388 | -1519.3084 | -347.7409 | -225.3773 | 8.2073 | 10.5357 | 0 | 3.4454
2035 | 2666 | MW | 658.4041 | 845.191 | 1061.5537 | 328.0035 | -638.769 | -660.5724 | -752.3029 | -1397.7637 | -334.8616 | -210.3522 | 8.2073 | 10.5357 | 0 | 3.4454
2035 | 2667 | MW | 580.2884 | 744.9141 | 933.4352 | 289.0879 | -638.769 | -636.9805 | -725.4349 | -1397.7637 | -321.9823 | -202.8396 | 5.4716 | 7.0238 | 0 | 3.4454
2035 | 2668 | MW | 502.1726 | 644.6372 | 823.6193 | 255.7316 | -638.769 | -660.5724 | -752.3029 | -1397.7637 | -321.9823 | -210.3522 | 5.4716 | 7.0238 | 0 | 1.7227
2035 | 2669 | MW | 446.3757 | 573.0109 | 732.106 | 222.3753 | -666.5416 | -660.5724 | -752.3029 | -1458.536 | -347.7409 | -210.3522 | 5.4716 | 7.0238 | 0 | 1.7227
2035 | 2670 | MW | 379.4193 | 487.0592 | 622.2901 | 189.019 | -749.8593 | -684.1642 | -779.1708 | -1640.853 | -412.1373 | -217.8648 | 5.4716 | 7.0238 | 0 | 1.7227
2035 | 2671 | MW | 312.463 | 401.1076 | 530.7769 | 150.1033 | -972.0398 | -896.4911 | -1020.9825 | -2127.0317 | -515.1717 | -285.478 | 5.4716 | 7.0238 | 0 | 3.4454
2035 | 2672 | MW | 278.9848 | 358.1318 | 457.5663 | 144.5439 | -1221.9929 | -1108.8179 | -1262.7941 | -2673.9827 | -605.3267 | -353.0912 | 8.2073 | 10.5357 | 0 | 3.4454
2035 | 2673 | MW | 256.666 | 329.4812 | 420.961 | 138.9845 | -1444.1734 | -1297.5528 | -1477.7378 | -3160.1614 | -669.7232 | -413.1918 | 8.2073 | 10.5357 | 43.8044 | 3.4454
2035 | 2674 | MW | 256.666 | 329.4812 | 420.961 | 133.4252 | -1610.8088 | -1415.5122 | -1612.0776 | -3524.7954 | -708.3611 | -450.7547 | 8.2073 | 10.5357 | 43.8044 | 3.4454
2035 | 2675 | MW | 256.666 | 329.4812 | 420.961 | 133.4252 | -1749.6716 | -1533.4715 | -1746.4174 | -3828.6571 | -746.9989 | -488.3176 | 8.2073 | 10.5357 | 43.8044 | 3.4454
2035 | 2676 | MW | 301.3036 | 386.7823 | 494.1716 | 150.1033 | -1832.9893 | -1580.6553 | -1800.1533 | -4010.9741 | -759.8782 | -503.3427 | 8.2073 | 10.5357 | 43.8044 | 3.4454
2035 | 2677 | MW | 334.7818 | 429.7582 | 549.0795 | 172.3408 | -1860.7618 | -1627.839 | -1853.8893 | -4071.7464 | -759.8782 | -518.3679 | 8.2073 | 10.5357 | 43.8044 | 3.4454
2035 | 2678 | MW | 379.4193 | 487.0592 | 622.2901 | 189.019 | -1888.5344 | -1675.0228 | -1907.6252 | -4132.5188 | -772.7575 | -533.393 | 8.2073 | 10.5357 | 43.8044 | 3.4454
2035 | 2679 | MW | 457.5351 | 587.3361 | 750.4087 | 239.0534 | -1860.7618 | -1651.4309 | -1880.7572 | -4071.7464 | -772.7575 | -525.8804 | 8.2073 | 10.5357 | 43.8044 | 1.7227
2035 | 2680 | MW | 245.5066 | 315.156 | 402.6583 | 127.8658 | -1832.9893 | -1627.839 | -1853.8893 | -4010.9741 | -785.6368 | -518.3679 | 5.4716 | 7.0238 | 0 | 1.7227
2035 | 2681 | MW | 312.463 | 401.1076 | 512.4742 | 161.2221 | -1777.4442 | -1557.0634 | -1773.2854 | -3889.4294 | -772.7575 | -495.8301 | -10.9431 | -14.0476 | -21.9022 | -5.168
2035 | 2682 | MW | 357.1005 | 458.4087 | 585.6848 | 183.4596 | -1638.5813 | -1415.5122 | -1612.0776 | -3585.5677 | -734.1197 | -450.7547 | -10.9431 | -14.0476 | -21.9022 | -5.168
2035 | 2683 | MW | 390.5787 | 501.3845 | 640.5928 | 194.5784 | -1471.9459 | -1250.3691 | -1424.0019 | -3220.9337 | -682.6025 | -398.1666 | -10.9431 | -14.0476 | -21.9022 | -5.168
2035 | 2684 | MW | 379.4193 | 487.0592 | 622.2901 | 189.019 | -1388.6282 | -1273.961 | -1450.8698 | -3038.6167 | -656.8439 | -405.6792 | -13.6789 | -17.5595 | -21.9022 | -5.168
2035 | 2685 | MW | 1104.7798 | 1418.2019 | 1811.9624 | 550.3788 | -1277.538 | -1203.1854 | -1370.266 | -2795.5274 | -618.206 | -383.1415 | -13.6789 | -17.5595 | -21.9022 | -6.8907
2035 | 2686 | MW | 1104.7798 | 1418.2019 | 1811.9624 | 550.3788 | -1110.9026 | -1085.226 | -1235.9262 | -2430.8934 | -540.9303 | -345.5786 | 8.2073 | 10.5357 | 21.9022 | 0
2035 | 2687 | MW | 1048.9828 | 1346.5755 | 1720.4491 | 522.5819 | -944.2672 | -943.6748 | -1074.7184 | -2066.2594 | -463.6545 | -300.5031 | 10.9431 | 14.0476 | 21.9022 | 1.7227
2035 | 2688 | MW | 970.8671 | 1246.2986 | 1592.3306 | 483.6662 | -805.4044 | -802.1236 | -913.5106 | -1762.3977 | -399.2581 | -255.4276 | 10.9431 | 14.0476 | 0 | 1.7227
2035 | 2689 | MW | 881.592 | 1131.6965 | 1445.9094 | 439.1912 | -694.3141 | -707.7561 | -806.0388 | -1519.3084 | -347.7409 | -225.3773 | 10.9431 | 14.0476 | 0 | 3.4454
2035 | 2690 | MW | 781.1574 | 1002.769 | 1281.1855 | 383.5973 | -666.5416 | -684.1642 | -779.1708 | -1458.536 | -334.8616 | -217.8648 | 8.2073 | 10.5357 | 0 | 3.4454
2035 | 2691 | MW | 669.5635 | 859.5163 | 1098.159 | 322.4441 | -638.769 | -660.5724 | -752.3029 | -1397.7637 | -321.9823 | -210.3522 | 8.2073 | 10.5357 | 0 | 1.7227
2035 | 2692 | MW | 557.9696 | 716.2636 | 915.1325 | 272.4097 | -638.769 | -660.5724 | -752.3029 | -1397.7637 | -334.8616 | -210.3522 | 5.4716 | 7.0238 | 0 | 1.7227
2035 | 2693 | MW | 468.6945 | 601.6614 | 787.014 | 227.9347 | -694.3141 | -660.5724 | -752.3029 | -1519.3084 | -347.7409 | -210.3522 | 5.4716 | 7.0238 | 0 | 1.7227
2035 | 2694 | MW | 379.4193 | 487.0592 | 640.5928 | 183.4596 | -777.6318 | -707.7561 | -806.0388 | -1701.6254 | -412.1373 | -225.3773 | 5.4716 | 7.0238 | 0 | 1.7227
2035 | 2695 | MW | 301.3036 | 386.7823 | 512.4742 | 144.5439 | -999.8123 | -920.0829 | -1047.8504 | -2187.8041 | -515.1717 | -292.9905 | 5.4716 | 7.0238 | 0 | 1.7227
2035 | 2696 | MW | 267.8254 | 343.8065 | 457.5663 | 138.9845 | -1249.7654 | -1132.4098 | -1289.6621 | -2734.7551 | -605.3267 | -360.6037 | 8.2073 | 10.5357 | 0 | 1.7227
2035 | 2697 | MW | 234.3472 | 300.8307 | 384.3557 | 122.3064 | -1471.9459 | -1297.5528 | -1477.7378 | -3220.9337 | -682.6025 | -413.1918 | 8.2073 | 10.5357 | 43.8044 | 3.4454
2035 | 2698 | MW | 223.1878 | 286.5054 | 366.053 | 116.747 | -1638.5813 | -1415.5122 | -1612.0776 | -3585.5677 | -734.1197 | -450.7547 | 8.2073 | 10.5357 | 43.8044 | 3.4454
2035 | 2699 | MW | 234.3472 | 300.8307 | 384.3557 | 122.3064 | -1749.6716 | -1509.8797 | -1719.5494 | -3828.6571 | -772.7575 | -480.805 | 8.2073 | 10.5357 | 43.8044 | 3.4454
2035 | 2700 | MW | 290.1442 | 372.4571 | 457.5663 | 150.1033 | -1832.9893 | -1533.4715 | -1746.4174 | -4010.9741 | -798.5161 | -488.3176 | 8.2073 | 10.5357 | 43.8044 | 3.4454
2035 | 2701 | MW | 323.6224 | 415.4329 | 530.7769 | 161.2221 | -1832.9893 | -1557.0634 | -1773.2854 | -4010.9741 | -798.5161 | -495.8301 | 8.2073 | 10.5357 | 43.8044 | 3.4454
2035 | 2702 | MW | 357.1005 | 458.4087 | 585.6848 | 183.4596 | -1860.7618 | -1580.6553 | -1800.1533 | -4071.7464 | -798.5161 | -503.3427 | 8.2073 | 10.5357 | 65.7066 | 3.4454
2035 | 2703 | MW | 446.3757 | 573.0109 | 713.8034 | 227.9347 | -1832.9893 | -1580.6553 | -1800.1533 | -4010.9741 | -811.3954 | -503.3427 | 8.2073 | 10.5357 | 65.7066 | 1.7227
2035 | 2704 | MW | 245.5066 | 315.156 | 402.6583 | 122.3064 | -1805.2167 | -1557.0634 | -1773.2854 | -3950.2018 | -811.3954 | -495.8301 | 5.4716 | 7.0238 | 0 | 1.7227
2035 | 2705 | MW | 312.463 | 401.1076 | 512.4742 | 155.6627 | -1721.899 | -1509.8797 | -1719.5494 | -3767.8848 | -798.5161 | -480.805 | -10.9431 | -14.0476 | -43.8044 | -5.168
2035 | 2706 | MW | 357.1005 | 458.4087 | 585.6848 | 183.4596 | -1583.0362 | -1391.9203 | -1585.2096 | -3464.0231 | -746.9989 | -443.2421 | -10.9431 | -14.0476 | -43.8044 | -6.8907
2035 | 2707 | MW | 390.5787 | 501.3845 | 640.5928 | 194.5784 | -1416.4008 | -1226.7772 | -1397.1339 | -3099.3891 | -695.4818 | -390.654 | -10.9431 | -14.0476 | -43.8044 | -6.8907
2035 | 2708 | MW | 390.5787 | 501.3845 | 640.5928 | 189.019 | -1333.0831 | -1250.3691 | -1424.0019 | -2917.0721 | -656.8439 | -398.1666 | -13.6789 | -17.5595 | -43.8044 | -6.8907
2035 | 2709 | MW | 1082.461 | 1389.5514 | 1775.3571 | 544.8194 | -1249.7654 | -1203.1854 | -1370.266 | -2734.7551 | -618.206 | -383.1415 | -13.6789 | -17.5595 | -43.8044 | -6.8907
2035 | 2710 | MW | 1082.461 | 1389.5514 | 1757.0544 | 544.8194 | -1110.9026 | -1085.226 | -1235.9262 | -2430.8934 | -540.9303 | -345.5786 | 8.2073 | 10.5357 | 21.9022 | 0
2035 | 2711 | MW | 1026.6641 | 1317.925 | 1665.5412 | 511.4631 | -944.2672 | -943.6748 | -1074.7184 | -2066.2594 | -463.6545 | -300.5031 | 13.6789 | 17.5595 | 21.9022 | 1.7227
2035 | 2712 | MW | 948.5483 | 1217.6481 | 1537.4226 | 466.9881 | -805.4044 | -825.7154 | -940.3786 | -1762.3977 | -399.2581 | -262.9402 | 13.6789 | 17.5595 | 0 | 1.7227
2035 | 2713 | MW | 848.1138 | 1088.7206 | 1391.0014 | 422.513 | -694.3141 | -731.348 | -832.9068 | -1519.3084 | -347.7409 | -232.8899 | 10.9431 | 14.0476 | 0 | 3.4454
2035 | 2714 | MW | 736.5199 | 945.4679 | 1207.9749 | 361.3598 | -666.5416 | -684.1642 | -779.1708 | -1458.536 | -321.9823 | -217.8648 | 8.2073 | 10.5357 | 0 | 1.7227
2035 | 2715 | MW | 624.9259 | 802.2152 | 1024.9484 | 300.2066 | -638.769 | -660.5724 | -752.3029 | -1397.7637 | -321.9823 | -210.3522 | 8.2073 | 10.5357 | 0 | 1.7227
2035 | 2716 | MW | 524.4914 | 673.2878 | 860.2246 | 250.1722 | -666.5416 | -660.5724 | -752.3029 | -1458.536 | -321.9823 | -210.3522 | 5.4716 | 7.0238 | 0 | 1.7227
2035 | 2717 | MW | 424.0569 | 544.3603 | 713.8034 | 205.6971 | -694.3141 | -660.5724 | -752.3029 | -1519.3084 | -347.7409 | -210.3522 | 5.4716 | 7.0238 | 0 | 1.7227
2035 | 2718 | MW | 345.9411 | 444.0834 | 567.3822 | 172.3408 | -777.6318 | -707.7561 | -806.0388 | -1701.6254 | -412.1373 | -225.3773 | 5.4716 | 7.0238 | 0 | 1.7227
2035 | 2719 | MW | 278.9848 | 358.1318 | 457.5663 | 133.4252 | -999.8123 | -920.0829 | -1047.8504 | -2187.8041 | -515.1717 | -292.9905 | 5.4716 | 7.0238 | 0 | 1.7227
2035 | 2720 | MW | 245.5066 | 315.156 | 420.961 | 127.8658 | -1249.7654 | -1132.4098 | -1289.6621 | -2734.7551 | -618.206 | -360.6037 | 8.2073 | 10.5357 | 0 | 1.7227
2035 | 2721 | MW | 223.1878 | 286.5054 | 366.053 | 122.3064 | -1444.1734 | -1297.5528 | -1477.7378 | -3160.1614 | -695.4818 | -413.1918 | 8.2073 | 10.5357 | 43.8044 | 3.4454
2035 | 2722 | MW | 212.0284 | 272.1802 | 347.7504 | 116.747 | -1583.0362 | -1415.5122 | -1612.0776 | -3464.0231 | -746.9989 | -450.7547 | 8.2073 | 10.5357 | 43.8044 | 3.4454
2035 | 2723 | MW | 223.1878 | 286.5054 | 366.053 | 122.3064 | -1694.1265 | -1509.8797 | -1719.5494 | -3707.1124 | -811.3954 | -480.805 | 8.2073 | 10.5357 | 43.8044 | 3.4454
2035 | 2724 | MW | 267.8254 | 343.8065 | 439.2636 | 144.5439 | -1777.4442 | -1557.0634 | -1773.2854 | -3889.4294 | -850.0333 | -495.8301 | 8.2073 | 10.5357 | 43.8044 | 3.4454
2035 | 2725 | MW | 312.463 | 401.1076 | 512.4742 | 161.2221 | -1832.9893 | -1580.6553 | -1800.1533 | -4010.9741 | -862.9126 | -503.3427 | 8.2073 | 10.5357 | 65.7066 | 3.4454
2035 | 2726 | MW | 357.1005 | 458.4087 | 567.3822 | 183.4596 | -1860.7618 | -1627.839 | -1853.8893 | -4071.7464 | -875.7919 | -518.3679 | 8.2073 | 10.5357 | 65.7066 | 3.4454
2035 | 2727 | MW | 435.2163 | 558.6856 | 695.5007 | 227.9347 | -1860.7618 | -1627.839 | -1853.8893 | -4071.7464 | -888.6712 | -518.3679 | 8.2073 | 10.5357 | 65.7066 | 0
2035 | 2728 | MW | 245.5066 | 315.156 | 402.6583 | 127.8658 | -1832.9893 | -1604.2472 | -1827.0213 | -4010.9741 | -888.6712 | -510.8553 | 5.4716 | 7.0238 | 0 | 0
2035 | 2729 | MW | 312.463 | 401.1076 | 512.4742 | 155.6627 | -1777.4442 | -1580.6553 | -1800.1533 | -3889.4294 | -862.9126 | -503.3427 | -10.9431 | -14.0476 | -43.8044 | -6.8907
2035 | 2730 | MW | 357.1005 | 458.4087 | 585.6848 | 183.4596 | -1610.8088 | -1462.6959 | -1665.8135 | -3524.7954 | -798.5161 | -465.7798 | -10.9431 | -14.0476 | -43.8044 | -8.6134
2035 | 2731 | MW | 390.5787 | 501.3845 | 640.5928 | 194.5784 | -1444.1734 | -1297.5528 | -1477.7378 | -3160.1614 | -721.2404 | -413.1918 | -13.6789 | -17.5595 | -43.8044 | -8.6134
2035 | 2732 | MW | 390.5787 | 501.3845 | 640.5928 | 194.5784 | -1360.8557 | -1297.5528 | -1477.7378 | -2977.8444 | -669.7232 | -413.1918 | -13.6789 | -17.5595 | -43.8044 | -8.6134
2035 | 2733 | MW | 1082.461 | 1389.5514 | 1757.0544 | 539.26 | -1249.7654 | -1226.7772 | -1397.1339 | -2734.7551 | -631.0853 | -390.654 | -13.6789 | -17.5595 | -43.8044 | -8.6134
2035 | 2734 | MW | 1082.461 | 1389.5514 | 1757.0544 | 539.26 | -1110.9026 | -1108.8179 | -1262.7941 | -2430.8934 | -553.8096 | -353.0912 | 8.2073 | 10.5357 | 21.9022 | -1.7227
2035 | 2735 | MW | 1026.6641 | 1317.925 | 1665.5412 | 505.9038 | -944.2672 | -943.6748 | -1074.7184 | -2066.2594 | -463.6545 | -300.5031 | 13.6789 | 17.5595 | 21.9022 | 0
2035 | 2736 | MW | 937.3889 | 1203.3228 | 1519.12 | 466.9881 | -805.4044 | -825.7154 | -940.3786 | -1762.3977 | -399.2581 | -262.9402 | 13.6789 | 17.5595 | 21.9022 | 0
2035 | 2737 | MW | 836.9544 | 1074.3954 | 1372.6988 | 416.9536 | -694.3141 | -731.348 | -832.9068 | -1519.3084 | -347.7409 | -232.8899 | 8.2073 | 10.5357 | 0 | 3.4454
2035 | 2738 | MW | 725.3605 | 931.1427 | 1189.6723 | 355.8004 | -666.5416 | -684.1642 | -779.1708 | -1458.536 | -334.8616 | -217.8648 | 8.2073 | 10.5357 | 0 | 3.4454
2035 | 2739 | MW | 613.7666 | 787.8899 | 1006.6458 | 294.6472 | -638.769 | -684.1642 | -779.1708 | -1397.7637 | -321.9823 | -217.8648 | 5.4716 | 7.0238 | 0 | 1.7227
2035 | 2740 | MW | 502.1726 | 644.6372 | 823.6193 | 244.6128 | -666.5416 | -684.1642 | -779.1708 | -1458.536 | -334.8616 | -217.8648 | 5.4716 | 7.0238 | 0 | 1.7227
2035 | 2741 | MW | 412.8975 | 530.0351 | 677.1981 | 200.1377 | -694.3141 | -660.5724 | -752.3029 | -1519.3084 | -347.7409 | -210.3522 | 5.4716 | 7.0238 | 0 | 1.7227
2035 | 2742 | MW | 334.7818 | 429.7582 | 549.0795 | 166.7815 | -777.6318 | -707.7561 | -806.0388 | -1701.6254 | -412.1373 | -225.3773 | 5.4716 | 7.0238 | 0 | 1.7227
2035 | 2743 | MW | 267.8254 | 343.8065 | 439.2636 | 127.8658 | -999.8123 | -920.0829 | -1047.8504 | -2187.8041 | -515.1717 | -292.9905 | 5.4716 | 7.0238 | 0 | 1.7227
2035 | 2744 | MW | 245.5066 | 315.156 | 402.6583 | 127.8658 | -1249.7654 | -1132.4098 | -1289.6621 | -2734.7551 | -631.0853 | -360.6037 | 8.2073 | 10.5357 | 0 | 3.4454
2035 | 2745 | MW | 223.1878 | 286.5054 | 366.053 | 122.3064 | -1444.1734 | -1321.1447 | -1504.6058 | -3160.1614 | -734.1197 | -420.7044 | 8.2073 | 10.5357 | 43.8044 | 3.4454
2035 | 2746 | MW | 212.0284 | 272.1802 | 329.4477 | 116.747 | -1610.8088 | -1439.1041 | -1638.9456 | -3524.7954 | -798.5161 | -458.2672 | 8.2073 | 10.5357 | 43.8044 | 3.4454
2035 | 2747 | MW | 223.1878 | 286.5054 | 347.7504 | 116.747 | -1749.6716 | -1557.0634 | -1773.2854 | -3828.6571 | -862.9126 | -495.8301 | 8.2073 | 10.5357 | 43.8044 | 3.4454
2035 | 2748 | MW | 267.8254 | 343.8065 | 439.2636 | 138.9845 | -1805.2167 | -1604.2472 | -1827.0213 | -3950.2018 | -888.6712 | -510.8553 | 8.2073 | 10.5357 | 43.8044 | 3.4454
2035 | 2749 | MW | 312.463 | 401.1076 | 512.4742 | 161.2221 | -1860.7618 | -1675.0228 | -1907.6252 | -4071.7464 | -914.4297 | -533.393 | 8.2073 | 10.5357 | 65.7066 | 3.4454
2035 | 2750 | MW | 357.1005 | 458.4087 | 585.6848 | 183.4596 | -1916.307 | -1722.2065 | -1961.3611 | -4193.2911 | -914.4297 | -548.4182 | 8.2073 | 10.5357 | 65.7066 | 3.4454
2035 | 2751 | MW | 435.2163 | 558.6856 | 713.8034 | 227.9347 | -1916.307 | -1745.7984 | -1988.2291 | -4193.2911 | -914.4297 | -555.9308 | 8.2073 | 10.5357 | 65.7066 | 0
2035 | 2752 | MW | 256.666 | 329.4812 | 420.961 | 127.8658 | -1888.5344 | -1722.2065 | -1961.3611 | -4132.5188 | -914.4297 | -548.4182 | 5.4716 | 7.0238 | 0 | 0
2035 | 2753 | MW | 312.463 | 401.1076 | 512.4742 | 161.2221 | -1832.9893 | -1675.0228 | -1907.6252 | -4010.9741 | -901.5504 | -533.393 | -8.2073 | -10.5357 | -43.8044 | -6.8907
2035 | 2754 | MW | 368.2599 | 472.734 | 585.6848 | 183.4596 | -1666.3539 | -1557.0634 | -1773.2854 | -3646.3401 | -837.154 | -495.8301 | -8.2073 | -10.5357 | -43.8044 | -8.6134
2035 | 2755 | MW | 401.7381 | 515.7098 | 640.5928 | 200.1377 | -1471.9459 | -1368.3285 | -1558.3417 | -3220.9337 | -746.9989 | -435.7295 | -10.9431 | -14.0476 | -43.8044 | -8.6134
2035 | 2756 | MW | 390.5787 | 501.3845 | 640.5928 | 194.5784 | -1388.6282 | -1344.7366 | -1531.4737 | -3038.6167 | -682.6025 | -428.2169 | -10.9431 | -14.0476 | -43.8044 | -8.6134
2035 | 2757 | MW | 1082.461 | 1389.5514 | 1757.0544 | 544.8194 | -1277.538 | -1250.3691 | -1424.0019 | -2795.5274 | -631.0853 | -398.1666 | -10.9431 | -14.0476 | -43.8044 | -8.6134
2035 | 2758 | MW | 1082.461 | 1389.5514 | 1757.0544 | 544.8194 | -1110.9026 | -1132.4098 | -1289.6621 | -2430.8934 | -553.8096 | -360.6037 | 8.2073 | 10.5357 | 21.9022 | -1.7227
2035 | 2759 | MW | 1015.5047 | 1303.5997 | 1647.2385 | 511.4631 | -944.2672 | -967.2667 | -1101.5864 | -2066.2594 | -476.5338 | -308.0157 | 10.9431 | 14.0476 | 21.9022 | 0
2035 | 2760 | MW | 937.3889 | 1203.3228 | 1519.12 | 466.9881 | -805.4044 | -825.7154 | -940.3786 | -1762.3977 | -399.2581 | -262.9402 | 10.9431 | 14.0476 | 21.9022 | 0
2035 | 2761 | MW | 836.9544 | 1074.3954 | 1372.6988 | 422.513 | -694.3141 | -731.348 | -832.9068 | -1519.3084 | -347.7409 | -232.8899 | 10.9431 | 14.0476 | 0 | 3.4454
2035 | 2762 | MW | 725.3605 | 931.1427 | 1189.6723 | 361.3598 | -666.5416 | -684.1642 | -779.1708 | -1458.536 | -334.8616 | -217.8648 | 8.2073 | 10.5357 | 0 | 3.4454
2035 | 2763 | MW | 602.6072 | 773.5647 | 988.3431 | 300.2066 | -638.769 | -684.1642 | -779.1708 | -1397.7637 | -321.9823 | -217.8648 | 8.2073 | 10.5357 | 0 | 3.4454
2035 | 2764 | MW | 502.1726 | 644.6372 | 823.6193 | 244.6128 | -666.5416 | -684.1642 | -779.1708 | -1458.536 | -334.8616 | -217.8648 | 5.4716 | 7.0238 | 0 | 3.4454
2035 | 2765 | MW | 412.8975 | 530.0351 | 677.1981 | 200.1377 | -694.3141 | -660.5724 | -752.3029 | -1519.3084 | -347.7409 | -210.3522 | 5.4716 | 7.0238 | 0 | 1.7227
2035 | 2766 | MW | 334.7818 | 429.7582 | 549.0795 | 161.2221 | -777.6318 | -707.7561 | -806.0388 | -1701.6254 | -412.1373 | -225.3773 | 5.4716 | 7.0238 | 0 | 1.7227
2035 | 2767 | MW | 256.666 | 329.4812 | 439.2636 | 127.8658 | -999.8123 | -920.0829 | -1047.8504 | -2187.8041 | -515.1717 | -292.9905 | 5.4716 | 7.0238 | 0 | 1.7227
2035 | 2768 | MW | 234.3472 | 300.8307 | 402.6583 | 127.8658 | -1249.7654 | -1132.4098 | -1289.6621 | -2734.7551 | -631.0853 | -360.6037 | 8.2073 | 10.5357 | 0 | 3.4454
2035 | 2769 | MW | 212.0284 | 272.1802 | 347.7504 | 116.747 | -1471.9459 | -1321.1447 | -1504.6058 | -3220.9337 | -734.1197 | -420.7044 | 8.2073 | 10.5357 | 43.8044 | 3.4454
2035 | 2770 | MW | 212.0284 | 272.1802 | 329.4477 | 111.1876 | -1638.5813 | -1462.6959 | -1665.8135 | -3585.5677 | -824.2747 | -465.7798 | 8.2073 | 10.5357 | 43.8044 | 3.4454
2035 | 2771 | MW | 223.1878 | 286.5054 | 347.7504 | 116.747 | -1805.2167 | -1627.839 | -1853.8893 | -3950.2018 | -888.6712 | -518.3679 | 8.2073 | 10.5357 | 43.8044 | 5.168
2035 | 2772 | MW | 267.8254 | 343.8065 | 439.2636 | 138.9845 | -1888.5344 | -1698.6146 | -1934.4931 | -4132.5188 | -927.309 | -540.9056 | 8.2073 | 10.5357 | 43.8044 | 5.168
2035 | 2773 | MW | 312.463 | 401.1076 | 494.1716 | 161.2221 | -1916.307 | -1769.3902 | -2015.097 | -4193.2911 | -940.1883 | -563.4433 | 8.2073 | 10.5357 | 43.8044 | 5.168
2035 | 2774 | MW | 357.1005 | 458.4087 | 585.6848 | 177.9002 | -1971.8521 | -1816.574 | -2068.8329 | -4314.8358 | -953.0676 | -578.4685 | 8.2073 | 10.5357 | 43.8044 | 5.168
2035 | 2775 | MW | 446.3757 | 573.0109 | 713.8034 | 233.494 | -1971.8521 | -1816.574 | -2068.8329 | -4314.8358 | -965.9469 | -578.4685 | 8.2073 | 10.5357 | 43.8044 | 1.7227
2035 | 2776 | MW | 245.5066 | 315.156 | 402.6583 | 127.8658 | -1944.0795 | -1792.9821 | -2041.965 | -4254.0634 | -978.8262 | -570.9559 | 5.4716 | 7.0238 | 0 | 1.7227
2035 | 2777 | MW | 312.463 | 401.1076 | 512.4742 | 161.2221 | -1860.7618 | -1769.3902 | -2015.097 | -4071.7464 | -965.9469 | -563.4433 | -8.2073 | -10.5357 | -21.9022 | -5.168
2035 | 2778 | MW | 368.2599 | 472.734 | 585.6848 | 189.019 | -1694.1265 | -1604.2472 | -1827.0213 | -3707.1124 | -888.6712 | -510.8553 | -8.2073 | -10.5357 | -21.9022 | -5.168
2035 | 2779 | MW | 401.7381 | 515.7098 | 640.5928 | 200.1377 | -1499.7185 | -1368.3285 | -1558.3417 | -3281.7061 | -785.6368 | -435.7295 | -8.2073 | -10.5357 | -21.9022 | -5.168
2035 | 2780 | MW | 390.5787 | 501.3845 | 640.5928 | 194.5784 | -1416.4008 | -1321.1447 | -1504.6058 | -3099.3891 | -708.3611 | -420.7044 | -8.2073 | -10.5357 | -21.9022 | -5.168
2035 | 2781 | MW | 1082.461 | 1389.5514 | 1757.0544 | 544.8194 | -1277.538 | -1226.7772 | -1397.1339 | -2795.5274 | -656.8439 | -390.654 | -8.2073 | -10.5357 | -21.9022 | -6.8907
2035 | 2782 | MW | 1082.461 | 1389.5514 | 1757.0544 | 539.26 | -1138.6752 | -1108.8179 | -1262.7941 | -2491.6657 | -579.5681 | -353.0912 | 8.2073 | 10.5357 | 21.9022 | 0
2035 | 2783 | MW | 1015.5047 | 1303.5997 | 1665.5412 | 505.9038 | -944.2672 | -967.2667 | -1101.5864 | -2066.2594 | -489.4131 | -308.0157 | 10.9431 | 14.0476 | 21.9022 | 1.7227
2035 | 2784 | MW | 937.3889 | 1203.3228 | 1519.12 | 466.9881 | -805.4044 | -825.7154 | -940.3786 | -1762.3977 | -412.1373 | -262.9402 | 10.9431 | 14.0476 | 21.9022 | 1.7227
2035 | 2785 | MW | 848.1138 | 1088.7206 | 1372.6988 | 416.9536 | -666.5416 | -707.7561 | -806.0388 | -1458.536 | -334.8616 | -225.3773 | 10.9431 | 14.0476 | 0 | 3.4454
2035 | 2786 | MW | 725.3605 | 931.1427 | 1189.6723 | 355.8004 | -610.9964 | -660.5724 | -752.3029 | -1336.9914 | -309.103 | -210.3522 | 8.2073 | 10.5357 | 0 | 3.4454
2035 | 2787 | MW | 613.7666 | 787.8899 | 988.3431 | 300.2066 | -610.9964 | -660.5724 | -752.3029 | -1336.9914 | -309.103 | -210.3522 | 8.2073 | 10.5357 | 0 | 3.4454
2035 | 2788 | MW | 502.1726 | 644.6372 | 823.6193 | 244.6128 | -610.9964 | -660.5724 | -752.3029 | -1336.9914 | -309.103 | -210.3522 | 8.2073 | 10.5357 | 0 | 1.7227
2035 | 2789 | MW | 424.0569 | 544.3603 | 695.5007 | 211.2565 | -638.769 | -613.3886 | -698.567 | -1397.7637 | -321.9823 | -195.327 | 8.2073 | 10.5357 | 0 | 1.7227
2035 | 2790 | MW | 368.2599 | 472.734 | 603.9875 | 183.4596 | -666.5416 | -636.9805 | -725.4349 | -1458.536 | -360.6202 | -202.8396 | 8.2073 | 10.5357 | 0 | 1.7227
2035 | 2791 | MW | 323.6224 | 415.4329 | 512.4742 | 166.7815 | -805.4044 | -754.9398 | -859.7747 | -1762.3977 | -425.0166 | -240.4025 | 8.2073 | 10.5357 | 0 | 3.4454
2035 | 2792 | MW | 290.1442 | 372.4571 | 475.8689 | 150.1033 | -972.0398 | -896.4911 | -1020.9825 | -2127.0317 | -502.2924 | -285.478 | 8.2073 | 10.5357 | 21.9022 | 3.4454
2035 | 2793 | MW | 267.8254 | 343.8065 | 439.2636 | 144.5439 | -1110.9026 | -1038.0423 | -1182.1902 | -2430.8934 | -566.6889 | -330.5534 | 10.9431 | 14.0476 | 43.8044 | 3.4454
2035 | 2794 | MW | 301.3036 | 386.7823 | 475.8689 | 155.6627 | -1194.2203 | -1132.4098 | -1289.6621 | -2613.2104 | -631.0853 | -360.6037 | 10.9431 | 14.0476 | 43.8044 | 3.4454
2035 | 2795 | MW | 357.1005 | 458.4087 | 585.6848 | 177.9002 | -1277.538 | -1226.7772 | -1397.1339 | -2795.5274 | -669.7232 | -390.654 | 10.9431 | 14.0476 | 65.7066 | 3.4454
2035 | 2796 | MW | 435.2163 | 558.6856 | 713.8034 | 222.3753 | -1360.8557 | -1297.5528 | -1477.7378 | -2977.8444 | -695.4818 | -413.1918 | 10.9431 | 14.0476 | 65.7066 | 3.4454
2035 | 2797 | MW | 502.1726 | 644.6372 | 805.3166 | 255.7316 | -1416.4008 | -1368.3285 | -1558.3417 | -3099.3891 | -708.3611 | -435.7295 | 10.9431 | 14.0476 | 65.7066 | 3.4454
2035 | 2798 | MW | 546.8102 | 701.9383 | 878.5272 | 277.9691 | -1444.1734 | -1415.5122 | -1612.0776 | -3160.1614 | -721.2404 | -450.7547 | 10.9431 | 14.0476 | 65.7066 | 3.4454
2035 | 2799 | MW | 234.3472 | 300.8307 | 384.3557 | 116.747 | -1471.9459 | -1439.1041 | -1638.9456 | -3220.9337 | -734.1197 | -458.2672 | 10.9431 | 14.0476 | 65.7066 | 1.7227
2035 | 2800 | MW | 245.5066 | 315.156 | 402.6583 | 122.3064 | -1444.1734 | -1462.6959 | -1665.8135 | -3160.1614 | -734.1197 | -465.7798 | 8.2073 | 10.5357 | 0 | 1.7227
2035 | 2801 | MW | 267.8254 | 343.8065 | 439.2636 | 133.4252 | -1416.4008 | -1486.2878 | -1692.6815 | -3099.3891 | -734.1197 | -473.2924 | -5.4716 | -7.0238 | -21.9022 | -5.168
2035 | 2802 | MW | 290.1442 | 372.4571 | 457.5663 | 144.5439 | -1333.0831 | -1368.3285 | -1558.3417 | -2917.0721 | -695.4818 | -435.7295 | -5.4716 | -7.0238 | -21.9022 | -5.168
2035 | 2803 | MW | 301.3036 | 386.7823 | 494.1716 | 150.1033 | -1249.7654 | -1226.7772 | -1397.1339 | -2734.7551 | -643.9646 | -390.654 | -5.4716 | -7.0238 | -21.9022 | -5.168
2035 | 2804 | MW | 982.0265 | 1260.6239 | 1610.6332 | 483.6662 | -1221.9929 | -1226.7772 | -1397.1339 | -2673.9827 | -618.206 | -390.654 | -5.4716 | -7.0238 | -21.9022 | -5.168
2035 | 2805 | MW | 970.8671 | 1246.2986 | 1592.3306 | 478.1068 | -1166.4477 | -1179.5935 | -1343.398 | -2552.4381 | -579.5681 | -375.6289 | -5.4716 | -7.0238 | -21.9022 | -5.168
2035 | 2806 | MW | 926.2295 | 1188.9976 | 1519.12 | 461.4287 | -1027.5849 | -1038.0423 | -1182.1902 | -2248.5764 | -515.1717 | -330.5534 | 8.2073 | 10.5357 | 0 | 0
2035 | 2807 | MW | 892.7514 | 1146.0217 | 1464.212 | 444.7506 | -888.7221 | -920.0829 | -1047.8504 | -1944.7147 | -450.7752 | -292.9905 | 13.6789 | 17.5595 | 21.9022 | 1.7227
2035 | 2808 | MW | 836.9544 | 1074.3954 | 1372.6988 | 411.3943 | -749.8593 | -778.5317 | -886.6427 | -1640.853 | -373.4995 | -247.9151 | 13.6789 | 17.5595 | 21.9022 | 1.7227
2035 | 2809 | MW | 747.6793 | 959.7932 | 1226.2776 | 366.9192 | -666.5416 | -707.7561 | -806.0388 | -1458.536 | -334.8616 | -225.3773 | 10.9431 | 14.0476 | 0 | 3.4454
2035 | 2810 | MW | 658.4041 | 845.191 | 1061.5537 | 322.4441 | -610.9964 | -660.5724 | -752.3029 | -1336.9914 | -309.103 | -210.3522 | 10.9431 | 14.0476 | 0 | 3.4454
2035 | 2811 | MW | 569.129 | 730.5889 | 933.4352 | 277.9691 | -610.9964 | -636.9805 | -725.4349 | -1336.9914 | -309.103 | -202.8396 | 8.2073 | 10.5357 | 0 | 3.4454
2035 | 2812 | MW | 502.1726 | 644.6372 | 823.6193 | 244.6128 | -610.9964 | -636.9805 | -725.4349 | -1336.9914 | -309.103 | -202.8396 | 8.2073 | 10.5357 | 0 | 3.4454
2035 | 2813 | MW | 446.3757 | 573.0109 | 732.106 | 216.8159 | -610.9964 | -589.7967 | -671.699 | -1336.9914 | -321.9823 | -187.8144 | 8.2073 | 10.5357 | 0 | 1.7227
2035 | 2814 | MW | 390.5787 | 501.3845 | 658.8954 | 189.019 | -638.769 | -589.7967 | -671.699 | -1397.7637 | -347.7409 | -187.8144 | 8.2073 | 10.5357 | 0 | 1.7227
2035 | 2815 | MW | 357.1005 | 458.4087 | 585.6848 | 166.7815 | -722.0867 | -684.1642 | -779.1708 | -1580.0807 | -399.2581 | -217.8648 | 8.2073 | 10.5357 | 21.9022 | 3.4454
2035 | 2816 | MW | 312.463 | 401.1076 | 512.4742 | 150.1033 | -860.9495 | -778.5317 | -886.6427 | -1883.9424 | -450.7752 | -247.9151 | 8.2073 | 10.5357 | 21.9022 | 3.4454
2035 | 2817 | MW | 290.1442 | 372.4571 | 475.8689 | 144.5439 | -972.0398 | -872.8992 | -994.1145 | -2127.0317 | -502.2924 | -277.9654 | 8.2073 | 10.5357 | 43.8044 | 3.4454
2035 | 2818 | MW | 312.463 | 401.1076 | 530.7769 | 155.6627 | -1055.3575 | -967.2667 | -1101.5864 | -2309.3487 | -540.9303 | -308.0157 | 10.9431 | 14.0476 | 43.8044 | 3.4454
2035 | 2819 | MW | 357.1005 | 458.4087 | 585.6848 | 177.9002 | -1110.9026 | -1038.0423 | -1182.1902 | -2430.8934 | -566.6889 | -330.5534 | 10.9431 | 14.0476 | 43.8044 | 3.4454
2035 | 2820 | MW | 446.3757 | 573.0109 | 732.106 | 227.9347 | -1194.2203 | -1061.6341 | -1209.0582 | -2613.2104 | -592.4474 | -338.066 | 10.9431 | 14.0476 | 43.8044 | 3.4454
2035 | 2821 | MW | 502.1726 | 644.6372 | 805.3166 | 255.7316 | -1221.9929 | -1108.8179 | -1262.7941 | -2673.9827 | -605.3267 | -353.0912 | 10.9431 | 14.0476 | 43.8044 | 3.4454
2035 | 2822 | MW | 546.8102 | 701.9383 | 878.5272 | 277.9691 | -1249.7654 | -1156.0016 | -1316.53 | -2734.7551 | -605.3267 | -368.1163 | 10.9431 | 14.0476 | 43.8044 | 3.4454
2035 | 2823 | MW | 223.1878 | 286.5054 | 366.053 | 111.1876 | -1277.538 | -1179.5935 | -1343.398 | -2795.5274 | -631.0853 | -375.6289 | 10.9431 | 14.0476 | 43.8044 | 1.7227
2035 | 2824 | MW | 256.666 | 329.4812 | 420.961 | 122.3064 | -1305.3105 | -1226.7772 | -1397.1339 | -2856.2997 | -656.8439 | -390.654 | 8.2073 | 10.5357 | 0 | 1.7227
2035 | 2825 | MW | 290.1442 | 372.4571 | 475.8689 | 144.5439 | -1305.3105 | -1297.5528 | -1477.7378 | -2856.2997 | -682.6025 | -413.1918 | -5.4716 | -7.0238 | -21.9022 | -5.168
2035 | 2826 | MW | 312.463 | 401.1076 | 512.4742 | 150.1033 | -1277.538 | -1273.961 | -1450.8698 | -2795.5274 | -682.6025 | -405.6792 | -5.4716 | -7.0238 | -21.9022 | -5.168
2035 | 2827 | MW | 301.3036 | 386.7823 | 494.1716 | 144.5439 | -1221.9929 | -1203.1854 | -1370.266 | -2673.9827 | -656.8439 | -383.1415 | -5.4716 | -7.0238 | -21.9022 | -5.168
2035 | 2828 | MW | 970.8671 | 1246.2986 | 1592.3306 | 483.6662 | -1221.9929 | -1226.7772 | -1397.1339 | -2673.9827 | -618.206 | -390.654 | -5.4716 | -7.0238 | -21.9022 | -5.168
2035 | 2829 | MW | 970.8671 | 1246.2986 | 1592.3306 | 483.6662 | -1166.4477 | -1179.5935 | -1343.398 | -2552.4381 | -592.4474 | -375.6289 | -8.2073 | -10.5357 | -21.9022 | -5.168
2035 | 2830 | MW | 948.5483 | 1217.6481 | 1537.4226 | 472.5475 | -1027.5849 | -1061.6341 | -1209.0582 | -2248.5764 | -515.1717 | -338.066 | 10.9431 | 14.0476 | 21.9022 | 0
2035 | 2831 | MW | 903.9107 | 1160.347 | 1482.5147 | 455.8693 | -888.7221 | -920.0829 | -1047.8504 | -1944.7147 | -437.8959 | -292.9905 | 13.6789 | 17.5595 | 21.9022 | 1.7227
2035 | 2832 | MW | 747.6793 | 959.7932 | 1226.2776 | 378.038 | -722.0867 | -778.5317 | -886.6427 | -1580.0807 | -373.4995 | -247.9151 | 13.6789 | 17.5595 | 21.9022 | 1.7227
2035 | 2833 | MW | 658.4041 | 845.191 | 1079.8564 | 328.0035 | -694.3141 | -731.348 | -832.9068 | -1519.3084 | -347.7409 | -232.8899 | 10.9431 | 14.0476 | 21.9022 | 3.4454
2035 | 2834 | MW | 591.4478 | 759.2394 | 951.7378 | 294.6472 | -638.769 | -684.1642 | -779.1708 | -1397.7637 | -334.8616 | -217.8648 | 8.2073 | 10.5357 | 21.9022 | 3.4454
2035 | 2835 | MW | 502.1726 | 644.6372 | 823.6193 | 250.1722 | -638.769 | -660.5724 | -752.3029 | -1397.7637 | -321.9823 | -210.3522 | 8.2073 | 10.5357 | 0 | 3.4454
2035 | 2836 | MW | 435.2163 | 558.6856 | 713.8034 | 216.8159 | -638.769 | -660.5724 | -752.3029 | -1397.7637 | -334.8616 | -210.3522 | 5.4716 | 7.0238 | 0 | 1.7227
2035 | 2837 | MW | 379.4193 | 487.0592 | 622.2901 | 189.019 | -666.5416 | -636.9805 | -725.4349 | -1458.536 | -347.7409 | -202.8396 | 5.4716 | 7.0238 | 0 | 1.7227
2035 | 2838 | MW | 323.6224 | 415.4329 | 530.7769 | 161.2221 | -749.8593 | -707.7561 | -806.0388 | -1640.853 | -412.1373 | -225.3773 | 5.4716 | 7.0238 | 0 | 1.7227
2035 | 2839 | MW | 278.9848 | 358.1318 | 475.8689 | 138.9845 | -999.8123 | -896.4911 | -1020.9825 | -2187.8041 | -515.1717 | -285.478 | 5.4716 | 7.0238 | 21.9022 | 3.4454
2035 | 2840 | MW | 278.9848 | 358.1318 | 475.8689 | 127.8658 | -1249.7654 | -1156.0016 | -1316.53 | -2734.7551 | -631.0853 | -368.1163 | 5.4716 | 7.0238 | 21.9022 | 3.4454
2035 | 2841 | MW | 256.666 | 329.4812 | 439.2636 | 133.4252 | -1444.1734 | -1368.3285 | -1558.3417 | -3160.1614 | -734.1197 | -435.7295 | 8.2073 | 10.5357 | 43.8044 | 3.4454
2035 | 2842 | MW | 245.5066 | 315.156 | 402.6583 | 122.3064 | -1610.8088 | -1509.8797 | -1719.5494 | -3524.7954 | -811.3954 | -480.805 | 8.2073 | 10.5357 | 43.8044 | 3.4454
2035 | 2843 | MW | 245.5066 | 315.156 | 402.6583 | 122.3064 | -1749.6716 | -1651.4309 | -1880.7572 | -3828.6571 | -875.7919 | -525.8804 | 8.2073 | 10.5357 | 43.8044 | 3.4454
2035 | 2844 | MW | 301.3036 | 386.7823 | 494.1716 | 144.5439 | -1832.9893 | -1722.2065 | -1961.3611 | -4010.9741 | -901.5504 | -548.4182 | 10.9431 | 14.0476 | 43.8044 | 3.4454
2035 | 2845 | MW | 334.7818 | 429.7582 | 549.0795 | 166.7815 | -1888.5344 | -1745.7984 | -1988.2291 | -4132.5188 | -914.4297 | -555.9308 | 10.9431 | 14.0476 | 43.8044 | 3.4454
2035 | 2846 | MW | 379.4193 | 487.0592 | 622.2901 | 189.019 | -1916.307 | -1792.9821 | -2041.965 | -4193.2911 | -927.309 | -570.9559 | 10.9431 | 14.0476 | 43.8044 | 3.4454
2035 | 2847 | MW | 468.6945 | 601.6614 | 768.7113 | 239.0534 | -1944.0795 | -1816.574 | -2068.8329 | -4254.0634 | -940.1883 | -578.4685 | 10.9431 | 14.0476 | 43.8044 | 1.7227
2035 | 2848 | MW | 312.463 | 401.1076 | 512.4742 | 161.2221 | -1916.307 | -1792.9821 | -2041.965 | -4193.2911 | -940.1883 | -570.9559 | 5.4716 | 7.0238 | 0 | 1.7227
2035 | 2849 | MW | 401.7381 | 515.7098 | 640.5928 | 200.1377 | -1832.9893 | -1745.7984 | -1988.2291 | -4010.9741 | -927.309 | -555.9308 | -10.9431 | -14.0476 | -21.9022 | -5.168
2035 | 2850 | MW | 457.5351 | 587.3361 | 732.106 | 233.494 | -1666.3539 | -1604.2472 | -1827.0213 | -3646.3401 | -862.9126 | -510.8553 | -10.9431 | -14.0476 | -21.9022 | -5.168
2035 | 2851 | MW | 491.0132 | 630.312 | 805.3166 | 250.1722 | -1471.9459 | -1415.5122 | -1612.0776 | -3220.9337 | -772.7575 | -450.7547 | -10.9431 | -14.0476 | -21.9022 | -5.168
2035 | 2852 | MW | 502.1726 | 644.6372 | 805.3166 | 250.1722 | -1388.6282 | -1368.3285 | -1558.3417 | -3038.6167 | -695.4818 | -435.7295 | -13.6789 | -17.5595 | -21.9022 | -5.168
2035 | 2853 | MW | 1104.7798 | 1418.2019 | 1811.9624 | 544.8194 | -1277.538 | -1297.5528 | -1477.7378 | -2795.5274 | -643.9646 | -413.1918 | -13.6789 | -17.5595 | -21.9022 | -6.8907
2035 | 2854 | MW | 1104.7798 | 1418.2019 | 1793.6597 | 544.8194 | -1110.9026 | -1132.4098 | -1289.6621 | -2430.8934 | -566.6889 | -360.6037 | 8.2073 | 10.5357 | 0 | 0
2035 | 2855 | MW | 1048.9828 | 1346.5755 | 1702.1465 | 517.0225 | -944.2672 | -990.8585 | -1128.4543 | -2066.2594 | -476.5338 | -315.5283 | 13.6789 | 17.5595 | 21.9022 | 1.7227
2035 | 2856 | MW | 926.2295 | 1188.9976 | 1500.8173 | 461.4287 | -805.4044 | -849.3073 | -967.2466 | -1762.3977 | -412.1373 | -270.4528 | 10.9431 | 14.0476 | 21.9022 | 1.7227
2035 | 2857 | MW | 803.4762 | 1031.4196 | 1317.7908 | 394.7161 | -722.0867 | -754.9398 | -859.7747 | -1580.0807 | -360.6202 | -240.4025 | 8.2073 | 10.5357 | 21.9022 | 3.4454
2035 | 2858 | MW | 703.0417 | 902.4921 | 1153.067 | 350.2411 | -666.5416 | -707.7561 | -806.0388 | -1458.536 | -334.8616 | -225.3773 | 8.2073 | 10.5357 | 21.9022 | 3.4454
2035 | 2859 | MW | 624.9259 | 802.2152 | 1006.6458 | 305.766 | -638.769 | -684.1642 | -779.1708 | -1397.7637 | -321.9823 | -217.8648 | 5.4716 | 7.0238 | 21.9022 | 1.7227
2035 | 2860 | MW | 513.332 | 658.9625 | 841.9219 | 255.7316 | -666.5416 | -684.1642 | -779.1708 | -1458.536 | -334.8616 | -217.8648 | 5.4716 | 7.0238 | 21.9022 | 1.7227
2035 | 2861 | MW | 446.3757 | 573.0109 | 713.8034 | 216.8159 | -694.3141 | -660.5724 | -752.3029 | -1519.3084 | -347.7409 | -210.3522 | 5.4716 | 7.0238 | 21.9022 | 1.7227
2035 | 2862 | MW | 368.2599 | 472.734 | 603.9875 | 177.9002 | -777.6318 | -731.348 | -832.9068 | -1701.6254 | -412.1373 | -232.8899 | 5.4716 | 7.0238 | 21.9022 | 1.7227
2035 | 2863 | MW | 278.9848 | 358.1318 | 475.8689 | 138.9845 | -999.8123 | -920.0829 | -1047.8504 | -2187.8041 | -515.1717 | -292.9905 | 5.4716 | 7.0238 | 21.9022 | 1.7227
2035 | 2864 | MW | 256.666 | 329.4812 | 439.2636 | 127.8658 | -1249.7654 | -1156.0016 | -1316.53 | -2734.7551 | -643.9646 | -368.1163 | 8.2073 | 10.5357 | 21.9022 | 3.4454
2035 | 2865 | MW | 234.3472 | 300.8307 | 384.3557 | 116.747 | -1444.1734 | -1344.7366 | -1531.4737 | -3160.1614 | -734.1197 | -428.2169 | 8.2073 | 10.5357 | 21.9022 | 3.4454
2035 | 2866 | MW | 212.0284 | 272.1802 | 347.7504 | 111.1876 | -1583.0362 | -1486.2878 | -1692.6815 | -3464.0231 | -811.3954 | -473.2924 | 8.2073 | 10.5357 | 21.9022 | 3.4454
2035 | 2867 | MW | 223.1878 | 286.5054 | 366.053 | 122.3064 | -1721.899 | -1604.2472 | -1827.0213 | -3767.8848 | -862.9126 | -510.8553 | 8.2073 | 10.5357 | 43.8044 | 3.4454
2035 | 2868 | MW | 278.9848 | 358.1318 | 439.2636 | 144.5439 | -1805.2167 | -1675.0228 | -1907.6252 | -3950.2018 | -901.5504 | -533.393 | 8.2073 | 10.5357 | 43.8044 | 3.4454
2035 | 2869 | MW | 312.463 | 401.1076 | 512.4742 | 166.7815 | -1860.7618 | -1722.2065 | -1961.3611 | -4071.7464 | -927.309 | -548.4182 | 8.2073 | 10.5357 | 43.8044 | 3.4454
2035 | 2870 | MW | 357.1005 | 458.4087 | 585.6848 | 183.4596 | -1888.5344 | -1769.3902 | -2015.097 | -4132.5188 | -940.1883 | -563.4433 | 8.2073 | 10.5357 | 43.8044 | 3.4454
2035 | 2871 | MW | 446.3757 | 573.0109 | 713.8034 | 233.494 | -1888.5344 | -1792.9821 | -2041.965 | -4132.5188 | -940.1883 | -570.9559 | 8.2073 | 10.5357 | 43.8044 | 1.7227
2035 | 2872 | MW | 301.3036 | 386.7823 | 494.1716 | 155.6627 | -1860.7618 | -1769.3902 | -2015.097 | -4071.7464 | -927.309 | -563.4433 | 5.4716 | 7.0238 | 21.9022 | 1.7227
2035 | 2873 | MW | 390.5787 | 501.3845 | 622.2901 | 200.1377 | -1777.4442 | -1745.7984 | -1988.2291 | -3889.4294 | -914.4297 | -555.9308 | -10.9431 | -14.0476 | -43.8044 | -5.168
2035 | 2874 | MW | 446.3757 | 573.0109 | 713.8034 | 227.9347 | -1638.5813 | -1604.2472 | -1827.0213 | -3585.5677 | -850.0333 | -510.8553 | -10.9431 | -14.0476 | -43.8044 | -5.168
2035 | 2875 | MW | 479.8539 | 615.9867 | 768.7113 | 250.1722 | -1444.1734 | -1391.9203 | -1585.2096 | -3160.1614 | -746.9989 | -443.2421 | -10.9431 | -14.0476 | -43.8044 | -5.168
2035 | 2876 | MW | 491.0132 | 630.312 | 787.014 | 250.1722 | -1388.6282 | -1344.7366 | -1531.4737 | -3038.6167 | -695.4818 | -428.2169 | -10.9431 | -14.0476 | -43.8044 | -6.8907
2035 | 2877 | MW | 1082.461 | 1389.5514 | 1775.3571 | 533.7007 | -1277.538 | -1273.961 | -1450.8698 | -2795.5274 | -643.9646 | -405.6792 | -13.6789 | -17.5595 | -43.8044 | -6.8907
2035 | 2878 | MW | 1082.461 | 1389.5514 | 1757.0544 | 533.7007 | -1110.9026 | -1132.4098 | -1289.6621 | -2430.8934 | -566.6889 | -360.6037 | 5.4716 | 7.0238 | 21.9022 | 0
2035 | 2879 | MW | 1015.5047 | 1303.5997 | 1665.5412 | 500.3444 | -944.2672 | -990.8585 | -1128.4543 | -2066.2594 | -476.5338 | -315.5283 | 10.9431 | 14.0476 | 21.9022 | 1.7227
2035 | 2880 | MW | 892.7514 | 1146.0217 | 1464.212 | 439.1912 | -805.4044 | -849.3073 | -967.2466 | -1762.3977 | -412.1373 | -270.4528 | 10.9431 | 14.0476 | 21.9022 | 1.7227
2035 | 2881 | MW | 769.998 | 988.4437 | 1244.5802 | 378.038 | -722.0867 | -754.9398 | -859.7747 | -1580.0807 | -360.6202 | -240.4025 | 10.9431 | 14.0476 | 0 | 3.4454
2035 | 2882 | MW | 669.5635 | 859.5163 | 1098.159 | 328.0035 | -666.5416 | -707.7561 | -806.0388 | -1458.536 | -334.8616 | -225.3773 | 8.2073 | 10.5357 | 0 | 3.4454
2035 | 2883 | MW | 580.2884 | 744.9141 | 951.7378 | 283.5285 | -666.5416 | -684.1642 | -779.1708 | -1458.536 | -334.8616 | -217.8648 | 8.2073 | 10.5357 | 0 | 3.4454
2035 | 2884 | MW | 479.8539 | 615.9867 | 768.7113 | 233.494 | -666.5416 | -684.1642 | -779.1708 | -1458.536 | -334.8616 | -217.8648 | 5.4716 | 7.0238 | 0 | 1.7227
2035 | 2885 | MW | 401.7381 | 515.7098 | 658.8954 | 200.1377 | -694.3141 | -660.5724 | -752.3029 | -1519.3084 | -360.6202 | -210.3522 | 5.4716 | 7.0238 | 0 | 1.7227
2035 | 2886 | MW | 323.6224 | 415.4329 | 549.0795 | 161.2221 | -805.4044 | -731.348 | -832.9068 | -1762.3977 | -425.0166 | -232.8899 | 5.4716 | 7.0238 | 0 | 1.7227
2035 | 2887 | MW | 256.666 | 329.4812 | 420.961 | 127.8658 | -1027.5849 | -920.0829 | -1047.8504 | -2248.5764 | -528.051 | -292.9905 | 5.4716 | 7.0238 | 0 | 1.7227
2035 | 2888 | MW | 234.3472 | 300.8307 | 402.6583 | 116.747 | -1277.538 | -1156.0016 | -1316.53 | -2795.5274 | -643.9646 | -368.1163 | 8.2073 | 10.5357 | 0 | 1.7227
2035 | 2889 | MW | 223.1878 | 286.5054 | 366.053 | 116.747 | -1471.9459 | -1368.3285 | -1558.3417 | -3220.9337 | -734.1197 | -435.7295 | 8.2073 | 10.5357 | 43.8044 | 3.4454
2035 | 2890 | MW | 200.8691 | 257.8549 | 329.4477 | 111.1876 | -1638.5813 | -1533.4715 | -1746.4174 | -3585.5677 | -798.5161 | -488.3176 | 8.2073 | 10.5357 | 43.8044 | 3.4454
2035 | 2891 | MW | 212.0284 | 272.1802 | 347.7504 | 111.1876 | -1777.4442 | -1675.0228 | -1907.6252 | -3889.4294 | -837.154 | -533.393 | 8.2073 | 10.5357 | 43.8044 | 3.4454
2035 | 2892 | MW | 267.8254 | 343.8065 | 439.2636 | 133.4252 | -1832.9893 | -1792.9821 | -2041.965 | -4010.9741 | -850.0333 | -570.9559 | 8.2073 | 10.5357 | 43.8044 | 3.4454
2035 | 2893 | MW | 312.463 | 401.1076 | 512.4742 | 161.2221 | -1888.5344 | -1863.7577 | -2122.5689 | -4132.5188 | -862.9126 | -593.4936 | 8.2073 | 10.5357 | 43.8044 | 3.4454
2035 | 2894 | MW | 357.1005 | 458.4087 | 585.6848 | 183.4596 | -1916.307 | -1934.5333 | -2203.1727 | -4193.2911 | -875.7919 | -616.0314 | 8.2073 | 10.5357 | 43.8044 | 3.4454
2035 | 2895 | MW | 446.3757 | 573.0109 | 732.106 | 227.9347 | -1916.307 | -1958.1252 | -2230.0407 | -4193.2911 | -875.7919 | -623.544 | 8.2073 | 10.5357 | 43.8044 | 1.7227
2035 | 2896 | MW | 301.3036 | 386.7823 | 494.1716 | 155.6627 | -1888.5344 | -1958.1252 | -2230.0407 | -4132.5188 | -888.6712 | -623.544 | 5.4716 | 7.0238 | 0 | 1.7227
2035 | 2897 | MW | 390.5787 | 501.3845 | 622.2901 | 200.1377 | -1832.9893 | -1910.9415 | -2176.3048 | -4010.9741 | -875.7919 | -608.5188 | -8.2073 | -10.5357 | -21.9022 | -5.168
2035 | 2898 | MW | 446.3757 | 573.0109 | 732.106 | 227.9347 | -1666.3539 | -1722.2065 | -1961.3611 | -3646.3401 | -811.3954 | -548.4182 | -8.2073 | -10.5357 | -21.9022 | -5.168
2035 | 2899 | MW | 491.0132 | 630.312 | 787.014 | 250.1722 | -1471.9459 | -1486.2878 | -1692.6815 | -3220.9337 | -721.2404 | -473.2924 | -10.9431 | -14.0476 | -21.9022 | -5.168
2035 | 2900 | MW | 502.1726 | 644.6372 | 805.3166 | 250.1722 | -1388.6282 | -1415.5122 | -1612.0776 | -3038.6167 | -682.6025 | -450.7547 | -10.9431 | -14.0476 | -21.9022 | -6.8907
2035 | 2901 | MW | 1082.461 | 1389.5514 | 1757.0544 | 544.8194 | -1277.538 | -1297.5528 | -1477.7378 | -2795.5274 | -631.0853 | -413.1918 | -10.9431 | -14.0476 | -43.8044 | -6.8907
2035 | 2902 | MW | 1082.461 | 1389.5514 | 1757.0544 | 539.26 | -1110.9026 | -1132.4098 | -1289.6621 | -2430.8934 | -553.8096 | -360.6037 | 8.2073 | 10.5357 | 0 | 0
2035 | 2903 | MW | 1015.5047 | 1303.5997 | 1665.5412 | 511.4631 | -944.2672 | -990.8585 | -1128.4543 | -2066.2594 | -476.5338 | -315.5283 | 13.6789 | 17.5595 | 21.9022 | 1.7227
2035 | 2904 | MW | 892.7514 | 1146.0217 | 1445.9094 | 450.3099 | -805.4044 | -849.3073 | -967.2466 | -1762.3977 | -399.2581 | -270.4528 | 10.9431 | 14.0476 | 21.9022 | 1.7227
2035 | 2905 | MW | 758.8386 | 974.1185 | 1244.5802 | 378.038 | -722.0867 | -754.9398 | -859.7747 | -1580.0807 | -360.6202 | -240.4025 | 10.9431 | 14.0476 | 0 | 1.7227
2035 | 2906 | MW | 658.4041 | 845.191 | 1079.8564 | 333.5629 | -666.5416 | -707.7561 | -806.0388 | -1458.536 | -334.8616 | -225.3773 | 8.2073 | 10.5357 | 0 | 3.4454
2035 | 2907 | MW | 569.129 | 730.5889 | 915.1325 | 283.5285 | -666.5416 | -684.1642 | -779.1708 | -1458.536 | -321.9823 | -217.8648 | 8.2073 | 10.5357 | 0 | 3.4454
2035 | 2908 | MW | 468.6945 | 601.6614 | 750.4087 | 233.494 | -666.5416 | -684.1642 | -779.1708 | -1458.536 | -334.8616 | -217.8648 | 8.2073 | 10.5357 | 0 | 1.7227
2035 | 2909 | MW | 401.7381 | 515.7098 | 640.5928 | 200.1377 | -694.3141 | -660.5724 | -752.3029 | -1519.3084 | -360.6202 | -210.3522 | 5.4716 | 7.0238 | 0 | 1.7227
2035 | 2910 | MW | 323.6224 | 415.4329 | 530.7769 | 161.2221 | -805.4044 | -731.348 | -832.9068 | -1762.3977 | -425.0166 | -232.8899 | 5.4716 | 7.0238 | 0 | 1.7227
2035 | 2911 | MW | 256.666 | 329.4812 | 420.961 | 127.8658 | -999.8123 | -920.0829 | -1047.8504 | -2187.8041 | -528.051 | -292.9905 | 5.4716 | 7.0238 | 0 | 1.7227
2035 | 2912 | MW | 245.5066 | 315.156 | 402.6583 | 116.747 | -1277.538 | -1156.0016 | -1316.53 | -2795.5274 | -643.9646 | -368.1163 | 8.2073 | 10.5357 | 0 | 1.7227
2035 | 2913 | MW | 223.1878 | 286.5054 | 384.3557 | 111.1876 | -1471.9459 | -1368.3285 | -1558.3417 | -3220.9337 | -746.9989 | -435.7295 | 8.2073 | 10.5357 | 43.8044 | 3.4454
2035 | 2914 | MW | 212.0284 | 272.1802 | 347.7504 | 105.6283 | -1638.5813 | -1509.8797 | -1719.5494 | -3585.5677 | -811.3954 | -480.805 | 8.2073 | 10.5357 | 43.8044 | 3.4454
2035 | 2915 | MW | 212.0284 | 272.1802 | 347.7504 | 111.1876 | -1777.4442 | -1675.0228 | -1907.6252 | -3889.4294 | -862.9126 | -533.393 | 8.2073 | 10.5357 | 65.7066 | 3.4454
2035 | 2916 | MW | 267.8254 | 343.8065 | 439.2636 | 133.4252 | -1860.7618 | -1792.9821 | -2041.965 | -4071.7464 | -901.5504 | -570.9559 | 10.9431 | 14.0476 | 65.7066 | 3.4454
2035 | 2917 | MW | 312.463 | 401.1076 | 512.4742 | 161.2221 | -1916.307 | -1863.7577 | -2122.5689 | -4193.2911 | -901.5504 | -593.4936 | 10.9431 | 14.0476 | 65.7066 | 3.4454
2035 | 2918 | MW | 357.1005 | 458.4087 | 585.6848 | 183.4596 | -1944.0795 | -1934.5333 | -2203.1727 | -4254.0634 | -888.6712 | -616.0314 | 10.9431 | 14.0476 | 65.7066 | 3.4454
2035 | 2919 | MW | 446.3757 | 573.0109 | 732.106 | 222.3753 | -1944.0795 | -1981.7171 | -2256.9087 | -4254.0634 | -875.7919 | -631.0565 | 10.9431 | 14.0476 | 87.6087 | 1.7227
2035 | 2920 | MW | 301.3036 | 386.7823 | 494.1716 | 155.6627 | -1888.5344 | -1981.7171 | -2256.9087 | -4132.5188 | -862.9126 | -631.0565 | 8.2073 | 10.5357 | 0 | 1.7227
2035 | 2921 | MW | 390.5787 | 501.3845 | 622.2901 | 200.1377 | -1805.2167 | -1934.5333 | -2203.1727 | -3950.2018 | -824.2747 | -616.0314 | -16.4147 | -21.0714 | -43.8044 | -6.8907
2035 | 2922 | MW | 446.3757 | 573.0109 | 713.8034 | 227.9347 | -1638.5813 | -1745.7984 | -1988.2291 | -3585.5677 | -759.8782 | -555.9308 | -16.4147 | -21.0714 | -43.8044 | -6.8907
2035 | 2923 | MW | 479.8539 | 615.9867 | 787.014 | 250.1722 | -1444.1734 | -1462.6959 | -1665.8135 | -3160.1614 | -695.4818 | -465.7798 | -16.4147 | -21.0714 | -43.8044 | -6.8907
2035 | 2924 | MW | 491.0132 | 630.312 | 805.3166 | 250.1722 | -1388.6282 | -1391.9203 | -1585.2096 | -3038.6167 | -656.8439 | -443.2421 | -19.1504 | -24.5833 | -43.8044 | -6.8907
2035 | 2925 | MW | 1071.3016 | 1375.2261 | 1757.0544 | 528.1413 | -1277.538 | -1273.961 | -1450.8698 | -2795.5274 | -631.0853 | -405.6792 | -19.1504 | -24.5833 | -43.8044 | -6.8907
2035 | 2926 | MW | 1071.3016 | 1375.2261 | 1757.0544 | 528.1413 | -1110.9026 | -1132.4098 | -1289.6621 | -2430.8934 | -553.8096 | -360.6037 | 8.2073 | 10.5357 | 0 | 0
2035 | 2927 | MW | 1004.3453 | 1289.2745 | 1647.2385 | 500.3444 | -944.2672 | -967.2667 | -1101.5864 | -2066.2594 | -476.5338 | -308.0157 | 13.6789 | 17.5595 | 21.9022 | 1.7227
2035 | 2928 | MW | 881.592 | 1131.6965 | 1427.6067 | 439.1912 | -805.4044 | -825.7154 | -940.3786 | -1762.3977 | -399.2581 | -262.9402 | 13.6789 | 17.5595 | 21.9022 | 1.7227
2035 | 2929 | MW | 747.6793 | 959.7932 | 1226.2776 | 372.4786 | -722.0867 | -754.9398 | -859.7747 | -1580.0807 | -360.6202 | -240.4025 | 8.2073 | 10.5357 | 0 | 3.4454
2035 | 2930 | MW | 647.2447 | 830.8658 | 1061.5537 | 322.4441 | -666.5416 | -707.7561 | -806.0388 | -1458.536 | -334.8616 | -225.3773 | 8.2073 | 10.5357 | 0 | 3.4454
2035 | 2931 | MW | 557.9696 | 716.2636 | 915.1325 | 277.9691 | -666.5416 | -684.1642 | -779.1708 | -1458.536 | -321.9823 | -217.8648 | 8.2073 | 10.5357 | 0 | 1.7227
2035 | 2932 | MW | 457.5351 | 587.3361 | 750.4087 | 227.9347 | -666.5416 | -684.1642 | -779.1708 | -1458.536 | -334.8616 | -217.8648 | 5.4716 | 7.0238 | 0 | 1.7227
2035 | 2933 | MW | 390.5787 | 501.3845 | 640.5928 | 189.019 | -694.3141 | -636.9805 | -725.4349 | -1519.3084 | -347.7409 | -202.8396 | 5.4716 | 7.0238 | 0 | 1.7227
2035 | 2934 | MW | 312.463 | 401.1076 | 512.4742 | 155.6627 | -805.4044 | -731.348 | -832.9068 | -1762.3977 | -412.1373 | -232.8899 | 5.4716 | 7.0238 | 0 | 1.7227
2035 | 2935 | MW | 245.5066 | 315.156 | 402.6583 | 122.3064 | -999.8123 | -920.0829 | -1047.8504 | -2187.8041 | -515.1717 | -292.9905 | 5.4716 | 7.0238 | 0 | 1.7227
2035 | 2936 | MW | 234.3472 | 300.8307 | 402.6583 | 111.1876 | -1249.7654 | -1156.0016 | -1316.53 | -2734.7551 | -631.0853 | -368.1163 | 8.2073 | 10.5357 | 0 | 3.4454
2035 | 2937 | MW | 223.1878 | 286.5054 | 366.053 | 105.6283 | -1471.9459 | -1368.3285 | -1558.3417 | -3220.9337 | -721.2404 | -435.7295 | 8.2073 | 10.5357 | 43.8044 | 3.4454
2035 | 2938 | MW | 200.8691 | 257.8549 | 329.4477 | 105.6283 | -1610.8088 | -1509.8797 | -1719.5494 | -3524.7954 | -785.6368 | -480.805 | 8.2073 | 10.5357 | 43.8044 | 3.4454
2035 | 2939 | MW | 212.0284 | 272.1802 | 347.7504 | 111.1876 | -1749.6716 | -1627.839 | -1853.8893 | -3828.6571 | -837.154 | -518.3679 | 8.2073 | 10.5357 | 43.8044 | 3.4454
2035 | 2940 | MW | 267.8254 | 343.8065 | 439.2636 | 133.4252 | -1832.9893 | -1698.6146 | -1934.4931 | -4010.9741 | -875.7919 | -540.9056 | 8.2073 | 10.5357 | 43.8044 | 3.4454
2035 | 2941 | MW | 301.3036 | 386.7823 | 494.1716 | 161.2221 | -1860.7618 | -1722.2065 | -1961.3611 | -4071.7464 | -875.7919 | -548.4182 | 8.2073 | 10.5357 | 65.7066 | 3.4454
2035 | 2942 | MW | 357.1005 | 458.4087 | 567.3822 | 183.4596 | -1888.5344 | -1745.7984 | -1988.2291 | -4132.5188 | -862.9126 | -555.9308 | 8.2073 | 10.5357 | 65.7066 | 3.4454
2035 | 2943 | MW | 446.3757 | 573.0109 | 713.8034 | 227.9347 | -1860.7618 | -1745.7984 | -1988.2291 | -4071.7464 | -862.9126 | -555.9308 | 8.2073 | 10.5357 | 65.7066 | 0
2035 | 2944 | MW | 301.3036 | 386.7823 | 494.1716 | 155.6627 | -1832.9893 | -1722.2065 | -1961.3611 | -4010.9741 | -850.0333 | -548.4182 | 5.4716 | 7.0238 | 0 | 0
2035 | 2945 | MW | 390.5787 | 501.3845 | 640.5928 | 200.1377 | -1749.6716 | -1675.0228 | -1907.6252 | -3828.6571 | -824.2747 | -533.393 | -8.2073 | -10.5357 | -43.8044 | -6.8907
2035 | 2946 | MW | 446.3757 | 573.0109 | 732.106 | 227.9347 | -1583.0362 | -1557.0634 | -1773.2854 | -3464.0231 | -759.8782 | -495.8301 | -10.9431 | -14.0476 | -43.8044 | -8.6134
2035 | 2947 | MW | 491.0132 | 630.312 | 787.014 | 250.1722 | -1416.4008 | -1368.3285 | -1558.3417 | -3099.3891 | -682.6025 | -435.7295 | -10.9431 | -14.0476 | -43.8044 | -8.6134
2035 | 2948 | MW | 491.0132 | 630.312 | 805.3166 | 250.1722 | -1360.8557 | -1344.7366 | -1531.4737 | -2977.8444 | -656.8439 | -428.2169 | -10.9431 | -14.0476 | -43.8044 | -8.6134
2035 | 2949 | MW | 1082.461 | 1389.5514 | 1757.0544 | 539.26 | -1249.7654 | -1273.961 | -1450.8698 | -2734.7551 | -618.206 | -405.6792 | -13.6789 | -17.5595 | -43.8044 | -8.6134
2035 | 2950 | MW | 1082.461 | 1389.5514 | 1757.0544 | 539.26 | -1110.9026 | -1132.4098 | -1289.6621 | -2430.8934 | -553.8096 | -360.6037 | 8.2073 | 10.5357 | 21.9022 | -1.7227
2035 | 2951 | MW | 1015.5047 | 1303.5997 | 1665.5412 | 505.9038 | -944.2672 | -990.8585 | -1128.4543 | -2066.2594 | -476.5338 | -315.5283 | 13.6789 | 17.5595 | 21.9022 | 0
2035 | 2952 | MW | 892.7514 | 1146.0217 | 1445.9094 | 444.7506 | -805.4044 | -849.3073 | -967.2466 | -1762.3977 | -399.2581 | -270.4528 | 10.9431 | 14.0476 | 21.9022 | 0
2035 | 2953 | MW | 758.8386 | 974.1185 | 1244.5802 | 378.038 | -666.5416 | -731.348 | -832.9068 | -1458.536 | -334.8616 | -232.8899 | 10.9431 | 14.0476 | 0 | 3.4454
2035 | 2954 | MW | 658.4041 | 845.191 | 1079.8564 | 328.0035 | -638.769 | -684.1642 | -779.1708 | -1397.7637 | -309.103 | -217.8648 | 8.2073 | 10.5357 | 0 | 3.4454
2035 | 2955 | MW | 569.129 | 730.5889 | 915.1325 | 283.5285 | -610.9964 | -660.5724 | -752.3029 | -1336.9914 | -309.103 | -210.3522 | 8.2073 | 10.5357 | 0 | 3.4454
2035 | 2956 | MW | 468.6945 | 601.6614 | 750.4087 | 233.494 | -638.769 | -660.5724 | -752.3029 | -1397.7637 | -309.103 | -210.3522 | 5.4716 | 7.0238 | 0 | 3.4454
2035 | 2957 | MW | 401.7381 | 515.7098 | 658.8954 | 200.1377 | -638.769 | -613.3886 | -698.567 | -1397.7637 | -321.9823 | -195.327 | 5.4716 | 7.0238 | 0 | 1.7227
2035 | 2958 | MW | 345.9411 | 444.0834 | 549.0795 | 172.3408 | -666.5416 | -660.5724 | -752.3029 | -1458.536 | -360.6202 | -210.3522 | 5.4716 | 7.0238 | 0 | 1.7227
2035 | 2959 | MW | 301.3036 | 386.7823 | 494.1716 | 150.1033 | -805.4044 | -778.5317 | -886.6427 | -1762.3977 | -425.0166 | -247.9151 | 8.2073 | 10.5357 | 0 | 3.4454
2035 | 2960 | MW | 278.9848 | 358.1318 | 457.5663 | 138.9845 | -972.0398 | -920.0829 | -1047.8504 | -2127.0317 | -502.2924 | -292.9905 | 8.2073 | 10.5357 | 0 | 3.4454
2035 | 2961 | MW | 256.666 | 329.4812 | 420.961 | 127.8658 | -1110.9026 | -1038.0423 | -1182.1902 | -2430.8934 | -566.6889 | -330.5534 | 8.2073 | 10.5357 | 43.8044 | 3.4454
2035 | 2962 | MW | 290.1442 | 372.4571 | 475.8689 | 150.1033 | -1194.2203 | -1132.4098 | -1289.6621 | -2613.2104 | -618.206 | -360.6037 | 8.2073 | 10.5357 | 43.8044 | 3.4454
2035 | 2963 | MW | 345.9411 | 444.0834 | 567.3822 | 172.3408 | -1249.7654 | -1203.1854 | -1370.266 | -2734.7551 | -656.8439 | -383.1415 | 8.2073 | 10.5357 | 43.8044 | 3.4454
2035 | 2964 | MW | 424.0569 | 544.3603 | 713.8034 | 205.6971 | -1277.538 | -1250.3691 | -1424.0019 | -2795.5274 | -669.7232 | -398.1666 | 8.2073 | 10.5357 | 43.8044 | 3.4454
2035 | 2965 | MW | 479.8539 | 615.9867 | 787.014 | 233.494 | -1333.0831 | -1273.961 | -1450.8698 | -2917.0721 | -682.6025 | -405.6792 | 8.2073 | 10.5357 | 43.8044 | 3.4454
2035 | 2966 | MW | 524.4914 | 673.2878 | 860.2246 | 255.7316 | -1333.0831 | -1273.961 | -1450.8698 | -2917.0721 | -682.6025 | -405.6792 | 8.2073 | 10.5357 | 43.8044 | 3.4454
2035 | 2967 | MW | 301.3036 | 386.7823 | 494.1716 | 150.1033 | -1333.0831 | -1297.5528 | -1477.7378 | -2917.0721 | -669.7232 | -413.1918 | 8.2073 | 10.5357 | 43.8044 | 1.7227
2035 | 2968 | MW | 334.7818 | 429.7582 | 567.3822 | 166.7815 | -1333.0831 | -1297.5528 | -1477.7378 | -2917.0721 | -656.8439 | -413.1918 | 5.4716 | 7.0238 | 0 | 1.7227
2035 | 2969 | MW | 379.4193 | 487.0592 | 622.2901 | 189.019 | -1305.3105 | -1297.5528 | -1477.7378 | -2856.2997 | -643.9646 | -413.1918 | -8.2073 | -10.5357 | -21.9022 | -3.4454
2035 | 2970 | MW | 401.7381 | 515.7098 | 658.8954 | 200.1377 | -1221.9929 | -1203.1854 | -1370.266 | -2673.9827 | -605.3267 | -383.1415 | -8.2073 | -10.5357 | -21.9022 | -5.168
2035 | 2971 | MW | 424.0569 | 544.3603 | 695.5007 | 216.8159 | -1138.6752 | -1108.8179 | -1262.7941 | -2491.6657 | -579.5681 | -353.0912 | -8.2073 | -10.5357 | -21.9022 | -5.168
2035 | 2972 | MW | 982.0265 | 1260.6239 | 1610.6332 | 494.785 | -1166.4477 | -1179.5935 | -1343.398 | -2552.4381 | -566.6889 | -375.6289 | -8.2073 | -10.5357 | -21.9022 | -5.168
2035 | 2973 | MW | 970.8671 | 1246.2986 | 1574.0279 | 489.2256 | -1110.9026 | -1132.4098 | -1289.6621 | -2430.8934 | -566.6889 | -360.6037 | -10.9431 | -14.0476 | -21.9022 | -5.168
2035 | 2974 | MW | 937.3889 | 1203.3228 | 1537.4226 | 472.5475 | -999.8123 | -1038.0423 | -1182.1902 | -2187.8041 | -502.2924 | -330.5534 | 8.2073 | 10.5357 | 21.9022 | 0
2035 | 2975 | MW | 881.592 | 1131.6965 | 1445.9094 | 439.1912 | -888.7221 | -920.0829 | -1047.8504 | -1944.7147 | -437.8959 | -292.9905 | 13.6789 | 17.5595 | 21.9022 | 1.7227
2035 | 2976 | MW | 781.1574 | 1002.769 | 1281.1855 | 383.5973 | -749.8593 | -802.1236 | -913.5106 | -1640.853 | -373.4995 | -255.4276 | 10.9431 | 14.0476 | 21.9022 | 1.7227
2035 | 2977 | MW | 691.8823 | 888.1668 | 1134.7643 | 344.6817 | -666.5416 | -707.7561 | -806.0388 | -1458.536 | -334.8616 | -225.3773 | 10.9431 | 14.0476 | 0 | 3.4454
2035 | 2978 | MW | 624.9259 | 802.2152 | 1006.6458 | 305.766 | -638.769 | -684.1642 | -779.1708 | -1397.7637 | -321.9823 | -217.8648 | 8.2073 | 10.5357 | 0 | 3.4454
2035 | 2979 | MW | 535.6508 | 687.613 | 878.5272 | 261.2909 | -610.9964 | -660.5724 | -752.3029 | -1336.9914 | -309.103 | -210.3522 | 8.2073 | 10.5357 | 0 | 3.4454
2035 | 2980 | MW | 479.8539 | 615.9867 | 787.014 | 233.494 | -610.9964 | -660.5724 | -752.3029 | -1336.9914 | -309.103 | -210.3522 | 5.4716 | 7.0238 | 0 | 3.4454
2035 | 2981 | MW | 424.0569 | 544.3603 | 695.5007 | 200.1377 | -610.9964 | -589.7967 | -671.699 | -1336.9914 | -321.9823 | -187.8144 | 5.4716 | 7.0238 | 0 | 1.7227
2035 | 2982 | MW | 379.4193 | 487.0592 | 622.2901 | 177.9002 | -638.769 | -613.3886 | -698.567 | -1397.7637 | -347.7409 | -195.327 | 5.4716 | 7.0238 | 0 | 1.7227
2035 | 2983 | MW | 334.7818 | 429.7582 | 549.0795 | 150.1033 | -749.8593 | -707.7561 | -806.0388 | -1640.853 | -399.2581 | -225.3773 | 5.4716 | 7.0238 | 0 | 3.4454
2035 | 2984 | MW | 301.3036 | 386.7823 | 512.4742 | 138.9845 | -860.9495 | -802.1236 | -913.5106 | -1883.9424 | -450.7752 | -255.4276 | 8.2073 | 10.5357 | 0 | 3.4454
2035 | 2985 | MW | 290.1442 | 372.4571 | 475.8689 | 133.4252 | -944.2672 | -896.4911 | -1020.9825 | -2066.2594 | -489.4131 | -285.478 | 8.2073 | 10.5357 | 43.8044 | 3.4454
2035 | 2986 | MW | 301.3036 | 386.7823 | 512.4742 | 138.9845 | -1027.5849 | -967.2667 | -1101.5864 | -2248.5764 | -528.051 | -308.0157 | 8.2073 | 10.5357 | 43.8044 | 3.4454
2035 | 2987 | MW | 345.9411 | 444.0834 | 585.6848 | 166.7815 | -1083.13 | -1014.4504 | -1155.3223 | -2370.1211 | -553.8096 | -323.0408 | 8.2073 | 10.5357 | 43.8044 | 5.168
2035 | 2988 | MW | 446.3757 | 573.0109 | 713.8034 | 222.3753 | -1110.9026 | -1038.0423 | -1182.1902 | -2430.8934 | -566.6889 | -330.5534 | 8.2073 | 10.5357 | 43.8044 | 5.168
2035 | 2989 | MW | 491.0132 | 630.312 | 787.014 | 239.0534 | -1166.4477 | -1061.6341 | -1209.0582 | -2552.4381 | -579.5681 | -338.066 | 8.2073 | 10.5357 | 43.8044 | 5.168
2035 | 2990 | MW | 524.4914 | 673.2878 | 860.2246 | 261.2909 | -1166.4477 | -1085.226 | -1235.9262 | -2552.4381 | -592.4474 | -345.5786 | 8.2073 | 10.5357 | 43.8044 | 5.168
2035 | 2991 | MW | 290.1442 | 372.4571 | 475.8689 | 144.5439 | -1194.2203 | -1108.8179 | -1262.7941 | -2613.2104 | -592.4474 | -353.0912 | 8.2073 | 10.5357 | 43.8044 | 1.7227
2035 | 2992 | MW | 323.6224 | 415.4329 | 530.7769 | 161.2221 | -1194.2203 | -1132.4098 | -1289.6621 | -2613.2104 | -592.4474 | -360.6037 | 5.4716 | 7.0238 | 0 | 1.7227
2035 | 2993 | MW | 357.1005 | 458.4087 | 585.6848 | 183.4596 | -1194.2203 | -1132.4098 | -1289.6621 | -2613.2104 | -605.3267 | -360.6037 | -8.2073 | -10.5357 | -21.9022 | -5.168
2035 | 2994 | MW | 390.5787 | 501.3845 | 622.2901 | 200.1377 | -1138.6752 | -1108.8179 | -1262.7941 | -2491.6657 | -605.3267 | -353.0912 | -8.2073 | -10.5357 | -21.9022 | -5.168
2035 | 2995 | MW | 401.7381 | 515.7098 | 658.8954 | 200.1377 | -1110.9026 | -1061.6341 | -1209.0582 | -2430.8934 | -592.4474 | -338.066 | -8.2073 | -10.5357 | -21.9022 | -5.168
2035 | 2996 | MW | 959.7077 | 1231.9734 | 1574.0279 | 478.1068 | -1138.6752 | -1156.0016 | -1316.53 | -2491.6657 | -592.4474 | -368.1163 | -8.2073 | -10.5357 | -21.9022 | -5.168
2035 | 2997 | MW | 970.8671 | 1246.2986 | 1592.3306 | 483.6662 | -1110.9026 | -1132.4098 | -1289.6621 | -2430.8934 | -566.6889 | -360.6037 | -8.2073 | -10.5357 | -21.9022 | -5.168
2035 | 2998 | MW | 948.5483 | 1217.6481 | 1537.4226 | 466.9881 | -999.8123 | -1038.0423 | -1182.1902 | -2187.8041 | -502.2924 | -330.5534 | 8.2073 | 10.5357 | 0 | 0
2035 | 2999 | MW | 892.7514 | 1146.0217 | 1445.9094 | 439.1912 | -860.9495 | -896.4911 | -1020.9825 | -1883.9424 | -437.8959 | -285.478 | 13.6789 | 17.5595 | 21.9022 | 1.7227
2035 | 3000 | MW | 792.3168 | 1017.0943 | 1299.4882 | 389.1567 | -722.0867 | -778.5317 | -886.6427 | -1580.0807 | -373.4995 | -247.9151 | 10.9431 | 14.0476 | 21.9022 | 1.7227
2035 | 3001 | MW | 703.0417 | 902.4921 | 1153.067 | 344.6817 | -694.3141 | -731.348 | -832.9068 | -1519.3084 | -347.7409 | -232.8899 | 8.2073 | 10.5357 | 0 | 3.4454
2035 | 3002 | MW | 636.0853 | 816.5405 | 1043.2511 | 305.766 | -638.769 | -684.1642 | -779.1708 | -1397.7637 | -334.8616 | -217.8648 | 8.2073 | 10.5357 | 0 | 3.4454
2035 | 3003 | MW | 557.9696 | 716.2636 | 896.8299 | 272.4097 | -638.769 | -660.5724 | -752.3029 | -1397.7637 | -321.9823 | -210.3522 | 8.2073 | 10.5357 | 0 | 3.4454
2035 | 3004 | MW | 491.0132 | 630.312 | 805.3166 | 244.6128 | -638.769 | -684.1642 | -779.1708 | -1397.7637 | -334.8616 | -217.8648 | 5.4716 | 7.0238 | 0 | 1.7227
2035 | 3005 | MW | 435.2163 | 558.6856 | 713.8034 | 211.2565 | -666.5416 | -613.3886 | -698.567 | -1458.536 | -347.7409 | -195.327 | 5.4716 | 7.0238 | 0 | 1.7227
2035 | 3006 | MW | 379.4193 | 487.0592 | 622.2901 | 183.4596 | -777.6318 | -707.7561 | -806.0388 | -1701.6254 | -412.1373 | -225.3773 | 5.4716 | 7.0238 | 0 | 1.7227
2035 | 3007 | MW | 312.463 | 401.1076 | 512.4742 | 155.6627 | -999.8123 | -920.0829 | -1047.8504 | -2187.8041 | -515.1717 | -292.9905 | 5.4716 | 7.0238 | 0 | 3.4454
2035 | 3008 | MW | 290.1442 | 372.4571 | 494.1716 | 144.5439 | -1277.538 | -1156.0016 | -1316.53 | -2795.5274 | -656.8439 | -368.1163 | 8.2073 | 10.5357 | 0 | 3.4454
2035 | 3009 | MW | 278.9848 | 358.1318 | 457.5663 | 138.9845 | -1471.9459 | -1344.7366 | -1531.4737 | -3220.9337 | -759.8782 | -428.2169 | 8.2073 | 10.5357 | 43.8044 | 3.4454
2035 | 3010 | MW | 256.666 | 329.4812 | 420.961 | 133.4252 | -1610.8088 | -1486.2878 | -1692.6815 | -3524.7954 | -837.154 | -473.2924 | 8.2073 | 10.5357 | 43.8044 | 3.4454
2035 | 3011 | MW | 256.666 | 329.4812 | 420.961 | 133.4252 | -1721.899 | -1604.2472 | -1827.0213 | -3767.8848 | -888.6712 | -510.8553 | 8.2073 | 10.5357 | 43.8044 | 3.4454
2035 | 3012 | MW | 301.3036 | 386.7823 | 494.1716 | 150.1033 | -1777.4442 | -1651.4309 | -1880.7572 | -3889.4294 | -914.4297 | -525.8804 | 8.2073 | 10.5357 | 43.8044 | 3.4454
2035 | 3013 | MW | 334.7818 | 429.7582 | 549.0795 | 166.7815 | -1832.9893 | -1698.6146 | -1934.4931 | -4010.9741 | -914.4297 | -540.9056 | 8.2073 | 10.5357 | 43.8044 | 3.4454
2035 | 3014 | MW | 379.4193 | 487.0592 | 622.2901 | 189.019 | -1860.7618 | -1769.3902 | -2015.097 | -4071.7464 | -914.4297 | -563.4433 | 8.2073 | 10.5357 | 43.8044 | 3.4454
2035 | 3015 | MW | 468.6945 | 601.6614 | 768.7113 | 233.494 | -1860.7618 | -1792.9821 | -2041.965 | -4071.7464 | -914.4297 | -570.9559 | 8.2073 | 10.5357 | 43.8044 | 1.7227
2035 | 3016 | MW | 323.6224 | 415.4329 | 512.4742 | 161.2221 | -1832.9893 | -1769.3902 | -2015.097 | -4010.9741 | -914.4297 | -563.4433 | 5.4716 | 7.0238 | 0 | 1.7227
2035 | 3017 | MW | 401.7381 | 515.7098 | 658.8954 | 211.2565 | -1777.4442 | -1769.3902 | -2015.097 | -3889.4294 | -914.4297 | -563.4433 | -8.2073 | -10.5357 | -21.9022 | -5.168
2035 | 3018 | MW | 468.6945 | 601.6614 | 750.4087 | 239.0534 | -1638.5813 | -1651.4309 | -1880.7572 | -3585.5677 | -850.0333 | -525.8804 | -8.2073 | -10.5357 | -21.9022 | -5.168
2035 | 3019 | MW | 502.1726 | 644.6372 | 805.3166 | 261.2909 | -1471.9459 | -1439.1041 | -1638.9456 | -3220.9337 | -759.8782 | -458.2672 | -8.2073 | -10.5357 | -21.9022 | -5.168
2035 | 3020 | MW | 513.332 | 658.9625 | 841.9219 | 261.2909 | -1388.6282 | -1391.9203 | -1585.2096 | -3038.6167 | -695.4818 | -443.2421 | -10.9431 | -14.0476 | -21.9022 | -5.168
2035 | 3021 | MW | 1093.6204 | 1403.8766 | 1793.6597 | 550.3788 | -1277.538 | -1297.5528 | -1477.7378 | -2795.5274 | -643.9646 | -413.1918 | -10.9431 | -14.0476 | -43.8044 | -6.8907
2035 | 3022 | MW | 1093.6204 | 1403.8766 | 1793.6597 | 550.3788 | -1110.9026 | -1156.0016 | -1316.53 | -2430.8934 | -566.6889 | -368.1163 | 8.2073 | 10.5357 | 0 | 0
2035 | 3023 | MW | 1037.8234 | 1332.2503 | 1702.1465 | 517.0225 | -944.2672 | -990.8585 | -1128.4543 | -2066.2594 | -476.5338 | -315.5283 | 13.6789 | 17.5595 | 21.9022 | 1.7227
2035 | 3024 | MW | 926.2295 | 1188.9976 | 1500.8173 | 461.4287 | -805.4044 | -849.3073 | -967.2466 | -1762.3977 | -412.1373 | -270.4528 | 10.9431 | 14.0476 | 21.9022 | 1.7227
2035 | 3025 | MW | 803.4762 | 1031.4196 | 1299.4882 | 400.2755 | -722.0867 | -754.9398 | -859.7747 | -1580.0807 | -360.6202 | -240.4025 | 10.9431 | 14.0476 | 0 | 3.4454
2035 | 3026 | MW | 703.0417 | 902.4921 | 1153.067 | 350.2411 | -666.5416 | -707.7561 | -806.0388 | -1458.536 | -334.8616 | -225.3773 | 8.2073 | 10.5357 | 0 | 3.4454
2035 | 3027 | MW | 613.7666 | 787.8899 | 1006.6458 | 305.766 | -666.5416 | -684.1642 | -779.1708 | -1458.536 | -334.8616 | -217.8648 | 5.4716 | 7.0238 | 0 | 3.4454
2035 | 3028 | MW | 513.332 | 658.9625 | 823.6193 | 255.7316 | -666.5416 | -684.1642 | -779.1708 | -1458.536 | -334.8616 | -217.8648 | 5.4716 | 7.0238 | 0 | 1.7227
2035 | 3029 | MW | 435.2163 | 558.6856 | 713.8034 | 216.8159 | -694.3141 | -636.9805 | -725.4349 | -1519.3084 | -360.6202 | -202.8396 | 5.4716 | 7.0238 | 0 | 1.7227
2035 | 3030 | MW | 368.2599 | 472.734 | 603.9875 | 183.4596 | -777.6318 | -731.348 | -832.9068 | -1701.6254 | -425.0166 | -232.8899 | 5.4716 | 7.0238 | 0 | 1.7227
2035 | 3031 | MW | 290.1442 | 372.4571 | 475.8689 | 144.5439 | -999.8123 | -943.6748 | -1074.7184 | -2187.8041 | -528.051 | -300.5031 | 5.4716 | 7.0238 | 0 | 3.4454
2035 | 3032 | MW | 267.8254 | 343.8065 | 439.2636 | 127.8658 | -1277.538 | -1203.1854 | -1370.266 | -2795.5274 | -669.7232 | -383.1415 | 8.2073 | 10.5357 | 0 | 3.4454
2035 | 3033 | MW | 234.3472 | 300.8307 | 384.3557 | 116.747 | -1471.9459 | -1415.5122 | -1612.0776 | -3220.9337 | -772.7575 | -450.7547 | 8.2073 | 10.5357 | 43.8044 | 3.4454
2035 | 3034 | MW | 212.0284 | 272.1802 | 347.7504 | 111.1876 | -1638.5813 | -1580.6553 | -1800.1533 | -3585.5677 | -850.0333 | -503.3427 | 8.2073 | 10.5357 | 43.8044 | 3.4454
2035 | 3035 | MW | 223.1878 | 286.5054 | 366.053 | 116.747 | -1777.4442 | -1698.6146 | -1934.4931 | -3889.4294 | -901.5504 | -540.9056 | 8.2073 | 10.5357 | 43.8044 | 3.4454
2035 | 3036 | MW | 278.9848 | 358.1318 | 457.5663 | 138.9845 | -1832.9893 | -1769.3902 | -2015.097 | -4010.9741 | -927.309 | -563.4433 | 8.2073 | 10.5357 | 43.8044 | 3.4454
2035 | 3037 | MW | 312.463 | 401.1076 | 512.4742 | 161.2221 | -1888.5344 | -1816.574 | -2068.8329 | -4132.5188 | -940.1883 | -578.4685 | 8.2073 | 10.5357 | 43.8044 | 3.4454
2035 | 3038 | MW | 357.1005 | 458.4087 | 585.6848 | 183.4596 | -1944.0795 | -1887.3496 | -2149.4368 | -4254.0634 | -940.1883 | -601.0062 | 8.2073 | 10.5357 | 43.8044 | 3.4454
2035 | 3039 | MW | 446.3757 | 573.0109 | 732.106 | 233.494 | -1971.8521 | -1887.3496 | -2149.4368 | -4314.8358 | -953.0676 | -601.0062 | 8.2073 | 10.5357 | 43.8044 | 1.7227
2035 | 3040 | MW | 312.463 | 401.1076 | 494.1716 | 161.2221 | -1944.0795 | -1887.3496 | -2149.4368 | -4254.0634 | -953.0676 | -601.0062 | 5.4716 | 7.0238 | 0 | 1.7227
2035 | 3041 | MW | 390.5787 | 501.3845 | 640.5928 | 205.6971 | -1860.7618 | -1863.7577 | -2122.5689 | -4071.7464 | -927.309 | -593.4936 | -8.2073 | -10.5357 | -21.9022 | -5.168
2035 | 3042 | MW | 446.3757 | 573.0109 | 713.8034 | 233.494 | -1694.1265 | -1722.2065 | -1961.3611 | -3707.1124 | -862.9126 | -548.4182 | -8.2073 | -10.5357 | -21.9022 | -5.168
2035 | 3043 | MW | 491.0132 | 630.312 | 787.014 | 255.7316 | -1499.7185 | -1486.2878 | -1692.6815 | -3281.7061 | -759.8782 | -473.2924 | -8.2073 | -10.5357 | -21.9022 | -5.168
2035 | 3044 | MW | 502.1726 | 644.6372 | 805.3166 | 255.7316 | -1416.4008 | -1391.9203 | -1585.2096 | -3099.3891 | -695.4818 | -443.2421 | -10.9431 | -14.0476 | -21.9022 | -5.168
2035 | 3045 | MW | 1082.461 | 1389.5514 | 1775.3571 | 544.8194 | -1277.538 | -1297.5528 | -1477.7378 | -2795.5274 | -656.8439 | -413.1918 | -10.9431 | -14.0476 | -43.8044 | -6.8907
2035 | 3046 | MW | 1082.461 | 1389.5514 | 1757.0544 | 544.8194 | -1138.6752 | -1156.0016 | -1316.53 | -2491.6657 | -566.6889 | -368.1163 | 5.4716 | 7.0238 | 21.9022 | 0
2035 | 3047 | MW | 1026.6641 | 1317.925 | 1665.5412 | 511.4631 | -972.0398 | -990.8585 | -1128.4543 | -2127.0317 | -476.5338 | -315.5283 | 10.9431 | 14.0476 | 21.9022 | 1.7227
2035 | 3048 | MW | 892.7514 | 1146.0217 | 1464.212 | 444.7506 | -805.4044 | -849.3073 | -967.2466 | -1762.3977 | -412.1373 | -270.4528 | 10.9431 | 14.0476 | 0 | 1.7227
2035 | 3049 | MW | 769.998 | 988.4437 | 1244.5802 | 378.038 | -722.0867 | -754.9398 | -859.7747 | -1580.0807 | -360.6202 | -240.4025 | 10.9431 | 14.0476 | 0 | 3.4454
2035 | 3050 | MW | 669.5635 | 859.5163 | 1098.159 | 333.5629 | -666.5416 | -707.7561 | -806.0388 | -1458.536 | -334.8616 | -225.3773 | 8.2073 | 10.5357 | 0 | 3.4454
2035 | 3051 | MW | 580.2884 | 744.9141 | 951.7378 | 289.0879 | -666.5416 | -684.1642 | -779.1708 | -1458.536 | -334.8616 | -217.8648 | 8.2073 | 10.5357 | 0 | 3.4454
2035 | 3052 | MW | 479.8539 | 615.9867 | 787.014 | 239.0534 | -666.5416 | -684.1642 | -779.1708 | -1458.536 | -334.8616 | -217.8648 | 5.4716 | 7.0238 | 0 | 1.7227
2035 | 3053 | MW | 412.8975 | 530.0351 | 677.1981 | 200.1377 | -694.3141 | -636.9805 | -725.4349 | -1519.3084 | -360.6202 | -202.8396 | 5.4716 | 7.0238 | 0 | 1.7227
2035 | 3054 | MW | 334.7818 | 429.7582 | 549.0795 | 166.7815 | -805.4044 | -731.348 | -832.9068 | -1762.3977 | -425.0166 | -232.8899 | 5.4716 | 7.0238 | 0 | 1.7227
2035 | 3055 | MW | 267.8254 | 343.8065 | 439.2636 | 127.8658 | -1027.5849 | -943.6748 | -1074.7184 | -2248.5764 | -528.051 | -300.5031 | 5.4716 | 7.0238 | 0 | 1.7227
2035 | 3056 | MW | 234.3472 | 300.8307 | 420.961 | 111.1876 | -1277.538 | -1179.5935 | -1343.398 | -2795.5274 | -656.8439 | -375.6289 | 5.4716 | 7.0238 | 0 | 1.7227
2035 | 3057 | MW | 223.1878 | 286.5054 | 366.053 | 105.6283 | -1499.7185 | -1391.9203 | -1585.2096 | -3281.7061 | -759.8782 | -443.2421 | 8.2073 | 10.5357 | 43.8044 | 3.4454
2035 | 3058 | MW | 212.0284 | 272.1802 | 347.7504 | 105.6283 | -1666.3539 | -1533.4715 | -1746.4174 | -3646.3401 | -837.154 | -488.3176 | 8.2073 | 10.5357 | 43.8044 | 3.4454
2035 | 3059 | MW | 212.0284 | 272.1802 | 347.7504 | 111.1876 | -1805.2167 | -1675.0228 | -1907.6252 | -3950.2018 | -901.5504 | -533.393 | 8.2073 | 10.5357 | 43.8044 | 3.4454
2035 | 3060 | MW | 267.8254 | 343.8065 | 439.2636 | 138.9845 | -1916.307 | -1722.2065 | -1961.3611 | -4193.2911 | -927.309 | -548.4182 | 10.9431 | 14.0476 | 43.8044 | 5.168
2035 | 3061 | MW | 312.463 | 401.1076 | 512.4742 | 155.6627 | -1971.8521 | -1769.3902 | -2015.097 | -4314.8358 | -940.1883 | -563.4433 | 10.9431 | 14.0476 | 43.8044 | 5.168
2035 | 3062 | MW | 357.1005 | 458.4087 | 585.6848 | 177.9002 | -2027.3972 | -1816.574 | -2068.8329 | -4436.3804 | -953.0676 | -578.4685 | 10.9431 | 14.0476 | 43.8044 | 5.168
2035 | 3063 | MW | 446.3757 | 573.0109 | 732.106 | 227.9347 | -2027.3972 | -1840.1659 | -2095.7009 | -4436.3804 | -940.1883 | -585.9811 | 10.9431 | 14.0476 | 43.8044 | 1.7227
2035 | 3064 | MW | 301.3036 | 386.7823 | 494.1716 | 155.6627 | -1999.6247 | -1840.1659 | -2095.7009 | -4375.6081 | -927.309 | -585.9811 | 5.4716 | 7.0238 | 0 | 1.7227
2035 | 3065 | MW | 390.5787 | 501.3845 | 622.2901 | 200.1377 | -1916.307 | -1792.9821 | -2041.965 | -4193.2911 | -914.4297 | -570.9559 | -8.2073 | -10.5357 | -21.9022 | -5.168
2035 | 3066 | MW | 446.3757 | 573.0109 | 713.8034 | 227.9347 | -1721.899 | -1651.4309 | -1880.7572 | -3767.8848 | -837.154 | -525.8804 | -8.2073 | -10.5357 | -21.9022 | -5.168
2035 | 3067 | MW | 491.0132 | 630.312 | 787.014 | 250.1722 | -1527.4911 | -1439.1041 | -1638.9456 | -3342.4784 | -746.9989 | -458.2672 | -8.2073 | -10.5357 | -21.9022 | -6.8907
2035 | 3068 | MW | 491.0132 | 630.312 | 805.3166 | 250.1722 | -1416.4008 | -1368.3285 | -1558.3417 | -3099.3891 | -695.4818 | -435.7295 | -10.9431 | -14.0476 | -21.9022 | -6.8907
2035 | 3069 | MW | 1082.461 | 1389.5514 | 1775.3571 | 539.26 | -1305.3105 | -1321.1447 | -1504.6058 | -2856.2997 | -656.8439 | -420.7044 | -10.9431 | -14.0476 | -43.8044 | -6.8907
2035 | 3070 | MW | 1082.461 | 1389.5514 | 1775.3571 | 533.7007 | -1138.6752 | -1156.0016 | -1316.53 | -2491.6657 | -566.6889 | -368.1163 | 8.2073 | 10.5357 | 21.9022 | 0
2035 | 3071 | MW | 1015.5047 | 1303.5997 | 1665.5412 | 500.3444 | -972.0398 | -990.8585 | -1128.4543 | -2127.0317 | -476.5338 | -315.5283 | 13.6789 | 17.5595 | 21.9022 | 1.7227
2035 | 3072 | MW | 892.7514 | 1146.0217 | 1464.212 | 444.7506 | -833.1769 | -849.3073 | -967.2466 | -1823.17 | -412.1373 | -270.4528 | 10.9431 | 14.0476 | 0 | 1.7227
2035 | 3073 | MW | 758.8386 | 974.1185 | 1244.5802 | 378.038 | -722.0867 | -778.5317 | -886.6427 | -1580.0807 | -360.6202 | -247.9151 | 10.9431 | 14.0476 | 0 | 3.4454
2035 | 3074 | MW | 658.4041 | 845.191 | 1079.8564 | 328.0035 | -666.5416 | -707.7561 | -806.0388 | -1458.536 | -334.8616 | -225.3773 | 8.2073 | 10.5357 | 0 | 3.4454
2035 | 3075 | MW | 569.129 | 730.5889 | 933.4352 | 283.5285 | -666.5416 | -707.7561 | -806.0388 | -1458.536 | -334.8616 | -225.3773 | 8.2073 | 10.5357 | 0 | 3.4454
2035 | 3076 | MW | 468.6945 | 601.6614 | 768.7113 | 233.494 | -666.5416 | -707.7561 | -806.0388 | -1458.536 | -334.8616 | -225.3773 | 5.4716 | 7.0238 | 0 | 1.7227
2035 | 3077 | MW | 390.5787 | 501.3845 | 640.5928 | 194.5784 | -694.3141 | -636.9805 | -725.4349 | -1519.3084 | -360.6202 | -202.8396 | 5.4716 | 7.0238 | 0 | 1.7227
2035 | 3078 | MW | 323.6224 | 415.4329 | 530.7769 | 161.2221 | -805.4044 | -731.348 | -832.9068 | -1762.3977 | -425.0166 | -232.8899 | 5.4716 | 7.0238 | 0 | 1.7227
2035 | 3079 | MW | 256.666 | 329.4812 | 420.961 | 127.8658 | -1027.5849 | -943.6748 | -1074.7184 | -2248.5764 | -528.051 | -300.5031 | 5.4716 | 7.0238 | 0 | 3.4454
2035 | 3080 | MW | 234.3472 | 300.8307 | 402.6583 | 116.747 | -1305.3105 | -1179.5935 | -1343.398 | -2856.2997 | -656.8439 | -375.6289 | 5.4716 | 7.0238 | 21.9022 | 3.4454
2035 | 3081 | MW | 212.0284 | 272.1802 | 366.053 | 111.1876 | -1499.7185 | -1391.9203 | -1585.2096 | -3281.7061 | -746.9989 | -443.2421 | 8.2073 | 10.5357 | 43.8044 | 3.4454
2035 | 3082 | MW | 200.8691 | 257.8549 | 329.4477 | 105.6283 | -1666.3539 | -1533.4715 | -1746.4174 | -3646.3401 | -811.3954 | -488.3176 | 8.2073 | 10.5357 | 43.8044 | 3.4454
2035 | 3083 | MW | 212.0284 | 272.1802 | 347.7504 | 111.1876 | -1832.9893 | -1651.4309 | -1880.7572 | -4010.9741 | -862.9126 | -525.8804 | 8.2073 | 10.5357 | 43.8044 | 3.4454
2035 | 3084 | MW | 267.8254 | 343.8065 | 439.2636 | 133.4252 | -1888.5344 | -1745.7984 | -1988.2291 | -4132.5188 | -888.6712 | -555.9308 | 10.9431 | 14.0476 | 43.8044 | 3.4454
2035 | 3085 | MW | 312.463 | 401.1076 | 494.1716 | 161.2221 | -1944.0795 | -1792.9821 | -2041.965 | -4254.0634 | -888.6712 | -570.9559 | 10.9431 | 14.0476 | 43.8044 | 3.4454
2035 | 3086 | MW | 345.9411 | 444.0834 | 567.3822 | 183.4596 | -1971.8521 | -1863.7577 | -2122.5689 | -4314.8358 | -901.5504 | -593.4936 | 10.9431 | 14.0476 | 43.8044 | 3.4454
2035 | 3087 | MW | 446.3757 | 573.0109 | 713.8034 | 227.9347 | -1971.8521 | -1910.9415 | -2176.3048 | -4314.8358 | -901.5504 | -608.5188 | 10.9431 | 14.0476 | 43.8044 | 1.7227
2035 | 3088 | MW | 312.463 | 401.1076 | 494.1716 | 161.2221 | -1944.0795 | -1887.3496 | -2149.4368 | -4254.0634 | -888.6712 | -601.0062 | 5.4716 | 7.0238 | 0 | 1.7227
2035 | 3089 | MW | 390.5787 | 501.3845 | 640.5928 | 205.6971 | -1860.7618 | -1863.7577 | -2122.5689 | -4071.7464 | -888.6712 | -593.4936 | -8.2073 | -10.5357 | -21.9022 | -5.168
2035 | 3090 | MW | 446.3757 | 573.0109 | 732.106 | 233.494 | -1721.899 | -1745.7984 | -1988.2291 | -3767.8848 | -824.2747 | -555.9308 | -10.9431 | -14.0476 | -21.9022 | -5.168
2035 | 3091 | MW | 491.0132 | 630.312 | 787.014 | 255.7316 | -1527.4911 | -1533.4715 | -1746.4174 | -3342.4784 | -734.1197 | -488.3176 | -10.9431 | -14.0476 | -21.9022 | -5.168
2035 | 3092 | MW | 491.0132 | 630.312 | 805.3166 | 250.1722 | -1444.1734 | -1391.9203 | -1585.2096 | -3160.1614 | -682.6025 | -443.2421 | -10.9431 | -14.0476 | -21.9022 | -5.168
2035 | 3093 | MW | 1071.3016 | 1375.2261 | 1757.0544 | 539.26 | -1305.3105 | -1344.7366 | -1531.4737 | -2856.2997 | -643.9646 | -428.2169 | -10.9431 | -14.0476 | -43.8044 | -5.168
2035 | 3094 | MW | 1071.3016 | 1375.2261 | 1738.7518 | 539.26 | -1138.6752 | -1179.5935 | -1343.398 | -2491.6657 | -566.6889 | -375.6289 | 8.2073 | 10.5357 | 21.9022 | 0
2035 | 3095 | MW | 1015.5047 | 1303.5997 | 1647.2385 | 505.9038 | -972.0398 | -1014.4504 | -1155.3223 | -2127.0317 | -476.5338 | -323.0408 | 10.9431 | 14.0476 | 21.9022 | 1.7227
2035 | 3096 | MW | 881.592 | 1131.6965 | 1445.9094 | 444.7506 | -833.1769 | -872.8992 | -994.1145 | -1823.17 | -412.1373 | -277.9654 | 10.9431 | 14.0476 | 21.9022 | 1.7227
2035 | 3097 | MW | 758.8386 | 974.1185 | 1244.5802 | 378.038 | -722.0867 | -778.5317 | -886.6427 | -1580.0807 | -360.6202 | -247.9151 | 10.9431 | 14.0476 | 0 | 3.4454
2035 | 3098 | MW | 658.4041 | 845.191 | 1079.8564 | 328.0035 | -694.3141 | -707.7561 | -806.0388 | -1519.3084 | -334.8616 | -225.3773 | 8.2073 | 10.5357 | 0 | 3.4454
2035 | 3099 | MW | 569.129 | 730.5889 | 915.1325 | 283.5285 | -666.5416 | -707.7561 | -806.0388 | -1458.536 | -334.8616 | -225.3773 | 8.2073 | 10.5357 | 0 | 3.4454
2035 | 3100 | MW | 457.5351 | 587.3361 | 750.4087 | 227.9347 | -694.3141 | -707.7561 | -806.0388 | -1519.3084 | -334.8616 | -225.3773 | 5.4716 | 7.0238 | 0 | 1.7227
2035 | 3101 | MW | 390.5787 | 501.3845 | 640.5928 | 189.019 | -694.3141 | -636.9805 | -725.4349 | -1519.3084 | -360.6202 | -202.8396 | 5.4716 | 7.0238 | 0 | 1.7227
2035 | 3102 | MW | 312.463 | 401.1076 | 512.4742 | 155.6627 | -805.4044 | -731.348 | -832.9068 | -1762.3977 | -425.0166 | -232.8899 | 5.4716 | 7.0238 | 0 | 1.7227
2035 | 3103 | MW | 245.5066 | 315.156 | 420.961 | 122.3064 | -1027.5849 | -943.6748 | -1074.7184 | -2248.5764 | -528.051 | -300.5031 | 5.4716 | 7.0238 | 0 | 3.4454
2035 | 3104 | MW | 234.3472 | 300.8307 | 402.6583 | 116.747 | -1305.3105 | -1179.5935 | -1343.398 | -2856.2997 | -643.9646 | -375.6289 | 5.4716 | 7.0238 | 0 | 3.4454
2035 | 3105 | MW | 212.0284 | 272.1802 | 347.7504 | 111.1876 | -1527.4911 | -1391.9203 | -1585.2096 | -3342.4784 | -746.9989 | -443.2421 | 8.2073 | 10.5357 | 43.8044 | 3.4454
2035 | 3106 | MW | 200.8691 | 257.8549 | 329.4477 | 111.1876 | -1694.1265 | -1557.0634 | -1773.2854 | -3707.1124 | -811.3954 | -495.8301 | 8.2073 | 10.5357 | 43.8044 | 3.4454
2035 | 3107 | MW | 212.0284 | 272.1802 | 347.7504 | 111.1876 | -1832.9893 | -1675.0228 | -1907.6252 | -4010.9741 | -862.9126 | -533.393 | 8.2073 | 10.5357 | 43.8044 | 3.4454
2035 | 3108 | MW | 267.8254 | 343.8065 | 439.2636 | 133.4252 | -1916.307 | -1769.3902 | -2015.097 | -4193.2911 | -888.6712 | -563.4433 | 10.9431 | 14.0476 | 43.8044 | 3.4454
2035 | 3109 | MW | 312.463 | 401.1076 | 512.4742 | 155.6627 | -1999.6247 | -1863.7577 | -2122.5689 | -4375.6081 | -901.5504 | -593.4936 | 10.9431 | 14.0476 | 43.8044 | 3.4454
2035 | 3110 | MW | 357.1005 | 458.4087 | 585.6848 | 177.9002 | -2055.1698 | -1934.5333 | -2203.1727 | -4497.1528 | -914.4297 | -616.0314 | 10.9431 | 14.0476 | 43.8044 | 3.4454
2035 | 3111 | MW | 446.3757 | 573.0109 | 732.106 | 227.9347 | -2055.1698 | -1958.1252 | -2230.0407 | -4497.1528 | -927.309 | -623.544 | 10.9431 | 14.0476 | 43.8044 | 1.7227
2035 | 3112 | MW | 312.463 | 401.1076 | 494.1716 | 155.6627 | -2027.3972 | -1934.5333 | -2203.1727 | -4436.3804 | -927.309 | -616.0314 | 5.4716 | 7.0238 | 0 | 1.7227
2035 | 3113 | MW | 390.5787 | 501.3845 | 640.5928 | 200.1377 | -1971.8521 | -1887.3496 | -2149.4368 | -4314.8358 | -927.309 | -601.0062 | -8.2073 | -10.5357 | -21.9022 | -5.168
2035 | 3114 | MW | 446.3757 | 573.0109 | 732.106 | 227.9347 | -1805.2167 | -1745.7984 | -1988.2291 | -3950.2018 | -862.9126 | -555.9308 | -8.2073 | -10.5357 | -21.9022 | -5.168
2035 | 3115 | MW | 479.8539 | 615.9867 | 787.014 | 250.1722 | -1583.0362 | -1509.8797 | -1719.5494 | -3464.0231 | -759.8782 | -480.805 | -10.9431 | -14.0476 | -21.9022 | -5.168
2035 | 3116 | MW | 491.0132 | 630.312 | 805.3166 | 250.1722 | -1444.1734 | -1391.9203 | -1585.2096 | -3160.1614 | -695.4818 | -443.2421 | -10.9431 | -14.0476 | -21.9022 | -5.168
2035 | 3117 | MW | 1071.3016 | 1375.2261 | 1757.0544 | 533.7007 | -1333.0831 | -1321.1447 | -1504.6058 | -2917.0721 | -643.9646 | -420.7044 | -10.9431 | -14.0476 | -43.8044 | -5.168
2035 | 3118 | MW | 1071.3016 | 1375.2261 | 1757.0544 | 533.7007 | -1166.4477 | -1156.0016 | -1316.53 | -2552.4381 | -566.6889 | -368.1163 | 8.2073 | 10.5357 | 21.9022 | 0
2035 | 3119 | MW | 1015.5047 | 1303.5997 | 1647.2385 | 500.3444 | -972.0398 | -1014.4504 | -1155.3223 | -2127.0317 | -489.4131 | -323.0408 | 10.9431 | 14.0476 | 21.9022 | 1.7227
2035 | 3120 | MW | 881.592 | 1131.6965 | 1445.9094 | 439.1912 | -833.1769 | -872.8992 | -994.1145 | -1823.17 | -412.1373 | -277.9654 | 10.9431 | 14.0476 | 21.9022 | 1.7227
2035 | 3121 | MW | 758.8386 | 974.1185 | 1244.5802 | 378.038 | -694.3141 | -754.9398 | -859.7747 | -1519.3084 | -347.7409 | -240.4025 | 8.2073 | 10.5357 | 0 | 3.4454
2035 | 3122 | MW | 658.4041 | 845.191 | 1061.5537 | 322.4441 | -638.769 | -684.1642 | -779.1708 | -1397.7637 | -321.9823 | -217.8648 | 8.2073 | 10.5357 | 0 | 3.4454
2035 | 3123 | MW | 569.129 | 730.5889 | 915.1325 | 277.9691 | -638.769 | -684.1642 | -779.1708 | -1397.7637 | -309.103 | -217.8648 | 8.2073 | 10.5357 | 0 | 3.4454
2035 | 3124 | MW | 468.6945 | 601.6614 | 750.4087 | 233.494 | -638.769 | -660.5724 | -752.3029 | -1397.7637 | -321.9823 | -210.3522 | 5.4716 | 7.0238 | 0 | 3.4454
2035 | 3125 | MW | 401.7381 | 515.7098 | 658.8954 | 200.1377 | -638.769 | -589.7967 | -671.699 | -1397.7637 | -321.9823 | -187.8144 | 5.4716 | 7.0238 | 0 | 3.4454
2035 | 3126 | MW | 345.9411 | 444.0834 | 567.3822 | 172.3408 | -694.3141 | -660.5724 | -752.3029 | -1519.3084 | -360.6202 | -210.3522 | 5.4716 | 7.0238 | 0 | 3.4454
2035 | 3127 | MW | 301.3036 | 386.7823 | 494.1716 | 150.1033 | -805.4044 | -778.5317 | -886.6427 | -1762.3977 | -425.0166 | -247.9151 | 5.4716 | 7.0238 | 0 | 3.4454
2035 | 3128 | MW | 278.9848 | 358.1318 | 457.5663 | 138.9845 | -972.0398 | -920.0829 | -1047.8504 | -2127.0317 | -515.1717 | -292.9905 | 8.2073 | 10.5357 | 21.9022 | 3.4454
2035 | 3129 | MW | 267.8254 | 343.8065 | 439.2636 | 138.9845 | -1138.6752 | -1061.6341 | -1209.0582 | -2491.6657 | -579.5681 | -338.066 | 8.2073 | 10.5357 | 43.8044 | 3.4454
2035 | 3130 | MW | 301.3036 | 386.7823 | 494.1716 | 150.1033 | -1249.7654 | -1156.0016 | -1316.53 | -2734.7551 | -631.0853 | -368.1163 | 8.2073 | 10.5357 | 43.8044 | 5.168
2035 | 3131 | MW | 368.2599 | 472.734 | 603.9875 | 177.9002 | -1360.8557 | -1250.3691 | -1424.0019 | -2977.8444 | -669.7232 | -398.1666 | 8.2073 | 10.5357 | 43.8044 | 5.168
2035 | 3132 | MW | 457.5351 | 587.3361 | 750.4087 | 222.3753 | -1416.4008 | -1321.1447 | -1504.6058 | -3099.3891 | -695.4818 | -420.7044 | 8.2073 | 10.5357 | 43.8044 | 5.168
2035 | 3133 | MW | 491.0132 | 630.312 | 805.3166 | 239.0534 | -1471.9459 | -1415.5122 | -1612.0776 | -3220.9337 | -708.3611 | -450.7547 | 8.2073 | 10.5357 | 43.8044 | 5.168
2035 | 3134 | MW | 535.6508 | 687.613 | 878.5272 | 266.8503 | -1499.7185 | -1462.6959 | -1665.8135 | -3281.7061 | -708.3611 | -465.7798 | 8.2073 | 10.5357 | 43.8044 | 5.168
2035 | 3135 | MW | 312.463 | 401.1076 | 512.4742 | 161.2221 | -1499.7185 | -1509.8797 | -1719.5494 | -3281.7061 | -695.4818 | -480.805 | 8.2073 | 10.5357 | 43.8044 | 1.7227
2035 | 3136 | MW | 345.9411 | 444.0834 | 567.3822 | 177.9002 | -1499.7185 | -1533.4715 | -1746.4174 | -3281.7061 | -695.4818 | -488.3176 | 5.4716 | 7.0238 | 0 | 1.7227
2035 | 3137 | MW | 379.4193 | 487.0592 | 622.2901 | 194.5784 | -1444.1734 | -1533.4715 | -1746.4174 | -3160.1614 | -695.4818 | -488.3176 | -8.2073 | -10.5357 | -21.9022 | -5.168
2035 | 3138 | MW | 390.5787 | 501.3845 | 640.5928 | 205.6971 | -1333.0831 | -1391.9203 | -1585.2096 | -2917.0721 | -656.8439 | -443.2421 | -8.2073 | -10.5357 | -21.9022 | -5.168
2035 | 3139 | MW | 401.7381 | 515.7098 | 640.5928 | 205.6971 | -1221.9929 | -1250.3691 | -1424.0019 | -2673.9827 | -605.3267 | -398.1666 | -8.2073 | -10.5357 | -21.9022 | -5.168
2035 | 3140 | MW | 970.8671 | 1246.2986 | 1574.0279 | 489.2256 | -1221.9929 | -1203.1854 | -1370.266 | -2673.9827 | -592.4474 | -383.1415 | -8.2073 | -10.5357 | -21.9022 | -5.168
2035 | 3141 | MW | 959.7077 | 1231.9734 | 1574.0279 | 478.1068 | -1166.4477 | -1179.5935 | -1343.398 | -2552.4381 | -579.5681 | -375.6289 | -10.9431 | -14.0476 | -21.9022 | -5.168
2035 | 3142 | MW | 937.3889 | 1203.3228 | 1537.4226 | 461.4287 | -1027.5849 | -1061.6341 | -1209.0582 | -2248.5764 | -515.1717 | -338.066 | 8.2073 | 10.5357 | 21.9022 | 0
2035 | 3143 | MW | 870.4326 | 1117.3712 | 1427.6067 | 428.0724 | -888.7221 | -943.6748 | -1074.7184 | -1944.7147 | -450.7752 | -300.5031 | 10.9431 | 14.0476 | 21.9022 | 1.7227
2035 | 3144 | MW | 769.998 | 988.4437 | 1262.8829 | 378.038 | -749.8593 | -802.1236 | -913.5106 | -1640.853 | -373.4995 | -255.4276 | 10.9431 | 14.0476 | 21.9022 | 1.7227
2035 | 3145 | MW | 691.8823 | 888.1668 | 1134.7643 | 339.1223 | -666.5416 | -731.348 | -832.9068 | -1458.536 | -334.8616 | -232.8899 | 8.2073 | 10.5357 | 0 | 3.4454
2035 | 3146 | MW | 624.9259 | 802.2152 | 1024.9484 | 305.766 | -638.769 | -684.1642 | -779.1708 | -1397.7637 | -321.9823 | -217.8648 | 8.2073 | 10.5357 | 0 | 3.4454
2035 | 3147 | MW | 535.6508 | 687.613 | 896.8299 | 261.2909 | -610.9964 | -660.5724 | -752.3029 | -1336.9914 | -309.103 | -210.3522 | 8.2073 | 10.5357 | 0 | 3.4454
2035 | 3148 | MW | 479.8539 | 615.9867 | 787.014 | 233.494 | -610.9964 | -660.5724 | -752.3029 | -1336.9914 | -309.103 | -210.3522 | 5.4716 | 7.0238 | 0 | 3.4454
2035 | 3149 | MW | 424.0569 | 544.3603 | 695.5007 | 205.6971 | -610.9964 | -566.2049 | -644.831 | -1336.9914 | -321.9823 | -180.3019 | 5.4716 | 7.0238 | 0 | 3.4454
2035 | 3150 | MW | 379.4193 | 487.0592 | 622.2901 | 183.4596 | -638.769 | -613.3886 | -698.567 | -1397.7637 | -347.7409 | -195.327 | 5.4716 | 7.0238 | 0 | 3.4454
2035 | 3151 | MW | 334.7818 | 429.7582 | 549.0795 | 161.2221 | -749.8593 | -707.7561 | -806.0388 | -1640.853 | -399.2581 | -225.3773 | 5.4716 | 7.0238 | 0 | 3.4454
2035 | 3152 | MW | 312.463 | 401.1076 | 512.4742 | 150.1033 | -860.9495 | -802.1236 | -913.5106 | -1883.9424 | -450.7752 | -255.4276 | 8.2073 | 10.5357 | 0 | 3.4454
2035 | 3153 | MW | 290.1442 | 372.4571 | 494.1716 | 138.9845 | -972.0398 | -920.0829 | -1047.8504 | -2127.0317 | -489.4131 | -292.9905 | 8.2073 | 10.5357 | 43.8044 | 3.4454
2035 | 3154 | MW | 312.463 | 401.1076 | 512.4742 | 150.1033 | -1055.3575 | -990.8585 | -1128.4543 | -2309.3487 | -528.051 | -315.5283 | 8.2073 | 10.5357 | 43.8044 | 3.4454
2035 | 3155 | MW | 368.2599 | 472.734 | 585.6848 | 183.4596 | -1110.9026 | -1085.226 | -1235.9262 | -2430.8934 | -553.8096 | -345.5786 | 8.2073 | 10.5357 | 43.8044 | 3.4454
2035 | 3156 | MW | 446.3757 | 573.0109 | 713.8034 | 227.9347 | -1166.4477 | -1132.4098 | -1289.6621 | -2552.4381 | -566.6889 | -360.6037 | 8.2073 | 10.5357 | 43.8044 | 3.4454
2035 | 3157 | MW | 502.1726 | 644.6372 | 805.3166 | 266.8503 | -1221.9929 | -1179.5935 | -1343.398 | -2673.9827 | -579.5681 | -375.6289 | 8.2073 | 10.5357 | 43.8044 | 3.4454
2035 | 3158 | MW | 546.8102 | 701.9383 | 878.5272 | 283.5285 | -1277.538 | -1226.7772 | -1397.1339 | -2795.5274 | -579.5681 | -390.654 | 8.2073 | 10.5357 | 43.8044 | 3.4454
2035 | 3159 | MW | 301.3036 | 386.7823 | 494.1716 | 155.6627 | -1305.3105 | -1250.3691 | -1424.0019 | -2856.2997 | -592.4474 | -398.1666 | 8.2073 | 10.5357 | 43.8044 | 1.7227
2035 | 3160 | MW | 323.6224 | 415.4329 | 530.7769 | 166.7815 | -1333.0831 | -1297.5528 | -1477.7378 | -2917.0721 | -605.3267 | -413.1918 | 5.4716 | 7.0238 | 0 | 1.7227
2035 | 3161 | MW | 368.2599 | 472.734 | 603.9875 | 183.4596 | -1333.0831 | -1321.1447 | -1504.6058 | -2917.0721 | -618.206 | -420.7044 | -8.2073 | -10.5357 | -21.9022 | -3.4454
2035 | 3162 | MW | 401.7381 | 515.7098 | 658.8954 | 200.1377 | -1277.538 | -1250.3691 | -1424.0019 | -2795.5274 | -605.3267 | -398.1666 | -8.2073 | -10.5357 | -21.9022 | -5.168
2035 | 3163 | MW | 412.8975 | 530.0351 | 677.1981 | 205.6971 | -1221.9929 | -1179.5935 | -1343.398 | -2673.9827 | -592.4474 | -375.6289 | -8.2073 | -10.5357 | -21.9022 | -5.168
2035 | 3164 | MW | 970.8671 | 1246.2986 | 1574.0279 | 489.2256 | -1221.9929 | -1179.5935 | -1343.398 | -2673.9827 | -592.4474 | -375.6289 | -8.2073 | -10.5357 | -21.9022 | -5.168
2035 | 3165 | MW | 970.8671 | 1246.2986 | 1592.3306 | 483.6662 | -1166.4477 | -1156.0016 | -1316.53 | -2552.4381 | -566.6889 | -368.1163 | -8.2073 | -10.5357 | -21.9022 | -5.168
2035 | 3166 | MW | 937.3889 | 1203.3228 | 1537.4226 | 472.5475 | -1027.5849 | -1061.6341 | -1209.0582 | -2248.5764 | -502.2924 | -338.066 | 8.2073 | 10.5357 | 0 | 0
2035 | 3167 | MW | 881.592 | 1131.6965 | 1427.6067 | 439.1912 | -888.7221 | -920.0829 | -1047.8504 | -1944.7147 | -437.8959 | -292.9905 | 13.6789 | 17.5595 | 21.9022 | 1.7227
2035 | 3168 | MW | 781.1574 | 1002.769 | 1281.1855 | 394.7161 | -749.8593 | -778.5317 | -886.6427 | -1640.853 | -373.4995 | -247.9151 | 10.9431 | 14.0476 | 21.9022 | 1.7227
2035 | 3169 | MW | 691.8823 | 888.1668 | 1134.7643 | 344.6817 | -722.0867 | -731.348 | -832.9068 | -1580.0807 | -360.6202 | -232.8899 | 8.2073 | 10.5357 | 0 | 3.4454
2035 | 3170 | MW | 624.9259 | 802.2152 | 1024.9484 | 311.3254 | -666.5416 | -684.1642 | -779.1708 | -1458.536 | -334.8616 | -217.8648 | 8.2073 | 10.5357 | 0 | 3.4454
2035 | 3171 | MW | 535.6508 | 687.613 | 878.5272 | 266.8503 | -638.769 | -684.1642 | -779.1708 | -1397.7637 | -334.8616 | -217.8648 | 5.4716 | 7.0238 | 0 | 3.4454
2035 | 3172 | MW | 468.6945 | 601.6614 | 768.7113 | 227.9347 | -666.5416 | -684.1642 | -779.1708 | -1458.536 | -334.8616 | -217.8648 | 5.4716 | 7.0238 | 0 | 1.7227
2035 | 3173 | MW | 401.7381 | 515.7098 | 658.8954 | 194.5784 | -666.5416 | -613.3886 | -698.567 | -1458.536 | -360.6202 | -195.327 | 5.4716 | 7.0238 | 0 | 1.7227
2035 | 3174 | MW | 345.9411 | 444.0834 | 567.3822 | 166.7815 | -777.6318 | -707.7561 | -806.0388 | -1701.6254 | -412.1373 | -225.3773 | 5.4716 | 7.0238 | 0 | 1.7227
2035 | 3175 | MW | 290.1442 | 372.4571 | 475.8689 | 144.5439 | -1027.5849 | -920.0829 | -1047.8504 | -2248.5764 | -528.051 | -292.9905 | 5.4716 | 7.0238 | 0 | 3.4454
2035 | 3176 | MW | 278.9848 | 358.1318 | 457.5663 | 138.9845 | -1333.0831 | -1179.5935 | -1343.398 | -2917.0721 | -656.8439 | -375.6289 | 8.2073 | 10.5357 | 0 | 3.4454
2035 | 3177 | MW | 256.666 | 329.4812 | 420.961 | 133.4252 | -1555.2636 | -1391.9203 | -1585.2096 | -3403.2507 | -746.9989 | -443.2421 | 8.2073 | 10.5357 | 43.8044 | 3.4454
2035 | 3178 | MW | 234.3472 | 300.8307 | 402.6583 | 127.8658 | -1721.899 | -1557.0634 | -1773.2854 | -3767.8848 | -824.2747 | -495.8301 | 8.2073 | 10.5357 | 43.8044 | 3.4454
2035 | 3179 | MW | 245.5066 | 315.156 | 402.6583 | 127.8658 | -1860.7618 | -1698.6146 | -1934.4931 | -4071.7464 | -888.6712 | -540.9056 | 8.2073 | 10.5357 | 43.8044 | 3.4454
2035 | 3180 | MW | 301.3036 | 386.7823 | 494.1716 | 150.1033 | -1944.0795 | -1792.9821 | -2041.965 | -4254.0634 | -914.4297 | -570.9559 | 8.2073 | 10.5357 | 43.8044 | 3.4454
2035 | 3181 | MW | 334.7818 | 429.7582 | 549.0795 | 172.3408 | -1999.6247 | -1887.3496 | -2149.4368 | -4375.6081 | -927.309 | -601.0062 | 8.2073 | 10.5357 | 43.8044 | 3.4454
2035 | 3182 | MW | 368.2599 | 472.734 | 603.9875 | 189.019 | -2055.1698 | -1958.1252 | -2230.0407 | -4497.1528 | -940.1883 | -623.544 | 8.2073 | 10.5357 | 65.7066 | 3.4454
2035 | 3183 | MW | 457.5351 | 587.3361 | 750.4087 | 227.9347 | -2082.9424 | -2005.3089 | -2283.7766 | -4557.9251 | -953.0676 | -638.5691 | 8.2073 | 10.5357 | 65.7066 | 1.7227
2035 | 3184 | MW | 323.6224 | 415.4329 | 530.7769 | 161.2221 | -2082.9424 | -1981.7171 | -2256.9087 | -4557.9251 | -953.0676 | -631.0565 | 5.4716 | 7.0238 | 0 | 1.7227
2035 | 3185 | MW | 401.7381 | 515.7098 | 658.8954 | 200.1377 | -2027.3972 | -1934.5333 | -2203.1727 | -4436.3804 | -940.1883 | -616.0314 | -8.2073 | -10.5357 | -43.8044 | -5.168
2035 | 3186 | MW | 457.5351 | 587.3361 | 750.4087 | 233.494 | -1860.7618 | -1769.3902 | -2015.097 | -4071.7464 | -875.7919 | -563.4433 | -8.2073 | -10.5357 | -43.8044 | -5.168
2035 | 3187 | MW | 502.1726 | 644.6372 | 823.6193 | 250.1722 | -1610.8088 | -1509.8797 | -1719.5494 | -3524.7954 | -772.7575 | -480.805 | -10.9431 | -14.0476 | -43.8044 | -5.168
2035 | 3188 | MW | 513.332 | 658.9625 | 841.9219 | 255.7316 | -1471.9459 | -1391.9203 | -1585.2096 | -3220.9337 | -708.3611 | -443.2421 | -10.9431 | -14.0476 | -43.8044 | -6.8907
2035 | 3189 | MW | 1104.7798 | 1418.2019 | 1811.9624 | 544.8194 | -1333.0831 | -1321.1447 | -1504.6058 | -2917.0721 | -656.8439 | -420.7044 | -10.9431 | -14.0476 | -43.8044 | -6.8907
2035 | 3190 | MW | 1093.6204 | 1403.8766 | 1793.6597 | 544.8194 | -1166.4477 | -1156.0016 | -1316.53 | -2552.4381 | -566.6889 | -368.1163 | 8.2073 | 10.5357 | 21.9022 | 0
2035 | 3191 | MW | 1037.8234 | 1332.2503 | 1702.1465 | 511.4631 | -972.0398 | -990.8585 | -1128.4543 | -2127.0317 | -476.5338 | -315.5283 | 10.9431 | 14.0476 | 21.9022 | 1.7227
2035 | 3192 | MW | 926.2295 | 1188.9976 | 1500.8173 | 455.8693 | -833.1769 | -872.8992 | -994.1145 | -1823.17 | -412.1373 | -277.9654 | 10.9431 | 14.0476 | 0 | 1.7227
2035 | 3193 | MW | 803.4762 | 1031.4196 | 1317.7908 | 394.7161 | -722.0867 | -778.5317 | -886.6427 | -1580.0807 | -360.6202 | -247.9151 | 10.9431 | 14.0476 | 0 | 3.4454
2035 | 3194 | MW | 703.0417 | 902.4921 | 1153.067 | 350.2411 | -666.5416 | -731.348 | -832.9068 | -1458.536 | -334.8616 | -232.8899 | 8.2073 | 10.5357 | 0 | 3.4454
2035 | 3195 | MW | 613.7666 | 787.8899 | 1006.6458 | 305.766 | -666.5416 | -707.7561 | -806.0388 | -1458.536 | -334.8616 | -225.3773 | 8.2073 | 10.5357 | 0 | 3.4454
2035 | 3196 | MW | 513.332 | 658.9625 | 841.9219 | 255.7316 | -666.5416 | -707.7561 | -806.0388 | -1458.536 | -334.8616 | -225.3773 | 8.2073 | 10.5357 | 0 | 1.7227
2035 | 3197 | MW | 446.3757 | 573.0109 | 732.106 | 216.8159 | -694.3141 | -636.9805 | -725.4349 | -1519.3084 | -360.6202 | -202.8396 | 5.4716 | 7.0238 | 0 | 1.7227
2035 | 3198 | MW | 368.2599 | 472.734 | 603.9875 | 177.9002 | -805.4044 | -731.348 | -832.9068 | -1762.3977 | -425.0166 | -232.8899 | 5.4716 | 7.0238 | 0 | 1.7227
2035 | 3199 | MW | 290.1442 | 372.4571 | 475.8689 | 144.5439 | -1027.5849 | -943.6748 | -1074.7184 | -2248.5764 | -528.051 | -300.5031 | 8.2073 | 10.5357 | 0 | 3.4454
2035 | 3200 | MW | 256.666 | 329.4812 | 439.2636 | 127.8658 | -1333.0831 | -1203.1854 | -1370.266 | -2917.0721 | -669.7232 | -383.1415 | 8.2073 | 10.5357 | 0 | 3.4454
2035 | 3201 | MW | 234.3472 | 300.8307 | 384.3557 | 116.747 | -1555.2636 | -1439.1041 | -1638.9456 | -3403.2507 | -785.6368 | -458.2672 | 8.2073 | 10.5357 | 43.8044 | 3.4454
2035 | 3202 | MW | 212.0284 | 272.1802 | 347.7504 | 111.1876 | -1749.6716 | -1651.4309 | -1880.7572 | -3828.6571 | -875.7919 | -525.8804 | 8.2073 | 10.5357 | 43.8044 | 3.4454
2035 | 3203 | MW | 223.1878 | 286.5054 | 366.053 | 116.747 | -1916.307 | -1816.574 | -2068.8329 | -4193.2911 | -927.309 | -578.4685 | 8.2073 | 10.5357 | 43.8044 | 3.4454
2035 | 3204 | MW | 267.8254 | 343.8065 | 457.5663 | 138.9845 | -1999.6247 | -1887.3496 | -2149.4368 | -4375.6081 | -953.0676 | -601.0062 | 8.2073 | 10.5357 | 43.8044 | 3.4454
2035 | 3205 | MW | 312.463 | 401.1076 | 512.4742 | 161.2221 | -2055.1698 | -1934.5333 | -2203.1727 | -4497.1528 | -953.0676 | -616.0314 | 8.2073 | 10.5357 | 43.8044 | 3.4454
2035 | 3206 | MW | 357.1005 | 458.4087 | 585.6848 | 177.9002 | -2110.7149 | -1958.1252 | -2230.0407 | -4618.6974 | -965.9469 | -623.544 | 10.9431 | 14.0476 | 43.8044 | 3.4454
2035 | 3207 | MW | 446.3757 | 573.0109 | 732.106 | 227.9347 | -2138.4875 | -1981.7171 | -2256.9087 | -4679.4698 | -965.9469 | -631.0565 | 10.9431 | 14.0476 | 43.8044 | 1.7227
2035 | 3208 | MW | 301.3036 | 386.7823 | 494.1716 | 155.6627 | -2110.7149 | -1981.7171 | -2256.9087 | -4618.6974 | -965.9469 | -631.0565 | 5.4716 | 7.0238 | 0 | 1.7227
2035 | 3209 | MW | 390.5787 | 501.3845 | 622.2901 | 200.1377 | -2082.9424 | -1958.1252 | -2230.0407 | -4557.9251 | -953.0676 | -623.544 | -10.9431 | -14.0476 | -21.9022 | -5.168
2035 | 3210 | MW | 446.3757 | 573.0109 | 713.8034 | 227.9347 | -1916.307 | -1792.9821 | -2041.965 | -4193.2911 | -901.5504 | -570.9559 | -13.6789 | -17.5595 | -21.9022 | -5.168
2035 | 3211 | MW | 479.8539 | 615.9867 | 787.014 | 250.1722 | -1666.3539 | -1557.0634 | -1773.2854 | -3646.3401 | -785.6368 | -495.8301 | -13.6789 | -17.5595 | -21.9022 | -5.168
2035 | 3212 | MW | 491.0132 | 630.312 | 805.3166 | 250.1722 | -1527.4911 | -1439.1041 | -1638.9456 | -3342.4784 | -721.2404 | -458.2672 | -13.6789 | -17.5595 | -43.8044 | -6.8907
2035 | 3213 | MW | 1082.461 | 1389.5514 | 1775.3571 | 539.26 | -1360.8557 | -1344.7366 | -1531.4737 | -2977.8444 | -656.8439 | -428.2169 | -13.6789 | -17.5595 | -43.8044 | -6.8907
2035 | 3214 | MW | 1082.461 | 1389.5514 | 1757.0544 | 539.26 | -1166.4477 | -1203.1854 | -1370.266 | -2552.4381 | -566.6889 | -383.1415 | 8.2073 | 10.5357 | 21.9022 | 0
2035 | 3215 | MW | 1015.5047 | 1303.5997 | 1665.5412 | 505.9038 | -972.0398 | -1038.0423 | -1182.1902 | -2127.0317 | -489.4131 | -330.5534 | 13.6789 | 17.5595 | 21.9022 | 1.7227
2035 | 3216 | MW | 892.7514 | 1146.0217 | 1464.212 | 439.1912 | -833.1769 | -872.8992 | -994.1145 | -1823.17 | -412.1373 | -277.9654 | 13.6789 | 17.5595 | 0 | 1.7227
2035 | 3217 | MW | 769.998 | 988.4437 | 1244.5802 | 378.038 | -722.0867 | -778.5317 | -886.6427 | -1580.0807 | -360.6202 | -247.9151 | 10.9431 | 14.0476 | 0 | 3.4454
2035 | 3218 | MW | 669.5635 | 859.5163 | 1098.159 | 328.0035 | -666.5416 | -731.348 | -832.9068 | -1458.536 | -334.8616 | -232.8899 | 10.9431 | 14.0476 | 0 | 3.4454
2035 | 3219 | MW | 580.2884 | 744.9141 | 933.4352 | 289.0879 | -666.5416 | -707.7561 | -806.0388 | -1458.536 | -334.8616 | -225.3773 | 8.2073 | 10.5357 | 0 | 3.4454
2035 | 3220 | MW | 479.8539 | 615.9867 | 787.014 | 239.0534 | -666.5416 | -707.7561 | -806.0388 | -1458.536 | -334.8616 | -225.3773 | 8.2073 | 10.5357 | 0 | 1.7227
2035 | 3221 | MW | 401.7381 | 515.7098 | 658.8954 | 200.1377 | -694.3141 | -636.9805 | -725.4349 | -1519.3084 | -360.6202 | -202.8396 | 8.2073 | 10.5357 | 0 | 1.7227
2035 | 3222 | MW | 334.7818 | 429.7582 | 549.0795 | 161.2221 | -805.4044 | -754.9398 | -859.7747 | -1762.3977 | -425.0166 | -240.4025 | 5.4716 | 7.0238 | 0 | 1.7227
2035 | 3223 | MW | 267.8254 | 343.8065 | 439.2636 | 127.8658 | -1027.5849 | -943.6748 | -1074.7184 | -2248.5764 | -528.051 | -300.5031 | 5.4716 | 7.0238 | 0 | 3.4454
2035 | 3224 | MW | 245.5066 | 315.156 | 420.961 | 122.3064 | -1305.3105 | -1203.1854 | -1370.266 | -2856.2997 | -656.8439 | -383.1415 | 8.2073 | 10.5357 | 0 | 3.4454
2035 | 3225 | MW | 223.1878 | 286.5054 | 366.053 | 111.1876 | -1555.2636 | -1415.5122 | -1612.0776 | -3403.2507 | -746.9989 | -450.7547 | 8.2073 | 10.5357 | 43.8044 | 3.4454
2035 | 3226 | MW | 212.0284 | 272.1802 | 347.7504 | 105.6283 | -1721.899 | -1580.6553 | -1800.1533 | -3767.8848 | -837.154 | -503.3427 | 8.2073 | 10.5357 | 43.8044 | 3.4454
2035 | 3227 | MW | 223.1878 | 286.5054 | 347.7504 | 111.1876 | -1888.5344 | -1722.2065 | -1961.3611 | -4132.5188 | -901.5504 | -548.4182 | 10.9431 | 14.0476 | 43.8044 | 3.4454
2035 | 3228 | MW | 267.8254 | 343.8065 | 439.2636 | 138.9845 | -1999.6247 | -1792.9821 | -2041.965 | -4375.6081 | -927.309 | -570.9559 | 10.9431 | 14.0476 | 43.8044 | 3.4454
2035 | 3229 | MW | 312.463 | 401.1076 | 512.4742 | 161.2221 | -2055.1698 | -1863.7577 | -2122.5689 | -4497.1528 | -953.0676 | -593.4936 | 10.9431 | 14.0476 | 43.8044 | 3.4454
2035 | 3230 | MW | 357.1005 | 458.4087 | 585.6848 | 183.4596 | -2110.7149 | -1934.5333 | -2203.1727 | -4618.6974 | -965.9469 | -616.0314 | 10.9431 | 14.0476 | 43.8044 | 3.4454
2035 | 3231 | MW | 446.3757 | 573.0109 | 732.106 | 233.494 | -2138.4875 | -1981.7171 | -2256.9087 | -4679.4698 | -978.8262 | -631.0565 | 10.9431 | 14.0476 | 43.8044 | 1.7227
2035 | 3232 | MW | 312.463 | 401.1076 | 494.1716 | 155.6627 | -2110.7149 | -2005.3089 | -2283.7766 | -4618.6974 | -991.7055 | -638.5691 | 8.2073 | 10.5357 | 0 | 1.7227
2035 | 3233 | MW | 390.5787 | 501.3845 | 640.5928 | 200.1377 | -2027.3972 | -1958.1252 | -2230.0407 | -4436.3804 | -991.7055 | -623.544 | -10.9431 | -14.0476 | -21.9022 | -5.168
2035 | 3234 | MW | 446.3757 | 573.0109 | 732.106 | 233.494 | -1860.7618 | -1792.9821 | -2041.965 | -4071.7464 | -914.4297 | -570.9559 | -10.9431 | -14.0476 | -21.9022 | -5.168
2035 | 3235 | MW | 491.0132 | 630.312 | 787.014 | 250.1722 | -1610.8088 | -1557.0634 | -1773.2854 | -3524.7954 | -798.5161 | -495.8301 | -10.9431 | -14.0476 | -21.9022 | -5.168
2035 | 3236 | MW | 502.1726 | 644.6372 | 805.3166 | 250.1722 | -1499.7185 | -1439.1041 | -1638.9456 | -3281.7061 | -721.2404 | -458.2672 | -10.9431 | -14.0476 | -21.9022 | -5.168
2035 | 3237 | MW | 1082.461 | 1389.5514 | 1775.3571 | 544.8194 | -1360.8557 | -1368.3285 | -1558.3417 | -2977.8444 | -669.7232 | -435.7295 | -10.9431 | -14.0476 | -43.8044 | -5.168
2035 | 3238 | MW | 1082.461 | 1389.5514 | 1757.0544 | 539.26 | -1166.4477 | -1203.1854 | -1370.266 | -2552.4381 | -579.5681 | -383.1415 | 8.2073 | 10.5357 | 21.9022 | 0
2035 | 3239 | MW | 1015.5047 | 1303.5997 | 1665.5412 | 500.3444 | -999.8123 | -1014.4504 | -1155.3223 | -2187.8041 | -489.4131 | -323.0408 | 13.6789 | 17.5595 | 21.9022 | 1.7227
2035 | 3240 | MW | 892.7514 | 1146.0217 | 1445.9094 | 439.1912 | -833.1769 | -872.8992 | -994.1145 | -1823.17 | -412.1373 | -277.9654 | 13.6789 | 17.5595 | 0 | 1.7227
2035 | 3241 | MW | 758.8386 | 974.1185 | 1244.5802 | 372.4786 | -722.0867 | -778.5317 | -886.6427 | -1580.0807 | -360.6202 | -247.9151 | 10.9431 | 14.0476 | 0 | 3.4454
2035 | 3242 | MW | 658.4041 | 845.191 | 1079.8564 | 328.0035 | -694.3141 | -731.348 | -832.9068 | -1519.3084 | -334.8616 | -232.8899 | 8.2073 | 10.5357 | 0 | 3.4454
2035 | 3243 | MW | 569.129 | 730.5889 | 933.4352 | 283.5285 | -666.5416 | -707.7561 | -806.0388 | -1458.536 | -334.8616 | -225.3773 | 8.2073 | 10.5357 | 0 | 3.4454
2035 | 3244 | MW | 468.6945 | 601.6614 | 768.7113 | 233.494 | -666.5416 | -707.7561 | -806.0388 | -1458.536 | -334.8616 | -225.3773 | 8.2073 | 10.5357 | 0 | 1.7227
2035 | 3245 | MW | 390.5787 | 501.3845 | 640.5928 | 194.5784 | -694.3141 | -636.9805 | -725.4349 | -1519.3084 | -360.6202 | -202.8396 | 5.4716 | 7.0238 | 0 | 1.7227
2035 | 3246 | MW | 312.463 | 401.1076 | 530.7769 | 155.6627 | -805.4044 | -731.348 | -832.9068 | -1762.3977 | -425.0166 | -232.8899 | 5.4716 | 7.0238 | 0 | 1.7227
2035 | 3247 | MW | 245.5066 | 315.156 | 420.961 | 127.8658 | -1027.5849 | -943.6748 | -1074.7184 | -2248.5764 | -528.051 | -300.5031 | 5.4716 | 7.0238 | 0 | 1.7227
2035 | 3248 | MW | 234.3472 | 300.8307 | 402.6583 | 116.747 | -1333.0831 | -1203.1854 | -1370.266 | -2917.0721 | -669.7232 | -383.1415 | 8.2073 | 10.5357 | 0 | 1.7227
2035 | 3249 | MW | 212.0284 | 272.1802 | 366.053 | 111.1876 | -1583.0362 | -1415.5122 | -1612.0776 | -3464.0231 | -772.7575 | -450.7547 | 8.2073 | 10.5357 | 43.8044 | 3.4454
2035 | 3250 | MW | 200.8691 | 257.8549 | 329.4477 | 111.1876 | -1749.6716 | -1557.0634 | -1773.2854 | -3828.6571 | -850.0333 | -495.8301 | 8.2073 | 10.5357 | 43.8044 | 3.4454
2035 | 3251 | MW | 212.0284 | 272.1802 | 347.7504 | 111.1876 | -1916.307 | -1698.6146 | -1934.4931 | -4193.2911 | -901.5504 | -540.9056 | 8.2073 | 10.5357 | 65.7066 | 3.4454
2035 | 3252 | MW | 267.8254 | 343.8065 | 439.2636 | 138.9845 | -2027.3972 | -1792.9821 | -2041.965 | -4436.3804 | -953.0676 | -570.9559 | 8.2073 | 10.5357 | 65.7066 | 3.4454
2035 | 3253 | MW | 312.463 | 401.1076 | 512.4742 | 161.2221 | -2110.7149 | -1863.7577 | -2122.5689 | -4618.6974 | -965.9469 | -593.4936 | 8.2073 | 10.5357 | 65.7066 | 3.4454
2035 | 3254 | MW | 357.1005 | 458.4087 | 567.3822 | 183.4596 | -2166.2601 | -1910.9415 | -2176.3048 | -4740.2421 | -978.8262 | -608.5188 | 10.9431 | 14.0476 | 65.7066 | 3.4454
2035 | 3255 | MW | 446.3757 | 573.0109 | 732.106 | 227.9347 | -2166.2601 | -1910.9415 | -2176.3048 | -4740.2421 | -978.8262 | -608.5188 | 10.9431 | 14.0476 | 65.7066 | 1.7227
2035 | 3256 | MW | 301.3036 | 386.7823 | 494.1716 | 155.6627 | -2138.4875 | -1887.3496 | -2149.4368 | -4679.4698 | -991.7055 | -601.0062 | 5.4716 | 7.0238 | 0 | 1.7227
2035 | 3257 | MW | 390.5787 | 501.3845 | 622.2901 | 200.1377 | -2055.1698 | -1816.574 | -2068.8329 | -4497.1528 | -991.7055 | -578.4685 | -10.9431 | -14.0476 | -43.8044 | -5.168
2035 | 3258 | MW | 446.3757 | 573.0109 | 713.8034 | 227.9347 | -1888.5344 | -1698.6146 | -1934.4931 | -4132.5188 | -914.4297 | -540.9056 | -10.9431 | -14.0476 | -43.8044 | -5.168
2035 | 3259 | MW | 491.0132 | 630.312 | 787.014 | 250.1722 | -1638.5813 | -1486.2878 | -1692.6815 | -3585.5677 | -798.5161 | -473.2924 | -13.6789 | -17.5595 | -43.8044 | -6.8907
2035 | 3260 | MW | 491.0132 | 630.312 | 805.3166 | 250.1722 | -1499.7185 | -1391.9203 | -1585.2096 | -3281.7061 | -721.2404 | -443.2421 | -13.6789 | -17.5595 | -43.8044 | -6.8907
2035 | 3261 | MW | 1082.461 | 1389.5514 | 1757.0544 | 539.26 | -1360.8557 | -1321.1447 | -1504.6058 | -2977.8444 | -656.8439 | -420.7044 | -13.6789 | -17.5595 | -43.8044 | -6.8907
2035 | 3262 | MW | 1071.3016 | 1375.2261 | 1757.0544 | 533.7007 | -1166.4477 | -1156.0016 | -1316.53 | -2552.4381 | -566.6889 | -368.1163 | 8.2073 | 10.5357 | 0 | 0
2035 | 3263 | MW | 1015.5047 | 1303.5997 | 1647.2385 | 500.3444 | -972.0398 | -990.8585 | -1128.4543 | -2127.0317 | -476.5338 | -315.5283 | 13.6789 | 17.5595 | 21.9022 | 1.7227
2035 | 3264 | MW | 881.592 | 1131.6965 | 1445.9094 | 439.1912 | -833.1769 | -849.3073 | -967.2466 | -1823.17 | -399.2581 | -270.4528 | 13.6789 | 17.5595 | 21.9022 | 1.7227
2035 | 3265 | MW | 758.8386 | 974.1185 | 1244.5802 | 372.4786 | -722.0867 | -754.9398 | -859.7747 | -1580.0807 | -360.6202 | -240.4025 | 10.9431 | 14.0476 | 21.9022 | 3.4454
2035 | 3266 | MW | 647.2447 | 830.8658 | 1061.5537 | 322.4441 | -666.5416 | -707.7561 | -806.0388 | -1458.536 | -334.8616 | -225.3773 | 8.2073 | 10.5357 | 0 | 3.4454
2035 | 3267 | MW | 557.9696 | 716.2636 | 915.1325 | 277.9691 | -666.5416 | -684.1642 | -779.1708 | -1458.536 | -321.9823 | -217.8648 | 8.2073 | 10.5357 | 0 | 3.4454
2035 | 3268 | MW | 457.5351 | 587.3361 | 750.4087 | 227.9347 | -666.5416 | -684.1642 | -779.1708 | -1458.536 | -334.8616 | -217.8648 | 5.4716 | 7.0238 | 0 | 3.4454
2035 | 3269 | MW | 390.5787 | 501.3845 | 622.2901 | 189.019 | -694.3141 | -613.3886 | -698.567 | -1519.3084 | -347.7409 | -195.327 | 5.4716 | 7.0238 | 0 | 1.7227
2035 | 3270 | MW | 312.463 | 401.1076 | 512.4742 | 155.6627 | -805.4044 | -731.348 | -832.9068 | -1762.3977 | -412.1373 | -232.8899 | 5.4716 | 7.0238 | 21.9022 | 1.7227
2035 | 3271 | MW | 245.5066 | 315.156 | 420.961 | 122.3064 | -1027.5849 | -920.0829 | -1047.8504 | -2248.5764 | -515.1717 | -292.9905 | 8.2073 | 10.5357 | 21.9022 | 1.7227
2035 | 3272 | MW | 234.3472 | 300.8307 | 384.3557 | 111.1876 | -1305.3105 | -1179.5935 | -1343.398 | -2856.2997 | -643.9646 | -375.6289 | 8.2073 | 10.5357 | 21.9022 | 3.4454
2035 | 3273 | MW | 212.0284 | 272.1802 | 347.7504 | 111.1876 | -1555.2636 | -1391.9203 | -1585.2096 | -3403.2507 | -734.1197 | -443.2421 | 8.2073 | 10.5357 | 21.9022 | 3.4454
2035 | 3274 | MW | 200.8691 | 257.8549 | 329.4477 | 105.6283 | -1694.1265 | -1557.0634 | -1773.2854 | -3707.1124 | -798.5161 | -495.8301 | 8.2073 | 10.5357 | 21.9022 | 3.4454
2035 | 3275 | MW | 212.0284 | 272.1802 | 347.7504 | 111.1876 | -1832.9893 | -1722.2065 | -1961.3611 | -4010.9741 | -850.0333 | -548.4182 | 8.2073 | 10.5357 | 21.9022 | 3.4454
2035 | 3276 | MW | 267.8254 | 343.8065 | 439.2636 | 138.9845 | -1888.5344 | -1792.9821 | -2041.965 | -4132.5188 | -888.6712 | -570.9559 | 8.2073 | 10.5357 | 21.9022 | 3.4454
2035 | 3277 | MW | 312.463 | 401.1076 | 512.4742 | 161.2221 | -1944.0795 | -1863.7577 | -2122.5689 | -4254.0634 | -914.4297 | -593.4936 | 8.2073 | 10.5357 | 21.9022 | 3.4454
2035 | 3278 | MW | 357.1005 | 458.4087 | 585.6848 | 183.4596 | -1971.8521 | -1910.9415 | -2176.3048 | -4314.8358 | -927.309 | -608.5188 | 8.2073 | 10.5357 | 21.9022 | 3.4454
2035 | 3279 | MW | 446.3757 | 573.0109 | 732.106 | 227.9347 | -1971.8521 | -1934.5333 | -2203.1727 | -4314.8358 | -927.309 | -616.0314 | 8.2073 | 10.5357 | 21.9022 | 1.7227
2035 | 3280 | MW | 301.3036 | 386.7823 | 494.1716 | 155.6627 | -1944.0795 | -1934.5333 | -2203.1727 | -4254.0634 | -901.5504 | -616.0314 | 5.4716 | 7.0238 | 0 | 1.7227
2035 | 3281 | MW | 390.5787 | 501.3845 | 622.2901 | 200.1377 | -1888.5344 | -1910.9415 | -2176.3048 | -4132.5188 | -862.9126 | -608.5188 | -8.2073 | -10.5357 | -21.9022 | -6.8907
2035 | 3282 | MW | 446.3757 | 573.0109 | 713.8034 | 227.9347 | -1749.6716 | -1769.3902 | -2015.097 | -3828.6571 | -798.5161 | -563.4433 | -8.2073 | -10.5357 | -21.9022 | -6.8907
2035 | 3283 | MW | 491.0132 | 630.312 | 787.014 | 250.1722 | -1527.4911 | -1533.4715 | -1746.4174 | -3342.4784 | -721.2404 | -488.3176 | -8.2073 | -10.5357 | -21.9022 | -6.8907
2035 | 3284 | MW | 491.0132 | 630.312 | 805.3166 | 250.1722 | -1416.4008 | -1415.5122 | -1612.0776 | -3099.3891 | -669.7232 | -450.7547 | -10.9431 | -14.0476 | -43.8044 | -6.8907
2035 | 3285 | MW | 1082.461 | 1389.5514 | 1775.3571 | 533.7007 | -1305.3105 | -1321.1447 | -1504.6058 | -2856.2997 | -631.0853 | -420.7044 | -10.9431 | -14.0476 | -43.8044 | -6.8907
2035 | 3286 | MW | 1071.3016 | 1375.2261 | 1757.0544 | 533.7007 | -1138.6752 | -1156.0016 | -1316.53 | -2491.6657 | -553.8096 | -368.1163 | 8.2073 | 10.5357 | 21.9022 | 0
2035 | 3287 | MW | 1004.3453 | 1289.2745 | 1647.2385 | 500.3444 | -972.0398 | -990.8585 | -1128.4543 | -2127.0317 | -476.5338 | -315.5283 | 13.6789 | 17.5595 | 21.9022 | 1.7227
2035 | 3288 | MW | 881.592 | 1131.6965 | 1427.6067 | 439.1912 | -805.4044 | -849.3073 | -967.2466 | -1762.3977 | -399.2581 | -270.4528 | 10.9431 | 14.0476 | 21.9022 | 1.7227
2035 | 3289 | MW | 758.8386 | 974.1185 | 1226.2776 | 372.4786 | -666.5416 | -731.348 | -832.9068 | -1458.536 | -334.8616 | -232.8899 | 8.2073 | 10.5357 | 0 | 3.4454
2035 | 3290 | MW | 658.4041 | 845.191 | 1061.5537 | 322.4441 | -638.769 | -684.1642 | -779.1708 | -1397.7637 | -309.103 | -217.8648 | 8.2073 | 10.5357 | 0 | 3.4454
2035 | 3291 | MW | 557.9696 | 716.2636 | 915.1325 | 277.9691 | -610.9964 | -660.5724 | -752.3029 | -1336.9914 | -309.103 | -210.3522 | 5.4716 | 7.0238 | 0 | 3.4454
2035 | 3292 | MW | 468.6945 | 601.6614 | 750.4087 | 227.9347 | -610.9964 | -660.5724 | -752.3029 | -1336.9914 | -309.103 | -210.3522 | 5.4716 | 7.0238 | 0 | 3.4454
2035 | 3293 | MW | 401.7381 | 515.7098 | 658.8954 | 200.1377 | -610.9964 | -589.7967 | -671.699 | -1336.9914 | -321.9823 | -187.8144 | 5.4716 | 7.0238 | 0 | 1.7227
2035 | 3294 | MW | 357.1005 | 458.4087 | 567.3822 | 172.3408 | -666.5416 | -636.9805 | -725.4349 | -1458.536 | -347.7409 | -202.8396 | 5.4716 | 7.0238 | 0 | 1.7227
2035 | 3295 | MW | 301.3036 | 386.7823 | 494.1716 | 144.5439 | -805.4044 | -778.5317 | -886.6427 | -1762.3977 | -425.0166 | -247.9151 | 5.4716 | 7.0238 | 0 | 1.7227
2035 | 3296 | MW | 278.9848 | 358.1318 | 457.5663 | 133.4252 | -972.0398 | -943.6748 | -1074.7184 | -2127.0317 | -515.1717 | -300.5031 | 8.2073 | 10.5357 | 0 | 3.4454
2035 | 3297 | MW | 267.8254 | 343.8065 | 439.2636 | 133.4252 | -1138.6752 | -1085.226 | -1235.9262 | -2491.6657 | -592.4474 | -345.5786 | 8.2073 | 10.5357 | 43.8044 | 3.4454
2035 | 3298 | MW | 290.1442 | 372.4571 | 475.8689 | 144.5439 | -1249.7654 | -1203.1854 | -1370.266 | -2734.7551 | -643.9646 | -383.1415 | 8.2073 | 10.5357 | 43.8044 | 3.4454
2035 | 3299 | MW | 345.9411 | 444.0834 | 567.3822 | 166.7815 | -1305.3105 | -1297.5528 | -1477.7378 | -2856.2997 | -669.7232 | -413.1918 | 8.2073 | 10.5357 | 65.7066 | 3.4454
2035 | 3300 | MW | 435.2163 | 558.6856 | 713.8034 | 216.8159 | -1360.8557 | -1344.7366 | -1531.4737 | -2977.8444 | -669.7232 | -428.2169 | 8.2073 | 10.5357 | 65.7066 | 5.168
2035 | 3301 | MW | 502.1726 | 644.6372 | 823.6193 | 244.6128 | -1416.4008 | -1391.9203 | -1585.2096 | -3099.3891 | -669.7232 | -443.2421 | 8.2073 | 10.5357 | 65.7066 | 5.168
2035 | 3302 | MW | 557.9696 | 716.2636 | 896.8299 | 277.9691 | -1444.1734 | -1415.5122 | -1612.0776 | -3160.1614 | -682.6025 | -450.7547 | 8.2073 | 10.5357 | 65.7066 | 5.168
2035 | 3303 | MW | 323.6224 | 415.4329 | 512.4742 | 161.2221 | -1444.1734 | -1415.5122 | -1612.0776 | -3160.1614 | -695.4818 | -450.7547 | 8.2073 | 10.5357 | 65.7066 | 1.7227
2035 | 3304 | MW | 357.1005 | 458.4087 | 585.6848 | 177.9002 | -1416.4008 | -1415.5122 | -1612.0776 | -3099.3891 | -708.3611 | -450.7547 | 5.4716 | 7.0238 | 0 | 1.7227
2035 | 3305 | MW | 390.5787 | 501.3845 | 640.5928 | 189.019 | -1388.6282 | -1391.9203 | -1585.2096 | -3038.6167 | -695.4818 | -443.2421 | -8.2073 | -10.5357 | -21.9022 | -5.168
2035 | 3306 | MW | 412.8975 | 530.0351 | 677.1981 | 200.1377 | -1305.3105 | -1321.1447 | -1504.6058 | -2856.2997 | -656.8439 | -420.7044 | -8.2073 | -10.5357 | -21.9022 | -5.168
2035 | 3307 | MW | 412.8975 | 530.0351 | 677.1981 | 200.1377 | -1221.9929 | -1203.1854 | -1370.266 | -2673.9827 | -605.3267 | -383.1415 | -8.2073 | -10.5357 | -21.9022 | -5.168
2035 | 3308 | MW | 959.7077 | 1231.9734 | 1574.0279 | 472.5475 | -1194.2203 | -1203.1854 | -1370.266 | -2613.2104 | -579.5681 | -383.1415 | -8.2073 | -10.5357 | -21.9022 | -5.168
2035 | 3309 | MW | 959.7077 | 1231.9734 | 1574.0279 | 472.5475 | -1138.6752 | -1179.5935 | -1343.398 | -2491.6657 | -566.6889 | -375.6289 | -10.9431 | -14.0476 | -21.9022 | -5.168
2035 | 3310 | MW | 926.2295 | 1188.9976 | 1519.12 | 455.8693 | -1027.5849 | -1061.6341 | -1209.0582 | -2248.5764 | -502.2924 | -338.066 | 5.4716 | 7.0238 | 0 | 0
2035 | 3311 | MW | 870.4326 | 1117.3712 | 1427.6067 | 433.6318 | -888.7221 | -943.6748 | -1074.7184 | -1944.7147 | -437.8959 | -300.5031 | 10.9431 | 14.0476 | 21.9022 | 1.7227
2035 | 3312 | MW | 769.998 | 988.4437 | 1262.8829 | 378.038 | -749.8593 | -802.1236 | -913.5106 | -1640.853 | -373.4995 | -255.4276 | 10.9431 | 14.0476 | 21.9022 | 1.7227
2035 | 3313 | MW | 680.7229 | 873.8416 | 1116.4617 | 339.1223 | -666.5416 | -731.348 | -832.9068 | -1458.536 | -334.8616 | -232.8899 | 10.9431 | 14.0476 | 0 | 3.4454
2035 | 3314 | MW | 624.9259 | 802.2152 | 1006.6458 | 305.766 | -638.769 | -684.1642 | -779.1708 | -1397.7637 | -309.103 | -217.8648 | 8.2073 | 10.5357 | 0 | 3.4454
2035 | 3315 | MW | 535.6508 | 687.613 | 878.5272 | 266.8503 | -610.9964 | -660.5724 | -752.3029 | -1336.9914 | -309.103 | -210.3522 | 8.2073 | 10.5357 | 0 | 3.4454
2035 | 3316 | MW | 479.8539 | 615.9867 | 768.7113 | 239.0534 | -610.9964 | -660.5724 | -752.3029 | -1336.9914 | -309.103 | -210.3522 | 8.2073 | 10.5357 | 0 | 3.4454
2035 | 3317 | MW | 424.0569 | 544.3603 | 695.5007 | 211.2565 | -610.9964 | -566.2049 | -644.831 | -1336.9914 | -321.9823 | -180.3019 | 5.4716 | 7.0238 | 0 | 1.7227
2035 | 3318 | MW | 368.2599 | 472.734 | 603.9875 | 183.4596 | -638.769 | -636.9805 | -725.4349 | -1397.7637 | -347.7409 | -202.8396 | 5.4716 | 7.0238 | 0 | 1.7227
2035 | 3319 | MW | 323.6224 | 415.4329 | 530.7769 | 161.2221 | -749.8593 | -707.7561 | -806.0388 | -1640.853 | -399.2581 | -225.3773 | 8.2073 | 10.5357 | 0 | 1.7227
2035 | 3320 | MW | 290.1442 | 372.4571 | 475.8689 | 150.1033 | -860.9495 | -802.1236 | -913.5106 | -1883.9424 | -450.7752 | -255.4276 | 8.2073 | 10.5357 | 0 | 3.4454
2035 | 3321 | MW | 278.9848 | 358.1318 | 457.5663 | 138.9845 | -944.2672 | -920.0829 | -1047.8504 | -2066.2594 | -489.4131 | -292.9905 | 8.2073 | 10.5357 | 43.8044 | 3.4454
2035 | 3322 | MW | 290.1442 | 372.4571 | 457.5663 | 144.5439 | -1027.5849 | -1014.4504 | -1155.3223 | -2248.5764 | -528.051 | -323.0408 | 8.2073 | 10.5357 | 43.8044 | 3.4454
2035 | 3323 | MW | 345.9411 | 444.0834 | 549.0795 | 172.3408 | -1083.13 | -1085.226 | -1235.9262 | -2370.1211 | -553.8096 | -345.5786 | 8.2073 | 10.5357 | 43.8044 | 3.4454
2035 | 3324 | MW | 446.3757 | 573.0109 | 713.8034 | 227.9347 | -1138.6752 | -1132.4098 | -1289.6621 | -2491.6657 | -553.8096 | -360.6037 | 8.2073 | 10.5357 | 43.8044 | 5.168
2035 | 3325 | MW | 513.332 | 658.9625 | 841.9219 | 255.7316 | -1166.4477 | -1179.5935 | -1343.398 | -2552.4381 | -566.6889 | -375.6289 | 8.2073 | 10.5357 | 43.8044 | 5.168
2035 | 3326 | MW | 557.9696 | 716.2636 | 915.1325 | 277.9691 | -1194.2203 | -1179.5935 | -1343.398 | -2613.2104 | -579.5681 | -375.6289 | 8.2073 | 10.5357 | 43.8044 | 3.4454
2035 | 3327 | MW | 301.3036 | 386.7823 | 494.1716 | 155.6627 | -1221.9929 | -1226.7772 | -1397.1339 | -2673.9827 | -592.4474 | -390.654 | 8.2073 | 10.5357 | 43.8044 | 1.7227
2035 | 3328 | MW | 334.7818 | 429.7582 | 549.0795 | 166.7815 | -1221.9929 | -1250.3691 | -1424.0019 | -2673.9827 | -592.4474 | -398.1666 | 5.4716 | 7.0238 | 0 | 1.7227
2035 | 3329 | MW | 379.4193 | 487.0592 | 622.2901 | 189.019 | -1221.9929 | -1273.961 | -1450.8698 | -2673.9827 | -605.3267 | -405.6792 | -8.2073 | -10.5357 | -21.9022 | -5.168
2035 | 3330 | MW | 401.7381 | 515.7098 | 640.5928 | 200.1377 | -1166.4477 | -1250.3691 | -1424.0019 | -2552.4381 | -605.3267 | -398.1666 | -8.2073 | -10.5357 | -21.9022 | -5.168
2035 | 3331 | MW | 401.7381 | 515.7098 | 658.8954 | 200.1377 | -1138.6752 | -1203.1854 | -1370.266 | -2491.6657 | -579.5681 | -383.1415 | -8.2073 | -10.5357 | -21.9022 | -5.168
2035 | 3332 | MW | 970.8671 | 1246.2986 | 1592.3306 | 483.6662 | -1166.4477 | -1226.7772 | -1397.1339 | -2552.4381 | -579.5681 | -390.654 | -8.2073 | -10.5357 | -21.9022 | -5.168
2035 | 3333 | MW | 970.8671 | 1246.2986 | 1592.3306 | 483.6662 | -1138.6752 | -1179.5935 | -1343.398 | -2491.6657 | -566.6889 | -375.6289 | -10.9431 | -14.0476 | -21.9022 | -5.168
2035 | 3334 | MW | 948.5483 | 1217.6481 | 1537.4226 | 472.5475 | -1027.5849 | -1061.6341 | -1209.0582 | -2248.5764 | -502.2924 | -338.066 | 8.2073 | 10.5357 | 21.9022 | 0
2035 | 3335 | MW | 881.592 | 1131.6965 | 1427.6067 | 433.6318 | -860.9495 | -920.0829 | -1047.8504 | -1883.9424 | -437.8959 | -292.9905 | 13.6789 | 17.5595 | 21.9022 | 1.7227
2035 | 3336 | MW | 781.1574 | 1002.769 | 1262.8829 | 383.5973 | -749.8593 | -802.1236 | -913.5106 | -1640.853 | -373.4995 | -255.4276 | 13.6789 | 17.5595 | 0 | 1.7227
2035 | 3337 | MW | 680.7229 | 873.8416 | 1116.4617 | 339.1223 | -722.0867 | -731.348 | -832.9068 | -1580.0807 | -360.6202 | -232.8899 | 10.9431 | 14.0476 | 0 | 3.4454
2035 | 3338 | MW | 613.7666 | 787.8899 | 1006.6458 | 305.766 | -666.5416 | -684.1642 | -779.1708 | -1458.536 | -334.8616 | -217.8648 | 8.2073 | 10.5357 | 0 | 3.4454
2035 | 3339 | MW | 524.4914 | 673.2878 | 860.2246 | 261.2909 | -638.769 | -684.1642 | -779.1708 | -1397.7637 | -321.9823 | -217.8648 | 8.2073 | 10.5357 | 0 | 3.4454
2035 | 3340 | MW | 457.5351 | 587.3361 | 750.4087 | 227.9347 | -666.5416 | -684.1642 | -779.1708 | -1458.536 | -334.8616 | -217.8648 | 8.2073 | 10.5357 | 0 | 1.7227
2035 | 3341 | MW | 401.7381 | 515.7098 | 658.8954 | 194.5784 | -666.5416 | -636.9805 | -725.4349 | -1458.536 | -347.7409 | -202.8396 | 5.4716 | 7.0238 | 0 | 1.7227
2035 | 3342 | MW | 345.9411 | 444.0834 | 567.3822 | 166.7815 | -777.6318 | -731.348 | -832.9068 | -1701.6254 | -412.1373 | -232.8899 | 5.4716 | 7.0238 | 0 | 1.7227
2035 | 3343 | MW | 290.1442 | 372.4571 | 475.8689 | 144.5439 | -999.8123 | -967.2667 | -1101.5864 | -2187.8041 | -515.1717 | -308.0157 | 5.4716 | 7.0238 | 0 | 3.4454
2035 | 3344 | MW | 278.9848 | 358.1318 | 475.8689 | 138.9845 | -1249.7654 | -1226.7772 | -1397.1339 | -2734.7551 | -643.9646 | -390.654 | 5.4716 | 7.0238 | 0 | 3.4454
2035 | 3345 | MW | 267.8254 | 343.8065 | 439.2636 | 133.4252 | -1444.1734 | -1439.1041 | -1638.9456 | -3160.1614 | -734.1197 | -458.2672 | 8.2073 | 10.5357 | 43.8044 | 3.4454
2035 | 3346 | MW | 245.5066 | 315.156 | 402.6583 | 127.8658 | -1610.8088 | -1580.6553 | -1800.1533 | -3524.7954 | -798.5161 | -503.3427 | 8.2073 | 10.5357 | 43.8044 | 3.4454
2035 | 3347 | MW | 256.666 | 329.4812 | 402.6583 | 133.4252 | -1721.899 | -1722.2065 | -1961.3611 | -3767.8848 | -862.9126 | -548.4182 | 10.9431 | 14.0476 | 43.8044 | 3.4454
2035 | 3348 | MW | 301.3036 | 386.7823 | 494.1716 | 150.1033 | -1805.2167 | -1792.9821 | -2041.965 | -3950.2018 | -888.6712 | -570.9559 | 10.9431 | 14.0476 | 43.8044 | 3.4454
2035 | 3349 | MW | 334.7818 | 429.7582 | 530.7769 | 172.3408 | -1860.7618 | -1840.1659 | -2095.7009 | -4071.7464 | -888.6712 | -585.9811 | 10.9431 | 14.0476 | 43.8044 | 3.4454
2035 | 3350 | MW | 368.2599 | 472.734 | 603.9875 | 189.019 | -1888.5344 | -1863.7577 | -2122.5689 | -4132.5188 | -901.5504 | -593.4936 | 10.9431 | 14.0476 | 43.8044 | 3.4454
2035 | 3351 | MW | 457.5351 | 587.3361 | 750.4087 | 227.9347 | -1916.307 | -1863.7577 | -2122.5689 | -4193.2911 | -914.4297 | -593.4936 | 10.9431 | 14.0476 | 43.8044 | 1.7227
2035 | 3352 | MW | 312.463 | 401.1076 | 512.4742 | 161.2221 | -1860.7618 | -1816.574 | -2068.8329 | -4071.7464 | -914.4297 | -578.4685 | 8.2073 | 10.5357 | 0 | 1.7227
2035 | 3353 | MW | 401.7381 | 515.7098 | 640.5928 | 205.6971 | -1805.2167 | -1769.3902 | -2015.097 | -3950.2018 | -901.5504 | -563.4433 | -10.9431 | -14.0476 | -21.9022 | -5.168
2035 | 3354 | MW | 457.5351 | 587.3361 | 732.106 | 233.494 | -1638.5813 | -1604.2472 | -1827.0213 | -3585.5677 | -837.154 | -510.8553 | -10.9431 | -14.0476 | -21.9022 | -5.168
2035 | 3355 | MW | 491.0132 | 630.312 | 805.3166 | 255.7316 | -1471.9459 | -1391.9203 | -1585.2096 | -3220.9337 | -746.9989 | -443.2421 | -10.9431 | -14.0476 | -21.9022 | -5.168
2035 | 3356 | MW | 513.332 | 658.9625 | 823.6193 | 255.7316 | -1388.6282 | -1344.7366 | -1531.4737 | -3038.6167 | -695.4818 | -428.2169 | -10.9431 | -14.0476 | -21.9022 | -5.168
2035 | 3357 | MW | 1093.6204 | 1403.8766 | 1793.6597 | 539.26 | -1277.538 | -1273.961 | -1450.8698 | -2795.5274 | -643.9646 | -405.6792 | -10.9431 | -14.0476 | -43.8044 | -5.168
2035 | 3358 | MW | 1093.6204 | 1403.8766 | 1793.6597 | 544.8194 | -1110.9026 | -1132.4098 | -1289.6621 | -2430.8934 | -553.8096 | -360.6037 | 8.2073 | 10.5357 | 21.9022 | 0
2035 | 3359 | MW | 1048.9828 | 1346.5755 | 1702.1465 | 517.0225 | -944.2672 | -990.8585 | -1128.4543 | -2066.2594 | -476.5338 | -315.5283 | 13.6789 | 17.5595 | 21.9022 | 1.7227
2035 | 3360 | MW | 926.2295 | 1188.9976 | 1500.8173 | 455.8693 | -805.4044 | -849.3073 | -967.2466 | -1762.3977 | -412.1373 | -270.4528 | 13.6789 | 17.5595 | 0 | 1.7227
2035 | 3361 | MW | 803.4762 | 1031.4196 | 1299.4882 | 394.7161 | -722.0867 | -754.9398 | -859.7747 | -1580.0807 | -360.6202 | -240.4025 | 10.9431 | 14.0476 | 0 | 3.4454
2035 | 3362 | MW | 703.0417 | 902.4921 | 1153.067 | 350.2411 | -666.5416 | -707.7561 | -806.0388 | -1458.536 | -334.8616 | -225.3773 | 8.2073 | 10.5357 | 0 | 3.4454
2035 | 3363 | MW | 613.7666 | 787.8899 | 1006.6458 | 305.766 | -666.5416 | -684.1642 | -779.1708 | -1458.536 | -334.8616 | -217.8648 | 8.2073 | 10.5357 | 0 | 3.4454
2035 | 3364 | MW | 513.332 | 658.9625 | 841.9219 | 255.7316 | -666.5416 | -707.7561 | -806.0388 | -1458.536 | -334.8616 | -225.3773 | 5.4716 | 7.0238 | 0 | 1.7227
2035 | 3365 | MW | 446.3757 | 573.0109 | 732.106 | 216.8159 | -694.3141 | -636.9805 | -725.4349 | -1519.3084 | -360.6202 | -202.8396 | 5.4716 | 7.0238 | 0 | 1.7227
2035 | 3366 | MW | 357.1005 | 458.4087 | 585.6848 | 177.9002 | -777.6318 | -731.348 | -832.9068 | -1701.6254 | -412.1373 | -232.8899 | 5.4716 | 7.0238 | 0 | 1.7227
2035 | 3367 | MW | 278.9848 | 358.1318 | 475.8689 | 138.9845 | -999.8123 | -943.6748 | -1074.7184 | -2187.8041 | -528.051 | -300.5031 | 5.4716 | 7.0238 | 0 | 1.7227
2035 | 3368 | MW | 256.666 | 329.4812 | 439.2636 | 127.8658 | -1277.538 | -1179.5935 | -1343.398 | -2795.5274 | -643.9646 | -375.6289 | 5.4716 | 7.0238 | 0 | 3.4454
2035 | 3369 | MW | 234.3472 | 300.8307 | 384.3557 | 122.3064 | -1471.9459 | -1368.3285 | -1558.3417 | -3220.9337 | -734.1197 | -435.7295 | 8.2073 | 10.5357 | 43.8044 | 3.4454
2035 | 3370 | MW | 212.0284 | 272.1802 | 347.7504 | 116.747 | -1638.5813 | -1509.8797 | -1719.5494 | -3585.5677 | -798.5161 | -480.805 | 8.2073 | 10.5357 | 43.8044 | 3.4454
2035 | 3371 | MW | 223.1878 | 286.5054 | 366.053 | 122.3064 | -1777.4442 | -1627.839 | -1853.8893 | -3889.4294 | -862.9126 | -518.3679 | 8.2073 | 10.5357 | 43.8044 | 3.4454
2035 | 3372 | MW | 278.9848 | 358.1318 | 439.2636 | 144.5439 | -1832.9893 | -1698.6146 | -1934.4931 | -4010.9741 | -888.6712 | -540.9056 | 10.9431 | 14.0476 | 43.8044 | 3.4454
2035 | 3373 | MW | 312.463 | 401.1076 | 512.4742 | 166.7815 | -1888.5344 | -1769.3902 | -2015.097 | -4132.5188 | -901.5504 | -563.4433 | 10.9431 | 14.0476 | 43.8044 | 5.168
2035 | 3374 | MW | 357.1005 | 458.4087 | 585.6848 | 189.019 | -1916.307 | -1840.1659 | -2095.7009 | -4193.2911 | -901.5504 | -585.9811 | 10.9431 | 14.0476 | 43.8044 | 3.4454
2035 | 3375 | MW | 446.3757 | 573.0109 | 732.106 | 233.494 | -1916.307 | -1840.1659 | -2095.7009 | -4193.2911 | -901.5504 | -585.9811 | 10.9431 | 14.0476 | 43.8044 | 1.7227
2035 | 3376 | MW | 312.463 | 401.1076 | 494.1716 | 155.6627 | -1888.5344 | -1792.9821 | -2041.965 | -4132.5188 | -901.5504 | -570.9559 | 5.4716 | 7.0238 | 0 | 1.7227
2035 | 3377 | MW | 390.5787 | 501.3845 | 640.5928 | 200.1377 | -1805.2167 | -1722.2065 | -1961.3611 | -3950.2018 | -875.7919 | -548.4182 | -8.2073 | -10.5357 | -21.9022 | -5.168
2035 | 3378 | MW | 446.3757 | 573.0109 | 732.106 | 233.494 | -1666.3539 | -1557.0634 | -1773.2854 | -3646.3401 | -811.3954 | -495.8301 | -10.9431 | -14.0476 | -21.9022 | -6.8907
2035 | 3379 | MW | 491.0132 | 630.312 | 787.014 | 250.1722 | -1471.9459 | -1368.3285 | -1558.3417 | -3220.9337 | -734.1197 | -435.7295 | -10.9431 | -14.0476 | -21.9022 | -6.8907
2035 | 3380 | MW | 502.1726 | 644.6372 | 805.3166 | 255.7316 | -1388.6282 | -1321.1447 | -1504.6058 | -3038.6167 | -682.6025 | -420.7044 | -10.9431 | -14.0476 | -21.9022 | -6.8907
2035 | 3381 | MW | 1093.6204 | 1403.8766 | 1775.3571 | 544.8194 | -1277.538 | -1250.3691 | -1424.0019 | -2795.5274 | -631.0853 | -398.1666 | -10.9431 | -14.0476 | -21.9022 | -6.8907
2035 | 3382 | MW | 1082.461 | 1389.5514 | 1775.3571 | 544.8194 | -1110.9026 | -1132.4098 | -1289.6621 | -2430.8934 | -553.8096 | -360.6037 | 8.2073 | 10.5357 | 21.9022 | 0
2035 | 3383 | MW | 1026.6641 | 1317.925 | 1665.5412 | 511.4631 | -944.2672 | -990.8585 | -1128.4543 | -2066.2594 | -476.5338 | -315.5283 | 13.6789 | 17.5595 | 21.9022 | 1.7227
2035 | 3384 | MW | 892.7514 | 1146.0217 | 1464.212 | 444.7506 | -805.4044 | -849.3073 | -967.2466 | -1762.3977 | -399.2581 | -270.4528 | 10.9431 | 14.0476 | 0 | 1.7227
2035 | 3385 | MW | 769.998 | 988.4437 | 1244.5802 | 378.038 | -722.0867 | -754.9398 | -859.7747 | -1580.0807 | -360.6202 | -240.4025 | 8.2073 | 10.5357 | 0 | 3.4454
2035 | 3386 | MW | 669.5635 | 859.5163 | 1079.8564 | 333.5629 | -666.5416 | -707.7561 | -806.0388 | -1458.536 | -334.8616 | -225.3773 | 8.2073 | 10.5357 | 0 | 3.4454
2035 | 3387 | MW | 580.2884 | 744.9141 | 933.4352 | 289.0879 | -666.5416 | -707.7561 | -806.0388 | -1458.536 | -321.9823 | -225.3773 | 5.4716 | 7.0238 | 0 | 1.7227
2035 | 3388 | MW | 479.8539 | 615.9867 | 768.7113 | 239.0534 | -666.5416 | -707.7561 | -806.0388 | -1458.536 | -334.8616 | -225.3773 | 5.4716 | 7.0238 | 0 | 1.7227
2035 | 3389 | MW | 401.7381 | 515.7098 | 658.8954 | 200.1377 | -694.3141 | -636.9805 | -725.4349 | -1519.3084 | -360.6202 | -202.8396 | 5.4716 | 7.0238 | 0 | 1.7227
2035 | 3390 | MW | 323.6224 | 415.4329 | 530.7769 | 166.7815 | -777.6318 | -754.9398 | -859.7747 | -1701.6254 | -412.1373 | -240.4025 | 5.4716 | 7.0238 | 0 | 1.7227
2035 | 3391 | MW | 256.666 | 329.4812 | 420.961 | 133.4252 | -1027.5849 | -967.2667 | -1101.5864 | -2248.5764 | -528.051 | -308.0157 | 5.4716 | 7.0238 | 21.9022 | 1.7227
2035 | 3392 | MW | 234.3472 | 300.8307 | 402.6583 | 116.747 | -1305.3105 | -1203.1854 | -1370.266 | -2856.2997 | -656.8439 | -383.1415 | 8.2073 | 10.5357 | 21.9022 | 3.4454
2035 | 3393 | MW | 212.0284 | 272.1802 | 366.053 | 111.1876 | -1499.7185 | -1415.5122 | -1612.0776 | -3281.7061 | -746.9989 | -450.7547 | 8.2073 | 10.5357 | 43.8044 | 3.4454
2035 | 3394 | MW | 200.8691 | 257.8549 | 329.4477 | 105.6283 | -1666.3539 | -1557.0634 | -1773.2854 | -3646.3401 | -811.3954 | -495.8301 | 8.2073 | 10.5357 | 43.8044 | 3.4454
2035 | 3395 | MW | 212.0284 | 272.1802 | 347.7504 | 111.1876 | -1832.9893 | -1698.6146 | -1934.4931 | -4010.9741 | -862.9126 | -540.9056 | 8.2073 | 10.5357 | 43.8044 | 3.4454
2035 | 3396 | MW | 267.8254 | 343.8065 | 439.2636 | 138.9845 | -1888.5344 | -1769.3902 | -2015.097 | -4132.5188 | -875.7919 | -563.4433 | 8.2073 | 10.5357 | 43.8044 | 3.4454
2035 | 3397 | MW | 312.463 | 401.1076 | 494.1716 | 161.2221 | -1944.0795 | -1816.574 | -2068.8329 | -4254.0634 | -888.6712 | -578.4685 | 8.2073 | 10.5357 | 43.8044 | 3.4454
2035 | 3398 | MW | 357.1005 | 458.4087 | 567.3822 | 183.4596 | -1971.8521 | -1863.7577 | -2122.5689 | -4314.8358 | -901.5504 | -593.4936 | 8.2073 | 10.5357 | 43.8044 | 3.4454
2035 | 3399 | MW | 446.3757 | 573.0109 | 732.106 | 222.3753 | -1971.8521 | -1863.7577 | -2122.5689 | -4314.8358 | -901.5504 | -593.4936 | 8.2073 | 10.5357 | 43.8044 | 1.7227
2035 | 3400 | MW | 301.3036 | 386.7823 | 494.1716 | 155.6627 | -1944.0795 | -1816.574 | -2068.8329 | -4254.0634 | -875.7919 | -578.4685 | 5.4716 | 7.0238 | 0 | 1.7227
2035 | 3401 | MW | 390.5787 | 501.3845 | 622.2901 | 200.1377 | -1860.7618 | -1745.7984 | -1988.2291 | -4071.7464 | -862.9126 | -555.9308 | -8.2073 | -10.5357 | -21.9022 | -5.168
2035 | 3402 | MW | 446.3757 | 573.0109 | 713.8034 | 227.9347 | -1666.3539 | -1604.2472 | -1827.0213 | -3646.3401 | -785.6368 | -510.8553 | -8.2073 | -10.5357 | -21.9022 | -5.168
2035 | 3403 | MW | 479.8539 | 615.9867 | 768.7113 | 250.1722 | -1471.9459 | -1391.9203 | -1585.2096 | -3220.9337 | -708.3611 | -443.2421 | -10.9431 | -14.0476 | -21.9022 | -5.168
2035 | 3404 | MW | 491.0132 | 630.312 | 805.3166 | 250.1722 | -1388.6282 | -1344.7366 | -1531.4737 | -3038.6167 | -669.7232 | -428.2169 | -10.9431 | -14.0476 | -43.8044 | -5.168
2035 | 3405 | MW | 1082.461 | 1389.5514 | 1757.0544 | 539.26 | -1277.538 | -1273.961 | -1450.8698 | -2795.5274 | -631.0853 | -405.6792 | -10.9431 | -14.0476 | -43.8044 | -6.8907
2035 | 3406 | MW | 1071.3016 | 1375.2261 | 1757.0544 | 539.26 | -1110.9026 | -1132.4098 | -1289.6621 | -2430.8934 | -566.6889 | -360.6037 | 5.4716 | 7.0238 | 21.9022 | 0
2035 | 3407 | MW | 1015.5047 | 1303.5997 | 1665.5412 | 505.9038 | -944.2672 | -990.8585 | -1128.4543 | -2066.2594 | -476.5338 | -315.5283 | 10.9431 | 14.0476 | 21.9022 | 1.7227
2035 | 3408 | MW | 892.7514 | 1146.0217 | 1445.9094 | 444.7506 | -805.4044 | -849.3073 | -967.2466 | -1762.3977 | -412.1373 | -270.4528 | 10.9431 | 14.0476 | 21.9022 | 1.7227
2035 | 3409 | MW | 758.8386 | 974.1185 | 1244.5802 | 378.038 | -722.0867 | -778.5317 | -886.6427 | -1580.0807 | -360.6202 | -247.9151 | 10.9431 | 14.0476 | 0 | 3.4454
2035 | 3410 | MW | 658.4041 | 845.191 | 1079.8564 | 322.4441 | -666.5416 | -731.348 | -832.9068 | -1458.536 | -334.8616 | -232.8899 | 8.2073 | 10.5357 | 0 | 3.4454
2035 | 3411 | MW | 569.129 | 730.5889 | 915.1325 | 283.5285 | -666.5416 | -707.7561 | -806.0388 | -1458.536 | -334.8616 | -225.3773 | 8.2073 | 10.5357 | 0 | 3.4454
2035 | 3412 | MW | 468.6945 | 601.6614 | 750.4087 | 233.494 | -666.5416 | -707.7561 | -806.0388 | -1458.536 | -334.8616 | -225.3773 | 5.4716 | 7.0238 | 0 | 1.7227
2035 | 3413 | MW | 390.5787 | 501.3845 | 640.5928 | 194.5784 | -694.3141 | -636.9805 | -725.4349 | -1519.3084 | -360.6202 | -202.8396 | 5.4716 | 7.0238 | 0 | 1.7227
2035 | 3414 | MW | 323.6224 | 415.4329 | 530.7769 | 155.6627 | -805.4044 | -754.9398 | -859.7747 | -1762.3977 | -425.0166 | -240.4025 | 5.4716 | 7.0238 | 0 | 1.7227
2035 | 3415 | MW | 256.666 | 329.4812 | 420.961 | 122.3064 | -1027.5849 | -943.6748 | -1074.7184 | -2248.5764 | -528.051 | -300.5031 | 5.4716 | 7.0238 | 0 | 3.4454
2035 | 3416 | MW | 234.3472 | 300.8307 | 402.6583 | 116.747 | -1305.3105 | -1203.1854 | -1370.266 | -2856.2997 | -656.8439 | -383.1415 | 5.4716 | 7.0238 | 0 | 3.4454
2035 | 3417 | MW | 223.1878 | 286.5054 | 366.053 | 111.1876 | -1499.7185 | -1391.9203 | -1585.2096 | -3281.7061 | -734.1197 | -443.2421 | 8.2073 | 10.5357 | 43.8044 | 3.4454
2035 | 3418 | MW | 212.0284 | 272.1802 | 347.7504 | 111.1876 | -1666.3539 | -1533.4715 | -1746.4174 | -3646.3401 | -785.6368 | -488.3176 | 8.2073 | 10.5357 | 43.8044 | 3.4454
2035 | 3419 | MW | 223.1878 | 286.5054 | 347.7504 | 116.747 | -1805.2167 | -1675.0228 | -1907.6252 | -3950.2018 | -837.154 | -533.393 | 10.9431 | 14.0476 | 43.8044 | 3.4454
2035 | 3420 | MW | 278.9848 | 358.1318 | 439.2636 | 138.9845 | -1860.7618 | -1722.2065 | -1961.3611 | -4071.7464 | -850.0333 | -548.4182 | 10.9431 | 14.0476 | 43.8044 | 3.4454
2035 | 3421 | MW | 312.463 | 401.1076 | 494.1716 | 161.2221 | -1916.307 | -1769.3902 | -2015.097 | -4193.2911 | -862.9126 | -563.4433 | 10.9431 | 14.0476 | 43.8044 | 3.4454
2035 | 3422 | MW | 345.9411 | 444.0834 | 567.3822 | 177.9002 | -1944.0795 | -1816.574 | -2068.8329 | -4254.0634 | -875.7919 | -578.4685 | 10.9431 | 14.0476 | 43.8044 | 3.4454
2035 | 3423 | MW | 446.3757 | 573.0109 | 713.8034 | 227.9347 | -1944.0795 | -1816.574 | -2068.8329 | -4254.0634 | -875.7919 | -578.4685 | 10.9431 | 14.0476 | 43.8044 | 1.7227
2035 | 3424 | MW | 312.463 | 401.1076 | 494.1716 | 161.2221 | -1916.307 | -1769.3902 | -2015.097 | -4193.2911 | -862.9126 | -563.4433 | 5.4716 | 7.0238 | 0 | 1.7227
2035 | 3425 | MW | 390.5787 | 501.3845 | 622.2901 | 200.1377 | -1860.7618 | -1722.2065 | -1961.3611 | -4071.7464 | -850.0333 | -548.4182 | -10.9431 | -14.0476 | -21.9022 | -5.168
2035 | 3426 | MW | 446.3757 | 573.0109 | 713.8034 | 227.9347 | -1694.1265 | -1557.0634 | -1773.2854 | -3707.1124 | -785.6368 | -495.8301 | -10.9431 | -14.0476 | -21.9022 | -5.168
2035 | 3427 | MW | 491.0132 | 630.312 | 787.014 | 250.1722 | -1471.9459 | -1368.3285 | -1558.3417 | -3220.9337 | -708.3611 | -435.7295 | -10.9431 | -14.0476 | -43.8044 | -5.168
2035 | 3428 | MW | 491.0132 | 630.312 | 805.3166 | 250.1722 | -1388.6282 | -1344.7366 | -1531.4737 | -3038.6167 | -669.7232 | -428.2169 | -10.9431 | -14.0476 | -43.8044 | -5.168
2035 | 3429 | MW | 1071.3016 | 1375.2261 | 1757.0544 | 533.7007 | -1277.538 | -1273.961 | -1450.8698 | -2795.5274 | -631.0853 | -405.6792 | -13.6789 | -17.5595 | -43.8044 | -6.8907
2035 | 3430 | MW | 1071.3016 | 1375.2261 | 1757.0544 | 533.7007 | -1138.6752 | -1156.0016 | -1316.53 | -2491.6657 | -566.6889 | -368.1163 | 8.2073 | 10.5357 | 21.9022 | 0
2035 | 3431 | MW | 1015.5047 | 1303.5997 | 1647.2385 | 500.3444 | -972.0398 | -990.8585 | -1128.4543 | -2127.0317 | -476.5338 | -315.5283 | 13.6789 | 17.5595 | 21.9022 | 1.7227
2035 | 3432 | MW | 881.592 | 1131.6965 | 1445.9094 | 439.1912 | -833.1769 | -872.8992 | -994.1145 | -1823.17 | -412.1373 | -277.9654 | 10.9431 | 14.0476 | 0 | 1.7227
2035 | 3433 | MW | 758.8386 | 974.1185 | 1244.5802 | 372.4786 | -722.0867 | -778.5317 | -886.6427 | -1580.0807 | -360.6202 | -247.9151 | 10.9431 | 14.0476 | 0 | 3.4454
2035 | 3434 | MW | 658.4041 | 845.191 | 1079.8564 | 328.0035 | -694.3141 | -731.348 | -832.9068 | -1519.3084 | -334.8616 | -232.8899 | 8.2073 | 10.5357 | 0 | 3.4454
2035 | 3435 | MW | 569.129 | 730.5889 | 915.1325 | 277.9691 | -666.5416 | -707.7561 | -806.0388 | -1458.536 | -334.8616 | -225.3773 | 8.2073 | 10.5357 | 0 | 3.4454
2035 | 3436 | MW | 468.6945 | 601.6614 | 750.4087 | 227.9347 | -666.5416 | -707.7561 | -806.0388 | -1458.536 | -334.8616 | -225.3773 | 8.2073 | 10.5357 | 0 | 1.7227
2035 | 3437 | MW | 390.5787 | 501.3845 | 640.5928 | 189.019 | -694.3141 | -636.9805 | -725.4349 | -1519.3084 | -360.6202 | -202.8396 | 5.4716 | 7.0238 | 0 | 1.7227
2035 | 3438 | MW | 312.463 | 401.1076 | 512.4742 | 155.6627 | -805.4044 | -754.9398 | -859.7747 | -1762.3977 | -425.0166 | -240.4025 | 5.4716 | 7.0238 | 0 | 1.7227
2035 | 3439 | MW | 245.5066 | 315.156 | 420.961 | 127.8658 | -1027.5849 | -943.6748 | -1074.7184 | -2248.5764 | -528.051 | -300.5031 | 5.4716 | 7.0238 | 0 | 3.4454
2035 | 3440 | MW | 245.5066 | 315.156 | 402.6583 | 122.3064 | -1305.3105 | -1179.5935 | -1343.398 | -2856.2997 | -643.9646 | -375.6289 | 5.4716 | 7.0238 | 0 | 3.4454
2035 | 3441 | MW | 223.1878 | 286.5054 | 366.053 | 111.1876 | -1499.7185 | -1368.3285 | -1558.3417 | -3281.7061 | -721.2404 | -435.7295 | 8.2073 | 10.5357 | 43.8044 | 3.4454
2035 | 3442 | MW | 200.8691 | 257.8549 | 329.4477 | 111.1876 | -1638.5813 | -1509.8797 | -1719.5494 | -3585.5677 | -785.6368 | -480.805 | 8.2073 | 10.5357 | 43.8044 | 3.4454
2035 | 3443 | MW | 212.0284 | 272.1802 | 347.7504 | 111.1876 | -1749.6716 | -1651.4309 | -1880.7572 | -3828.6571 | -837.154 | -525.8804 | 10.9431 | 14.0476 | 43.8044 | 3.4454
2035 | 3444 | MW | 267.8254 | 343.8065 | 439.2636 | 133.4252 | -1805.2167 | -1722.2065 | -1961.3611 | -3950.2018 | -850.0333 | -548.4182 | 10.9431 | 14.0476 | 43.8044 | 3.4454
2035 | 3445 | MW | 301.3036 | 386.7823 | 494.1716 | 155.6627 | -1860.7618 | -1769.3902 | -2015.097 | -4071.7464 | -862.9126 | -563.4433 | 10.9431 | 14.0476 | 43.8044 | 3.4454
2035 | 3446 | MW | 345.9411 | 444.0834 | 567.3822 | 177.9002 | -1888.5344 | -1816.574 | -2068.8329 | -4132.5188 | -862.9126 | -578.4685 | 10.9431 | 14.0476 | 43.8044 | 3.4454
2035 | 3447 | MW | 446.3757 | 573.0109 | 732.106 | 227.9347 | -1860.7618 | -1840.1659 | -2095.7009 | -4071.7464 | -850.0333 | -585.9811 | 10.9431 | 14.0476 | 43.8044 | 1.7227
2035 | 3448 | MW | 312.463 | 401.1076 | 494.1716 | 155.6627 | -1832.9893 | -1840.1659 | -2095.7009 | -4010.9741 | -837.154 | -585.9811 | 8.2073 | 10.5357 | 0 | 1.7227
2035 | 3449 | MW | 390.5787 | 501.3845 | 640.5928 | 200.1377 | -1777.4442 | -1792.9821 | -2041.965 | -3889.4294 | -824.2747 | -570.9559 | -8.2073 | -10.5357 | -21.9022 | -5.168
2035 | 3450 | MW | 446.3757 | 573.0109 | 713.8034 | 227.9347 | -1638.5813 | -1651.4309 | -1880.7572 | -3585.5677 | -759.8782 | -525.8804 | -10.9431 | -14.0476 | -21.9022 | -5.168
2035 | 3451 | MW | 491.0132 | 630.312 | 787.014 | 250.1722 | -1444.1734 | -1439.1041 | -1638.9456 | -3160.1614 | -695.4818 | -458.2672 | -10.9431 | -14.0476 | -21.9022 | -5.168
2035 | 3452 | MW | 491.0132 | 630.312 | 805.3166 | 250.1722 | -1388.6282 | -1391.9203 | -1585.2096 | -3038.6167 | -656.8439 | -443.2421 | -10.9431 | -14.0476 | -21.9022 | -5.168
2035 | 3453 | MW | 1082.461 | 1389.5514 | 1757.0544 | 544.8194 | -1277.538 | -1321.1447 | -1504.6058 | -2795.5274 | -631.0853 | -420.7044 | -10.9431 | -14.0476 | -43.8044 | -5.168
2035 | 3454 | MW | 1082.461 | 1389.5514 | 1757.0544 | 539.26 | -1138.6752 | -1179.5935 | -1343.398 | -2491.6657 | -566.6889 | -375.6289 | 8.2073 | 10.5357 | 21.9022 | 0
2035 | 3455 | MW | 1015.5047 | 1303.5997 | 1665.5412 | 505.9038 | -972.0398 | -1014.4504 | -1155.3223 | -2127.0317 | -476.5338 | -323.0408 | 13.6789 | 17.5595 | 21.9022 | 1.7227
2035 | 3456 | MW | 892.7514 | 1146.0217 | 1445.9094 | 444.7506 | -833.1769 | -896.4911 | -1020.9825 | -1823.17 | -412.1373 | -285.478 | 13.6789 | 17.5595 | 0 | 1.7227
2035 | 3457 | MW | 758.8386 | 974.1185 | 1244.5802 | 378.038 | -694.3141 | -778.5317 | -886.6427 | -1519.3084 | -347.7409 | -247.9151 | 10.9431 | 14.0476 | 21.9022 | 3.4454
2035 | 3458 | MW | 658.4041 | 845.191 | 1079.8564 | 328.0035 | -638.769 | -731.348 | -832.9068 | -1397.7637 | -321.9823 | -232.8899 | 8.2073 | 10.5357 | 0 | 3.4454
2035 | 3459 | MW | 569.129 | 730.5889 | 915.1325 | 283.5285 | -638.769 | -684.1642 | -779.1708 | -1397.7637 | -309.103 | -217.8648 | 8.2073 | 10.5357 | 0 | 3.4454
2035 | 3460 | MW | 468.6945 | 601.6614 | 768.7113 | 233.494 | -638.769 | -684.1642 | -779.1708 | -1397.7637 | -321.9823 | -217.8648 | 8.2073 | 10.5357 | 0 | 3.4454
2035 | 3461 | MW | 401.7381 | 515.7098 | 658.8954 | 200.1377 | -638.769 | -613.3886 | -698.567 | -1397.7637 | -321.9823 | -195.327 | 8.2073 | 10.5357 | 0 | 3.4454
2035 | 3462 | MW | 345.9411 | 444.0834 | 567.3822 | 177.9002 | -666.5416 | -660.5724 | -752.3029 | -1458.536 | -360.6202 | -210.3522 | 5.4716 | 7.0238 | 0 | 3.4454
2035 | 3463 | MW | 301.3036 | 386.7823 | 494.1716 | 155.6627 | -805.4044 | -778.5317 | -886.6427 | -1762.3977 | -425.0166 | -247.9151 | 8.2073 | 10.5357 | 0 | 3.4454
2035 | 3464 | MW | 290.1442 | 372.4571 | 457.5663 | 150.1033 | -972.0398 | -920.0829 | -1047.8504 | -2127.0317 | -502.2924 | -292.9905 | 8.2073 | 10.5357 | 21.9022 | 3.4454
2035 | 3465 | MW | 267.8254 | 343.8065 | 420.961 | 133.4252 | -1110.9026 | -1061.6341 | -1209.0582 | -2430.8934 | -553.8096 | -338.066 | 8.2073 | 10.5357 | 43.8044 | 3.4454
2035 | 3466 | MW | 301.3036 | 386.7823 | 475.8689 | 155.6627 | -1194.2203 | -1156.0016 | -1316.53 | -2613.2104 | -592.4474 | -368.1163 | 8.2073 | 10.5357 | 43.8044 | 3.4454
2035 | 3467 | MW | 357.1005 | 458.4087 | 585.6848 | 183.4596 | -1249.7654 | -1250.3691 | -1424.0019 | -2734.7551 | -605.3267 | -398.1666 | 8.2073 | 10.5357 | 43.8044 | 5.168
2035 | 3468 | MW | 457.5351 | 587.3361 | 750.4087 | 227.9347 | -1305.3105 | -1297.5528 | -1477.7378 | -2856.2997 | -605.3267 | -413.1918 | 8.2073 | 10.5357 | 43.8044 | 5.168
2035 | 3469 | MW | 502.1726 | 644.6372 | 823.6193 | 255.7316 | -1333.0831 | -1368.3285 | -1558.3417 | -2917.0721 | -605.3267 | -435.7295 | 8.2073 | 10.5357 | 43.8044 | 5.168
2035 | 3470 | MW | 557.9696 | 716.2636 | 896.8299 | 277.9691 | -1333.0831 | -1391.9203 | -1585.2096 | -2917.0721 | -618.206 | -443.2421 | 8.2073 | 10.5357 | 43.8044 | 5.168
2035 | 3471 | MW | 323.6224 | 415.4329 | 530.7769 | 155.6627 | -1333.0831 | -1415.5122 | -1612.0776 | -2917.0721 | -618.206 | -450.7547 | 10.9431 | 14.0476 | 43.8044 | 1.7227
2035 | 3472 | MW | 357.1005 | 458.4087 | 585.6848 | 172.3408 | -1305.3105 | -1415.5122 | -1612.0776 | -2856.2997 | -631.0853 | -450.7547 | 5.4716 | 7.0238 | 0 | 1.7227
2035 | 3473 | MW | 401.7381 | 515.7098 | 658.8954 | 200.1377 | -1277.538 | -1391.9203 | -1585.2096 | -2795.5274 | -631.0853 | -443.2421 | -8.2073 | -10.5357 | -21.9022 | -5.168
2035 | 3474 | MW | 412.8975 | 530.0351 | 658.8954 | 205.6971 | -1221.9929 | -1321.1447 | -1504.6058 | -2673.9827 | -605.3267 | -420.7044 | -8.2073 | -10.5357 | -21.9022 | -5.168
2035 | 3475 | MW | 424.0569 | 544.3603 | 695.5007 | 211.2565 | -1138.6752 | -1226.7772 | -1397.1339 | -2491.6657 | -579.5681 | -390.654 | -8.2073 | -10.5357 | -21.9022 | -5.168
2035 | 3476 | MW | 982.0265 | 1260.6239 | 1610.6332 | 489.2256 | -1166.4477 | -1250.3691 | -1424.0019 | -2552.4381 | -566.6889 | -398.1666 | -8.2073 | -10.5357 | -21.9022 | -5.168
2035 | 3477 | MW | 982.0265 | 1260.6239 | 1610.6332 | 489.2256 | -1138.6752 | -1226.7772 | -1397.1339 | -2491.6657 | -566.6889 | -390.654 | -10.9431 | -14.0476 | -21.9022 | -5.168
2035 | 3478 | MW | 948.5483 | 1217.6481 | 1555.7253 | 472.5475 | -1027.5849 | -1108.8179 | -1262.7941 | -2248.5764 | -502.2924 | -353.0912 | 8.2073 | 10.5357 | 0 | 0
2035 | 3479 | MW | 881.592 | 1131.6965 | 1445.9094 | 439.1912 | -888.7221 | -967.2667 | -1101.5864 | -1944.7147 | -437.8959 | -308.0157 | 13.6789 | 17.5595 | 21.9022 | 1.7227
2035 | 3480 | MW | 781.1574 | 1002.769 | 1281.1855 | 383.5973 | -749.8593 | -849.3073 | -967.2466 | -1640.853 | -373.4995 | -270.4528 | 13.6789 | 17.5595 | 21.9022 | 1.7227
2035 | 3481 | MW | 691.8823 | 888.1668 | 1134.7643 | 339.1223 | -666.5416 | -754.9398 | -859.7747 | -1458.536 | -334.8616 | -240.4025 | 10.9431 | 14.0476 | 0 | 3.4454
2035 | 3482 | MW | 624.9259 | 802.2152 | 1024.9484 | 305.766 | -638.769 | -707.7561 | -806.0388 | -1397.7637 | -321.9823 | -225.3773 | 8.2073 | 10.5357 | 0 | 3.4454
2035 | 3483 | MW | 546.8102 | 701.9383 | 878.5272 | 266.8503 | -610.9964 | -684.1642 | -779.1708 | -1336.9914 | -309.103 | -217.8648 | 8.2073 | 10.5357 | 0 | 3.4454
2035 | 3484 | MW | 479.8539 | 615.9867 | 768.7113 | 244.6128 | -638.769 | -684.1642 | -779.1708 | -1397.7637 | -309.103 | -217.8648 | 5.4716 | 7.0238 | 0 | 3.4454
2035 | 3485 | MW | 424.0569 | 544.3603 | 695.5007 | 211.2565 | -610.9964 | -589.7967 | -671.699 | -1336.9914 | -321.9823 | -187.8144 | 5.4716 | 7.0238 | 0 | 3.4454
2035 | 3486 | MW | 379.4193 | 487.0592 | 603.9875 | 189.019 | -638.769 | -636.9805 | -725.4349 | -1397.7637 | -347.7409 | -202.8396 | 5.4716 | 7.0238 | 0 | 3.4454
2035 | 3487 | MW | 323.6224 | 415.4329 | 530.7769 | 161.2221 | -749.8593 | -731.348 | -832.9068 | -1640.853 | -399.2581 | -232.8899 | 8.2073 | 10.5357 | 0 | 3.4454
2035 | 3488 | MW | 301.3036 | 386.7823 | 494.1716 | 150.1033 | -860.9495 | -825.7154 | -940.3786 | -1883.9424 | -450.7752 | -262.9402 | 8.2073 | 10.5357 | 0 | 3.4454
2035 | 3489 | MW | 278.9848 | 358.1318 | 457.5663 | 138.9845 | -944.2672 | -920.0829 | -1047.8504 | -2066.2594 | -502.2924 | -292.9905 | 8.2073 | 10.5357 | 43.8044 | 3.4454
2035 | 3490 | MW | 290.1442 | 372.4571 | 494.1716 | 138.9845 | -1027.5849 | -1014.4504 | -1155.3223 | -2248.5764 | -528.051 | -323.0408 | 8.2073 | 10.5357 | 43.8044 | 5.168
2035 | 3491 | MW | 357.1005 | 458.4087 | 585.6848 | 172.3408 | -1083.13 | -1085.226 | -1235.9262 | -2370.1211 | -553.8096 | -345.5786 | 8.2073 | 10.5357 | 43.8044 | 5.168
2035 | 3492 | MW | 446.3757 | 573.0109 | 732.106 | 222.3753 | -1110.9026 | -1108.8179 | -1262.7941 | -2430.8934 | -579.5681 | -353.0912 | 8.2073 | 10.5357 | 43.8044 | 5.168
2035 | 3493 | MW | 491.0132 | 630.312 | 805.3166 | 244.6128 | -1166.4477 | -1156.0016 | -1316.53 | -2552.4381 | -579.5681 | -368.1163 | 8.2073 | 10.5357 | 43.8044 | 5.168
2035 | 3494 | MW | 546.8102 | 701.9383 | 896.8299 | 272.4097 | -1194.2203 | -1203.1854 | -1370.266 | -2613.2104 | -579.5681 | -383.1415 | 8.2073 | 10.5357 | 43.8044 | 5.168
2035 | 3495 | MW | 301.3036 | 386.7823 | 494.1716 | 150.1033 | -1194.2203 | -1250.3691 | -1424.0019 | -2613.2104 | -592.4474 | -398.1666 | 8.2073 | 10.5357 | 43.8044 | 1.7227
2035 | 3496 | MW | 334.7818 | 429.7582 | 549.0795 | 166.7815 | -1221.9929 | -1297.5528 | -1477.7378 | -2673.9827 | -592.4474 | -413.1918 | 5.4716 | 7.0238 | 0 | 1.7227
2035 | 3497 | MW | 379.4193 | 487.0592 | 622.2901 | 183.4596 | -1221.9929 | -1321.1447 | -1504.6058 | -2673.9827 | -592.4474 | -420.7044 | -8.2073 | -10.5357 | -21.9022 | -5.168
2035 | 3498 | MW | 390.5787 | 501.3845 | 640.5928 | 189.019 | -1194.2203 | -1297.5528 | -1477.7378 | -2613.2104 | -592.4474 | -413.1918 | -8.2073 | -10.5357 | -21.9022 | -5.168
2035 | 3499 | MW | 401.7381 | 515.7098 | 658.8954 | 200.1377 | -1138.6752 | -1250.3691 | -1424.0019 | -2491.6657 | -579.5681 | -398.1666 | -8.2073 | -10.5357 | -21.9022 | -5.168
2035 | 3500 | MW | 970.8671 | 1246.2986 | 1592.3306 | 489.2256 | -1166.4477 | -1273.961 | -1450.8698 | -2552.4381 | -579.5681 | -405.6792 | -8.2073 | -10.5357 | -21.9022 | -5.168
2035 | 3501 | MW | 982.0265 | 1260.6239 | 1592.3306 | 489.2256 | -1138.6752 | -1226.7772 | -1397.1339 | -2491.6657 | -566.6889 | -390.654 | -8.2073 | -10.5357 | -21.9022 | -5.168
2035 | 3502 | MW | 948.5483 | 1217.6481 | 1555.7253 | 478.1068 | -1027.5849 | -1108.8179 | -1262.7941 | -2248.5764 | -515.1717 | -353.0912 | 8.2073 | 10.5357 | 0 | 0
2035 | 3503 | MW | 892.7514 | 1146.0217 | 1445.9094 | 444.7506 | -888.7221 | -967.2667 | -1101.5864 | -1944.7147 | -437.8959 | -308.0157 | 10.9431 | 14.0476 | 21.9022 | 1.7227
2035 | 3504 | MW | 781.1574 | 1002.769 | 1281.1855 | 389.1567 | -749.8593 | -825.7154 | -940.3786 | -1640.853 | -373.4995 | -262.9402 | 10.9431 | 14.0476 | 21.9022 | 1.7227
2035 | 3505 | MW | 703.0417 | 902.4921 | 1134.7643 | 344.6817 | -694.3141 | -731.348 | -832.9068 | -1519.3084 | -334.8616 | -232.8899 | 10.9431 | 14.0476 | 0 | 3.4454
2035 | 3506 | MW | 624.9259 | 802.2152 | 1024.9484 | 311.3254 | -638.769 | -684.1642 | -779.1708 | -1397.7637 | -321.9823 | -217.8648 | 8.2073 | 10.5357 | 0 | 3.4454
2035 | 3507 | MW | 546.8102 | 701.9383 | 878.5272 | 266.8503 | -610.9964 | -660.5724 | -752.3029 | -1336.9914 | -309.103 | -210.3522 | 8.2073 | 10.5357 | 0 | 3.4454
2035 | 3508 | MW | 479.8539 | 615.9867 | 787.014 | 233.494 | -610.9964 | -660.5724 | -752.3029 | -1336.9914 | -309.103 | -210.3522 | 5.4716 | 7.0238 | 0 | 1.7227
2035 | 3509 | MW | 412.8975 | 530.0351 | 677.1981 | 205.6971 | -610.9964 | -589.7967 | -671.699 | -1336.9914 | -321.9823 | -187.8144 | 5.4716 | 7.0238 | 0 | 1.7227
2035 | 3510 | MW | 357.1005 | 458.4087 | 567.3822 | 172.3408 | -638.769 | -636.9805 | -725.4349 | -1397.7637 | -347.7409 | -202.8396 | 5.4716 | 7.0238 | 0 | 1.7227
2035 | 3511 | MW | 301.3036 | 386.7823 | 494.1716 | 150.1033 | -749.8593 | -731.348 | -832.9068 | -1640.853 | -399.2581 | -232.8899 | 5.4716 | 7.0238 | 0 | 3.4454
2035 | 3512 | MW | 290.1442 | 372.4571 | 494.1716 | 144.5439 | -860.9495 | -825.7154 | -940.3786 | -1883.9424 | -450.7752 | -262.9402 | 8.2073 | 10.5357 | 0 | 3.4454
2035 | 3513 | MW | 278.9848 | 358.1318 | 457.5663 | 138.9845 | -972.0398 | -967.2667 | -1101.5864 | -2127.0317 | -489.4131 | -308.0157 | 8.2073 | 10.5357 | 43.8044 | 3.4454
2035 | 3514 | MW | 256.666 | 329.4812 | 420.961 | 127.8658 | -1055.3575 | -1061.6341 | -1209.0582 | -2309.3487 | -528.051 | -338.066 | 8.2073 | 10.5357 | 43.8044 | 3.4454
2035 | 3515 | MW | 256.666 | 329.4812 | 420.961 | 127.8658 | -1110.9026 | -1156.0016 | -1316.53 | -2430.8934 | -553.8096 | -368.1163 | 10.9431 | 14.0476 | 43.8044 | 3.4454
2035 | 3516 | MW | 301.3036 | 386.7823 | 512.4742 | 150.1033 | -1166.4477 | -1226.7772 | -1397.1339 | -2552.4381 | -553.8096 | -390.654 | 10.9431 | 14.0476 | 43.8044 | 3.4454
2035 | 3517 | MW | 334.7818 | 429.7582 | 549.0795 | 177.9002 | -1221.9929 | -1273.961 | -1450.8698 | -2673.9827 | -553.8096 | -405.6792 | 10.9431 | 14.0476 | 43.8044 | 3.4454
2035 | 3518 | MW | 379.4193 | 487.0592 | 622.2901 | 194.5784 | -1277.538 | -1321.1447 | -1504.6058 | -2795.5274 | -566.6889 | -420.7044 | 10.9431 | 14.0476 | 43.8044 | 3.4454
2035 | 3519 | MW | 468.6945 | 601.6614 | 768.7113 | 244.6128 | -1333.0831 | -1368.3285 | -1558.3417 | -2917.0721 | -566.6889 | -435.7295 | 10.9431 | 14.0476 | 43.8044 | 1.7227
2035 | 3520 | MW | 323.6224 | 415.4329 | 512.4742 | 166.7815 | -1360.8557 | -1415.5122 | -1612.0776 | -2977.8444 | -579.5681 | -450.7547 | 5.4716 | 7.0238 | 0 | 1.7227
2035 | 3521 | MW | 401.7381 | 515.7098 | 658.8954 | 211.2565 | -1333.0831 | -1439.1041 | -1638.9456 | -2917.0721 | -592.4474 | -458.2672 | -8.2073 | -10.5357 | -21.9022 | -5.168
2035 | 3522 | MW | 468.6945 | 601.6614 | 750.4087 | 239.0534 | -1305.3105 | -1415.5122 | -1612.0776 | -2856.2997 | -579.5681 | -450.7547 | -8.2073 | -10.5357 | -21.9022 | -5.168
2035 | 3523 | MW | 502.1726 | 644.6372 | 823.6193 | 261.2909 | -1249.7654 | -1344.7366 | -1531.4737 | -2734.7551 | -566.6889 | -428.2169 | -8.2073 | -10.5357 | -21.9022 | -5.168
2035 | 3524 | MW | 513.332 | 658.9625 | 841.9219 | 261.2909 | -1249.7654 | -1368.3285 | -1558.3417 | -2734.7551 | -579.5681 | -435.7295 | -10.9431 | -14.0476 | -21.9022 | -5.168
2035 | 3525 | MW | 1104.7798 | 1418.2019 | 1793.6597 | 550.3788 | -1194.2203 | -1321.1447 | -1504.6058 | -2613.2104 | -566.6889 | -420.7044 | -10.9431 | -14.0476 | -21.9022 | -5.168
2035 | 3526 | MW | 1104.7798 | 1418.2019 | 1793.6597 | 550.3788 | -1055.3575 | -1179.5935 | -1343.398 | -2309.3487 | -515.1717 | -375.6289 | 8.2073 | 10.5357 | 21.9022 | 0
2035 | 3527 | MW | 1048.9828 | 1346.5755 | 1702.1465 | 517.0225 | -916.4946 | -1014.4504 | -1155.3223 | -2005.487 | -437.8959 | -323.0408 | 13.6789 | 17.5595 | 21.9022 | 1.7227
2035 | 3528 | MW | 926.2295 | 1188.9976 | 1500.8173 | 461.4287 | -777.6318 | -849.3073 | -967.2466 | -1701.6254 | -373.4995 | -270.4528 | 10.9431 | 14.0476 | 21.9022 | 1.7227
2035 | 3529 | MW | 803.4762 | 1031.4196 | 1299.4882 | 394.7161 | -722.0867 | -802.1236 | -913.5106 | -1580.0807 | -360.6202 | -255.4276 | 10.9431 | 14.0476 | 0 | 3.4454
2035 | 3530 | MW | 703.0417 | 902.4921 | 1153.067 | 350.2411 | -694.3141 | -731.348 | -832.9068 | -1519.3084 | -334.8616 | -232.8899 | 8.2073 | 10.5357 | 0 | 3.4454
2035 | 3531 | MW | 613.7666 | 787.8899 | 1006.6458 | 305.766 | -666.5416 | -707.7561 | -806.0388 | -1458.536 | -334.8616 | -225.3773 | 8.2073 | 10.5357 | 0 | 1.7227
2035 | 3532 | MW | 513.332 | 658.9625 | 841.9219 | 255.7316 | -666.5416 | -707.7561 | -806.0388 | -1458.536 | -334.8616 | -225.3773 | 8.2073 | 10.5357 | 0 | 1.7227
2035 | 3533 | MW | 435.2163 | 558.6856 | 713.8034 | 216.8159 | -694.3141 | -636.9805 | -725.4349 | -1519.3084 | -360.6202 | -202.8396 | 5.4716 | 7.0238 | 0 | 1.7227
2035 | 3534 | MW | 357.1005 | 458.4087 | 585.6848 | 177.9002 | -805.4044 | -754.9398 | -859.7747 | -1762.3977 | -425.0166 | -240.4025 | 5.4716 | 7.0238 | 0 | 1.7227
2035 | 3535 | MW | 290.1442 | 372.4571 | 475.8689 | 144.5439 | -1055.3575 | -990.8585 | -1128.4543 | -2309.3487 | -528.051 | -315.5283 | 5.4716 | 7.0238 | 0 | 3.4454
2035 | 3536 | MW | 256.666 | 329.4812 | 439.2636 | 127.8658 | -1388.6282 | -1273.961 | -1450.8698 | -3038.6167 | -656.8439 | -405.6792 | 5.4716 | 7.0238 | 0 | 3.4454
2035 | 3537 | MW | 234.3472 | 300.8307 | 384.3557 | 116.747 | -1638.5813 | -1509.8797 | -1719.5494 | -3585.5677 | -746.9989 | -480.805 | 8.2073 | 10.5357 | 43.8044 | 3.4454
2035 | 3538 | MW | 212.0284 | 272.1802 | 347.7504 | 111.1876 | -1832.9893 | -1675.0228 | -1907.6252 | -4010.9741 | -811.3954 | -533.393 | 8.2073 | 10.5357 | 43.8044 | 3.4454
2035 | 3539 | MW | 223.1878 | 286.5054 | 366.053 | 116.747 | -1999.6247 | -1816.574 | -2068.8329 | -4375.6081 | -862.9126 | -578.4685 | 8.2073 | 10.5357 | 65.7066 | 3.4454
2035 | 3540 | MW | 278.9848 | 358.1318 | 457.5663 | 138.9845 | -2055.1698 | -1934.5333 | -2203.1727 | -4497.1528 | -875.7919 | -616.0314 | 10.9431 | 14.0476 | 65.7066 | 3.4454
2035 | 3541 | MW | 323.6224 | 415.4329 | 530.7769 | 161.2221 | -2110.7149 | -1981.7171 | -2256.9087 | -4618.6974 | -875.7919 | -631.0565 | 10.9431 | 14.0476 | 65.7066 | 3.4454
2035 | 3542 | MW | 357.1005 | 458.4087 | 585.6848 | 183.4596 | -2138.4875 | -2076.0846 | -2364.3805 | -4679.4698 | -888.6712 | -661.1068 | 10.9431 | 14.0476 | 65.7066 | 3.4454
2035 | 3543 | MW | 446.3757 | 573.0109 | 732.106 | 222.3753 | -2138.4875 | -2123.2683 | -2418.1164 | -4679.4698 | -901.5504 | -676.132 | 10.9431 | 14.0476 | 65.7066 | 1.7227
2035 | 3544 | MW | 301.3036 | 386.7823 | 494.1716 | 155.6627 | -2110.7149 | -2146.8602 | -2444.9844 | -4618.6974 | -901.5504 | -683.6446 | 5.4716 | 7.0238 | 0 | 1.7227
2035 | 3545 | MW | 390.5787 | 501.3845 | 622.2901 | 200.1377 | -2082.9424 | -2123.2683 | -2418.1164 | -4557.9251 | -888.6712 | -676.132 | -16.4147 | -21.0714 | -43.8044 | -5.168
2035 | 3546 | MW | 446.3757 | 573.0109 | 732.106 | 233.494 | -1916.307 | -1958.1252 | -2230.0407 | -4193.2911 | -824.2747 | -623.544 | -16.4147 | -21.0714 | -43.8044 | -5.168
2035 | 3547 | MW | 491.0132 | 630.312 | 787.014 | 255.7316 | -1666.3539 | -1698.6146 | -1934.4931 | -3646.3401 | -734.1197 | -540.9056 | -19.1504 | -24.5833 | -43.8044 | -5.168
2035 | 3548 | MW | 502.1726 | 644.6372 | 805.3166 | 255.7316 | -1527.4911 | -1509.8797 | -1719.5494 | -3342.4784 | -695.4818 | -480.805 | -19.1504 | -24.5833 | -43.8044 | -6.8907
2035 | 3549 | MW | 1082.461 | 1389.5514 | 1775.3571 | 539.26 | -1388.6282 | -1462.6959 | -1665.8135 | -3038.6167 | -643.9646 | -465.7798 | -19.1504 | -24.5833 | -43.8044 | -6.8907
2035 | 3550 | MW | 1082.461 | 1389.5514 | 1757.0544 | 539.26 | -1194.2203 | -1273.961 | -1450.8698 | -2613.2104 | -566.6889 | -405.6792 | 8.2073 | 10.5357 | 0 | 0
2035 | 3551 | MW | 1015.5047 | 1303.5997 | 1665.5412 | 505.9038 | -999.8123 | -1085.226 | -1235.9262 | -2187.8041 | -476.5338 | -345.5786 | 13.6789 | 17.5595 | 21.9022 | 1.7227
2035 | 3552 | MW | 892.7514 | 1146.0217 | 1445.9094 | 444.7506 | -833.1769 | -920.0829 | -1047.8504 | -1823.17 | -412.1373 | -292.9905 | 13.6789 | 17.5595 | 21.9022 | 1.7227
2035 | 3553 | MW | 758.8386 | 974.1185 | 1244.5802 | 378.038 | -749.8593 | -825.7154 | -940.3786 | -1640.853 | -360.6202 | -262.9402 | 10.9431 | 14.0476 | 0 | 3.4454
2035 | 3554 | MW | 658.4041 | 845.191 | 1079.8564 | 328.0035 | -694.3141 | -754.9398 | -859.7747 | -1519.3084 | -334.8616 | -240.4025 | 8.2073 | 10.5357 | 0 | 3.4454
2035 | 3555 | MW | 580.2884 | 744.9141 | 933.4352 | 283.5285 | -666.5416 | -731.348 | -832.9068 | -1458.536 | -334.8616 | -232.8899 | 8.2073 | 10.5357 | 0 | 1.7227
2035 | 3556 | MW | 479.8539 | 615.9867 | 768.7113 | 239.0534 | -694.3141 | -731.348 | -832.9068 | -1519.3084 | -334.8616 | -232.8899 | 8.2073 | 10.5357 | 0 | 1.7227
2035 | 3557 | MW | 401.7381 | 515.7098 | 658.8954 | 200.1377 | -694.3141 | -660.5724 | -752.3029 | -1519.3084 | -360.6202 | -210.3522 | 5.4716 | 7.0238 | 0 | 1.7227
2035 | 3558 | MW | 334.7818 | 429.7582 | 530.7769 | 166.7815 | -805.4044 | -778.5317 | -886.6427 | -1762.3977 | -425.0166 | -247.9151 | 5.4716 | 7.0238 | 0 | 1.7227
2035 | 3559 | MW | 256.666 | 329.4812 | 420.961 | 133.4252 | -1055.3575 | -990.8585 | -1128.4543 | -2309.3487 | -528.051 | -315.5283 | 8.2073 | 10.5357 | 0 | 3.4454
2035 | 3560 | MW | 245.5066 | 315.156 | 402.6583 | 122.3064 | -1388.6282 | -1273.961 | -1450.8698 | -3038.6167 | -656.8439 | -405.6792 | 8.2073 | 10.5357 | 0 | 3.4454
2035 | 3561 | MW | 223.1878 | 286.5054 | 366.053 | 111.1876 | -1610.8088 | -1509.8797 | -1719.5494 | -3524.7954 | -759.8782 | -480.805 | 8.2073 | 10.5357 | 43.8044 | 3.4454
2035 | 3562 | MW | 212.0284 | 272.1802 | 347.7504 | 111.1876 | -1805.2167 | -1675.0228 | -1907.6252 | -3950.2018 | -824.2747 | -533.393 | 8.2073 | 10.5357 | 43.8044 | 3.4454
2035 | 3563 | MW | 223.1878 | 286.5054 | 347.7504 | 111.1876 | -1971.8521 | -1840.1659 | -2095.7009 | -4314.8358 | -875.7919 | -585.9811 | 8.2073 | 10.5357 | 43.8044 | 3.4454
2035 | 3564 | MW | 267.8254 | 343.8065 | 439.2636 | 138.9845 | -2055.1698 | -1910.9415 | -2176.3048 | -4497.1528 | -888.6712 | -608.5188 | 8.2073 | 10.5357 | 43.8044 | 3.4454
2035 | 3565 | MW | 312.463 | 401.1076 | 512.4742 | 161.2221 | -2110.7149 | -2005.3089 | -2283.7766 | -4618.6974 | -901.5504 | -638.5691 | 8.2073 | 10.5357 | 43.8044 | 3.4454
2035 | 3566 | MW | 357.1005 | 458.4087 | 567.3822 | 183.4596 | -2166.2601 | -2076.0846 | -2364.3805 | -4740.2421 | -927.309 | -661.1068 | 8.2073 | 10.5357 | 43.8044 | 3.4454
2035 | 3567 | MW | 446.3757 | 573.0109 | 713.8034 | 233.494 | -2194.0326 | -2123.2683 | -2418.1164 | -4801.0144 | -927.309 | -676.132 | 8.2073 | 10.5357 | 43.8044 | 1.7227
2035 | 3568 | MW | 301.3036 | 386.7823 | 494.1716 | 155.6627 | -2166.2601 | -2123.2683 | -2418.1164 | -4740.2421 | -914.4297 | -676.132 | 5.4716 | 7.0238 | 0 | 1.7227
2035 | 3569 | MW | 390.5787 | 501.3845 | 622.2901 | 200.1377 | -2110.7149 | -2076.0846 | -2364.3805 | -4618.6974 | -901.5504 | -661.1068 | -8.2073 | -10.5357 | -21.9022 | -5.168
2035 | 3570 | MW | 446.3757 | 573.0109 | 713.8034 | 227.9347 | -1916.307 | -1934.5333 | -2203.1727 | -4193.2911 | -837.154 | -616.0314 | -8.2073 | -10.5357 | -43.8044 | -5.168
2035 | 3571 | MW | 491.0132 | 630.312 | 787.014 | 250.1722 | -1666.3539 | -1675.0228 | -1907.6252 | -3646.3401 | -746.9989 | -533.393 | -10.9431 | -14.0476 | -43.8044 | -5.168
2035 | 3572 | MW | 491.0132 | 630.312 | 805.3166 | 255.7316 | -1527.4911 | -1509.8797 | -1719.5494 | -3342.4784 | -695.4818 | -480.805 | -10.9431 | -14.0476 | -43.8044 | -6.8907
2035 | 3573 | MW | 1082.461 | 1389.5514 | 1757.0544 | 544.8194 | -1388.6282 | -1439.1041 | -1638.9456 | -3038.6167 | -643.9646 | -458.2672 | -10.9431 | -14.0476 | -43.8044 | -6.8907
2035 | 3574 | MW | 1082.461 | 1389.5514 | 1757.0544 | 539.26 | -1194.2203 | -1273.961 | -1450.8698 | -2613.2104 | -566.6889 | -405.6792 | 8.2073 | 10.5357 | 21.9022 | 0
2035 | 3575 | MW | 1015.5047 | 1303.5997 | 1665.5412 | 505.9038 | -999.8123 | -1085.226 | -1235.9262 | -2187.8041 | -489.4131 | -345.5786 | 13.6789 | 17.5595 | 21.9022 | 1.7227
2035 | 3576 | MW | 892.7514 | 1146.0217 | 1464.212 | 433.6318 | -860.9495 | -920.0829 | -1047.8504 | -1883.9424 | -412.1373 | -292.9905 | 13.6789 | 17.5595 | 0 | 1.7227
2035 | 3577 | MW | 758.8386 | 974.1185 | 1244.5802 | 372.4786 | -749.8593 | -802.1236 | -913.5106 | -1640.853 | -360.6202 | -255.4276 | 10.9431 | 14.0476 | 0 | 3.4454
2035 | 3578 | MW | 658.4041 | 845.191 | 1079.8564 | 322.4441 | -694.3141 | -754.9398 | -859.7747 | -1519.3084 | -347.7409 | -240.4025 | 8.2073 | 10.5357 | 0 | 3.4454
2035 | 3579 | MW | 557.9696 | 716.2636 | 915.1325 | 277.9691 | -666.5416 | -731.348 | -832.9068 | -1458.536 | -334.8616 | -232.8899 | 8.2073 | 10.5357 | 0 | 3.4454
2035 | 3580 | MW | 457.5351 | 587.3361 | 750.4087 | 222.3753 | -694.3141 | -731.348 | -832.9068 | -1519.3084 | -334.8616 | -232.8899 | 8.2073 | 10.5357 | 0 | 1.7227
2035 | 3581 | MW | 379.4193 | 487.0592 | 622.2901 | 183.4596 | -694.3141 | -660.5724 | -752.3029 | -1519.3084 | -360.6202 | -210.3522 | 5.4716 | 7.0238 | 0 | 1.7227
2035 | 3582 | MW | 301.3036 | 386.7823 | 512.4742 | 144.5439 | -805.4044 | -778.5317 | -886.6427 | -1762.3977 | -412.1373 | -247.9151 | 5.4716 | 7.0238 | 0 | 1.7227
2035 | 3583 | MW | 245.5066 | 315.156 | 402.6583 | 122.3064 | -1055.3575 | -990.8585 | -1128.4543 | -2309.3487 | -528.051 | -315.5283 | 8.2073 | 10.5357 | 0 | 3.4454
2035 | 3584 | MW | 223.1878 | 286.5054 | 366.053 | 122.3064 | -1388.6282 | -1250.3691 | -1424.0019 | -3038.6167 | -643.9646 | -398.1666 | 8.2073 | 10.5357 | 0 | 3.4454
2035 | 3585 | MW | 212.0284 | 272.1802 | 347.7504 | 111.1876 | -1666.3539 | -1486.2878 | -1692.6815 | -3646.3401 | -746.9989 | -473.2924 | 8.2073 | 10.5357 | 43.8044 | 3.4454
2035 | 3586 | MW | 200.8691 | 257.8549 | 347.7504 | 105.6283 | -1888.5344 | -1675.0228 | -1907.6252 | -4132.5188 | -811.3954 | -533.393 | 8.2073 | 10.5357 | 43.8044 | 3.4454
2035 | 3587 | MW | 212.0284 | 272.1802 | 347.7504 | 116.747 | -2055.1698 | -1816.574 | -2068.8329 | -4497.1528 | -875.7919 | -578.4685 | 8.2073 | 10.5357 | 43.8044 | 3.4454
2035 | 3588 | MW | 278.9848 | 358.1318 | 457.5663 | 150.1033 | -2138.4875 | -1887.3496 | -2149.4368 | -4679.4698 | -914.4297 | -601.0062 | 8.2073 | 10.5357 | 43.8044 | 3.4454
2035 | 3589 | MW | 312.463 | 401.1076 | 530.7769 | 155.6627 | -2194.0326 | -1958.1252 | -2230.0407 | -4801.0144 | -927.309 | -623.544 | 8.2073 | 10.5357 | 65.7066 | 3.4454
2035 | 3590 | MW | 357.1005 | 458.4087 | 585.6848 | 177.9002 | -2249.5778 | -2028.9008 | -2310.6446 | -4922.5591 | -940.1883 | -646.0817 | 8.2073 | 10.5357 | 65.7066 | 3.4454
2035 | 3591 | MW | 435.2163 | 558.6856 | 713.8034 | 216.8159 | -2277.3503 | -2076.0846 | -2364.3805 | -4983.3314 | -940.1883 | -661.1068 | 8.2073 | 10.5357 | 65.7066 | 1.7227
2035 | 3592 | MW | 234.3472 | 300.8307 | 384.3557 | 116.747 | -2277.3503 | -2076.0846 | -2364.3805 | -4983.3314 | -940.1883 | -661.1068 | 5.4716 | 7.0238 | 0 | 1.7227
2035 | 3593 | MW | 290.1442 | 372.4571 | 475.8689 | 144.5439 | -2194.0326 | -2076.0846 | -2364.3805 | -4801.0144 | -927.309 | -661.1068 | -8.2073 | -10.5357 | -21.9022 | -5.168
2035 | 3594 | MW | 334.7818 | 429.7582 | 549.0795 | 166.7815 | -2027.3972 | -1958.1252 | -2230.0407 | -4436.3804 | -862.9126 | -623.544 | -10.9431 | -14.0476 | -43.8044 | -5.168
2035 | 3595 | MW | 357.1005 | 458.4087 | 585.6848 | 183.4596 | -1749.6716 | -1722.2065 | -1961.3611 | -3828.6571 | -772.7575 | -548.4182 | -10.9431 | -14.0476 | -43.8044 | -5.168
2035 | 3596 | MW | 357.1005 | 458.4087 | 585.6848 | 183.4596 | -1583.0362 | -1557.0634 | -1773.2854 | -3464.0231 | -708.3611 | -495.8301 | -10.9431 | -14.0476 | -43.8044 | -5.168
2035 | 3597 | MW | 1082.461 | 1389.5514 | 1757.0544 | 544.8194 | -1416.4008 | -1486.2878 | -1692.6815 | -3099.3891 | -656.8439 | -473.2924 | -10.9431 | -14.0476 | -43.8044 | -6.8907
2035 | 3598 | MW | 1082.461 | 1389.5514 | 1757.0544 | 539.26 | -1221.9929 | -1297.5528 | -1477.7378 | -2673.9827 | -579.5681 | -413.1918 | 8.2073 | 10.5357 | 0 | 0
2035 | 3599 | MW | 1015.5047 | 1303.5997 | 1665.5412 | 505.9038 | -1027.5849 | -1108.8179 | -1262.7941 | -2248.5764 | -489.4131 | -353.0912 | 13.6789 | 17.5595 | 21.9022 | 1.7227
2035 | 3600 | MW | 926.2295 | 1188.9976 | 1537.4226 | 455.8693 | -860.9495 | -943.6748 | -1074.7184 | -1883.9424 | -412.1373 | -300.5031 | 13.6789 | 17.5595 | 21.9022 | 1.7227
2035 | 3601 | MW | 836.9544 | 1074.3954 | 1372.6988 | 411.3943 | -749.8593 | -825.7154 | -940.3786 | -1640.853 | -360.6202 | -262.9402 | 10.9431 | 14.0476 | 0 | 3.4454
2035 | 3602 | MW | 725.3605 | 931.1427 | 1207.9749 | 361.3598 | -694.3141 | -778.5317 | -886.6427 | -1519.3084 | -347.7409 | -247.9151 | 8.2073 | 10.5357 | 0 | 3.4454
2035 | 3603 | MW | 613.7666 | 787.8899 | 1006.6458 | 300.2066 | -694.3141 | -754.9398 | -859.7747 | -1519.3084 | -334.8616 | -240.4025 | 8.2073 | 10.5357 | 0 | 3.4454
2035 | 3604 | MW | 502.1726 | 644.6372 | 823.6193 | 244.6128 | -694.3141 | -754.9398 | -859.7747 | -1519.3084 | -334.8616 | -240.4025 | 5.4716 | 7.0238 | 0 | 1.7227
2035 | 3605 | MW | 401.7381 | 515.7098 | 658.8954 | 200.1377 | -694.3141 | -684.1642 | -779.1708 | -1519.3084 | -360.6202 | -217.8648 | 5.4716 | 7.0238 | 0 | 1.7227
2035 | 3606 | MW | 323.6224 | 415.4329 | 549.0795 | 161.2221 | -805.4044 | -778.5317 | -886.6427 | -1762.3977 | -425.0166 | -247.9151 | 5.4716 | 7.0238 | 0 | 1.7227
2035 | 3607 | MW | 267.8254 | 343.8065 | 439.2636 | 133.4252 | -1083.13 | -1014.4504 | -1155.3223 | -2370.1211 | -528.051 | -323.0408 | 5.4716 | 7.0238 | 0 | 3.4454
2035 | 3608 | MW | 245.5066 | 315.156 | 402.6583 | 127.8658 | -1416.4008 | -1297.5528 | -1477.7378 | -3099.3891 | -643.9646 | -413.1918 | 8.2073 | 10.5357 | 0 | 3.4454
2035 | 3609 | MW | 212.0284 | 272.1802 | 347.7504 | 116.747 | -1666.3539 | -1533.4715 | -1746.4174 | -3646.3401 | -746.9989 | -488.3176 | 8.2073 | 10.5357 | 43.8044 | 3.4454
2035 | 3610 | MW | 212.0284 | 272.1802 | 347.7504 | 105.6283 | -1888.5344 | -1722.2065 | -1961.3611 | -4132.5188 | -824.2747 | -548.4182 | 8.2073 | 10.5357 | 43.8044 | 3.4454
2035 | 3611 | MW | 223.1878 | 286.5054 | 366.053 | 116.747 | -2055.1698 | -1887.3496 | -2149.4368 | -4497.1528 | -888.6712 | -601.0062 | 8.2073 | 10.5357 | 43.8044 | 3.4454
2035 | 3612 | MW | 278.9848 | 358.1318 | 457.5663 | 144.5439 | -2166.2601 | -1958.1252 | -2230.0407 | -4740.2421 | -914.4297 | -623.544 | 8.2073 | 10.5357 | 43.8044 | 3.4454
2035 | 3613 | MW | 312.463 | 401.1076 | 530.7769 | 155.6627 | -2221.8052 | -2028.9008 | -2310.6446 | -4861.7868 | -940.1883 | -646.0817 | 8.2073 | 10.5357 | 43.8044 | 3.4454
2035 | 3614 | MW | 357.1005 | 458.4087 | 585.6848 | 177.9002 | -2305.1229 | -2099.6764 | -2391.2485 | -5044.1038 | -953.0676 | -668.6194 | 8.2073 | 10.5357 | 43.8044 | 3.4454
2035 | 3615 | MW | 435.2163 | 558.6856 | 732.106 | 216.8159 | -2332.8955 | -2146.8602 | -2444.9844 | -5104.8761 | -965.9469 | -683.6446 | 8.2073 | 10.5357 | 43.8044 | 1.7227
2035 | 3616 | MW | 245.5066 | 315.156 | 402.6583 | 122.3064 | -2305.1229 | -2170.452 | -2471.8523 | -5044.1038 | -965.9469 | -691.1572 | 5.4716 | 7.0238 | 0 | 1.7227
2035 | 3617 | MW | 301.3036 | 386.7823 | 494.1716 | 150.1033 | -2249.5778 | -2146.8602 | -2444.9844 | -4922.5591 | -965.9469 | -683.6446 | -8.2073 | -10.5357 | -21.9022 | -5.168
2035 | 3618 | MW | 345.9411 | 444.0834 | 567.3822 | 172.3408 | -2082.9424 | -2005.3089 | -2283.7766 | -4557.9251 | -901.5504 | -638.5691 | -8.2073 | -10.5357 | -21.9022 | -5.168
2035 | 3619 | MW | 379.4193 | 487.0592 | 603.9875 | 189.019 | -1805.2167 | -1792.9821 | -2041.965 | -3950.2018 | -785.6368 | -570.9559 | -10.9431 | -14.0476 | -21.9022 | -5.168
2035 | 3620 | MW | 368.2599 | 472.734 | 603.9875 | 189.019 | -1610.8088 | -1627.839 | -1853.8893 | -3524.7954 | -721.2404 | -518.3679 | -10.9431 | -14.0476 | -21.9022 | -5.168
2035 | 3621 | MW | 1082.461 | 1389.5514 | 1775.3571 | 539.26 | -1444.1734 | -1533.4715 | -1746.4174 | -3160.1614 | -669.7232 | -488.3176 | -10.9431 | -14.0476 | -43.8044 | -5.168
2035 | 3622 | MW | 1082.461 | 1389.5514 | 1775.3571 | 539.26 | -1249.7654 | -1344.7366 | -1531.4737 | -2734.7551 | -579.5681 | -428.2169 | 8.2073 | 10.5357 | 21.9022 | 0
2035 | 3623 | MW | 1015.5047 | 1303.5997 | 1665.5412 | 505.9038 | -1055.3575 | -1132.4098 | -1289.6621 | -2309.3487 | -502.2924 | -360.6037 | 13.6789 | 17.5595 | 21.9022 | 1.7227
2035 | 3624 | MW | 937.3889 | 1203.3228 | 1537.4226 | 461.4287 | -888.7221 | -967.2667 | -1101.5864 | -1944.7147 | -425.0166 | -308.0157 | 10.9431 | 14.0476 | 21.9022 | 1.7227
2035 | 3625 | MW | 836.9544 | 1074.3954 | 1372.6988 | 416.9536 | -722.0867 | -802.1236 | -913.5106 | -1580.0807 | -347.7409 | -255.4276 | 10.9431 | 14.0476 | 65.7066 | 8.6134
2035 | 3626 | MW | 736.5199 | 945.4679 | 1207.9749 | 366.9192 | -666.5416 | -754.9398 | -859.7747 | -1458.536 | -321.9823 | -240.4025 | 10.9431 | 14.0476 | 65.7066 | 6.8907
2035 | 3627 | MW | 613.7666 | 787.8899 | 988.3431 | 305.766 | -666.5416 | -731.348 | -832.9068 | -1458.536 | -321.9823 | -232.8899 | 8.2073 | 10.5357 | 43.8044 | 6.8907
2035 | 3628 | MW | 502.1726 | 644.6372 | 823.6193 | 250.1722 | -666.5416 | -707.7561 | -806.0388 | -1458.536 | -321.9823 | -225.3773 | 8.2073 | 10.5357 | 43.8044 | 6.8907
2035 | 3629 | MW | 424.0569 | 544.3603 | 695.5007 | 211.2565 | -638.769 | -636.9805 | -725.4349 | -1397.7637 | -334.8616 | -202.8396 | 8.2073 | 10.5357 | 43.8044 | 5.168
2035 | 3630 | MW | 357.1005 | 458.4087 | 585.6848 | 177.9002 | -694.3141 | -684.1642 | -779.1708 | -1519.3084 | -360.6202 | -217.8648 | 8.2073 | 10.5357 | 43.8044 | 5.168
2035 | 3631 | MW | 312.463 | 401.1076 | 512.4742 | 155.6627 | -833.1769 | -825.7154 | -940.3786 | -1823.17 | -425.0166 | -262.9402 | 8.2073 | 10.5357 | 43.8044 | 3.4454
2035 | 3632 | MW | 290.1442 | 372.4571 | 475.8689 | 138.9845 | -1055.3575 | -967.2667 | -1101.5864 | -2309.3487 | -502.2924 | -308.0157 | 8.2073 | 10.5357 | 65.7066 | 3.4454
2035 | 3633 | MW | 256.666 | 329.4812 | 420.961 | 133.4252 | -1249.7654 | -1108.8179 | -1262.7941 | -2734.7551 | -566.6889 | -353.0912 | 8.2073 | 10.5357 | 65.7066 | 3.4454
2035 | 3634 | MW | 290.1442 | 372.4571 | 475.8689 | 150.1033 | -1416.4008 | -1226.7772 | -1397.1339 | -3099.3891 | -605.3267 | -390.654 | 8.2073 | 10.5357 | 65.7066 | 5.168
2035 | 3635 | MW | 357.1005 | 458.4087 | 585.6848 | 183.4596 | -1583.0362 | -1321.1447 | -1504.6058 | -3464.0231 | -656.8439 | -420.7044 | 8.2073 | 10.5357 | 87.6087 | 5.168
2035 | 3636 | MW | 435.2163 | 558.6856 | 695.5007 | 222.3753 | -1694.1265 | -1415.5122 | -1612.0776 | -3707.1124 | -695.4818 | -450.7547 | 10.9431 | 14.0476 | 87.6087 | 5.168
2035 | 3637 | MW | 479.8539 | 615.9867 | 787.014 | 239.0534 | -1749.6716 | -1462.6959 | -1665.8135 | -3828.6571 | -734.1197 | -465.7798 | 10.9431 | 14.0476 | 87.6087 | 5.168
2035 | 3638 | MW | 535.6508 | 687.613 | 878.5272 | 272.4097 | -1805.2167 | -1509.8797 | -1719.5494 | -3950.2018 | -759.8782 | -480.805 | 10.9431 | 14.0476 | 109.5109 | 5.168
2035 | 3639 | MW | 212.0284 | 272.1802 | 347.7504 | 111.1876 | -1832.9893 | -1533.4715 | -1746.4174 | -4010.9741 | -772.7575 | -488.3176 | 10.9431 | 14.0476 | 109.5109 | 5.168
2035 | 3640 | MW | 245.5066 | 315.156 | 402.6583 | 122.3064 | -1832.9893 | -1557.0634 | -1773.2854 | -4010.9741 | -785.6368 | -495.8301 | 0 | 0 | 65.7066 | 1.7227
2035 | 3641 | MW | 278.9848 | 358.1318 | 439.2636 | 144.5439 | -1805.2167 | -1533.4715 | -1746.4174 | -3950.2018 | -785.6368 | -488.3176 | -51.9798 | -66.7262 | -175.2175 | -15.5041
2035 | 3642 | MW | 290.1442 | 372.4571 | 457.5663 | 150.1033 | -1666.3539 | -1439.1041 | -1638.9456 | -3646.3401 | -721.2404 | -458.2672 | -54.7155 | -70.2381 | -175.2175 | -15.5041
2035 | 3643 | MW | 290.1442 | 372.4571 | 475.8689 | 144.5439 | -1471.9459 | -1321.1447 | -1504.6058 | -3220.9337 | -643.9646 | -420.7044 | -57.4513 | -73.75 | -175.2175 | -15.5041
2035 | 3644 | MW | 970.8671 | 1246.2986 | 1592.3306 | 483.6662 | -1388.6282 | -1273.961 | -1450.8698 | -3038.6167 | -618.206 | -405.6792 | -60.1871 | -77.262 | -175.2175 | -15.5041
2035 | 3645 | MW | 970.8671 | 1246.2986 | 1592.3306 | 483.6662 | -1277.538 | -1273.961 | -1450.8698 | -2795.5274 | -592.4474 | -405.6792 | -60.1871 | -77.262 | -175.2175 | -15.5041
2035 | 3646 | MW | 948.5483 | 1217.6481 | 1537.4226 | 472.5475 | -1138.6752 | -1156.0016 | -1316.53 | -2491.6657 | -528.051 | -368.1163 | -2.7358 | -3.5119 | 65.7066 | 1.7227
2035 | 3647 | MW | 915.0701 | 1174.6723 | 1482.5147 | 455.8693 | -972.0398 | -1014.4504 | -1155.3223 | -2127.0317 | -450.7752 | -323.0408 | 13.6789 | 17.5595 | 109.5109 | 6.8907
2035 | 3648 | MW | 848.1138 | 1088.7206 | 1391.0014 | 422.513 | -805.4044 | -872.8992 | -994.1145 | -1762.3977 | -386.3788 | -277.9654 | 13.6789 | 17.5595 | 87.6087 | 5.168
2035 | 3649 | MW | 769.998 | 988.4437 | 1244.5802 | 383.5973 | -694.3141 | -778.5317 | -886.6427 | -1519.3084 | -347.7409 | -247.9151 | 8.2073 | 10.5357 | 65.7066 | 8.6134
2035 | 3650 | MW | 669.5635 | 859.5163 | 1098.159 | 333.5629 | -666.5416 | -731.348 | -832.9068 | -1458.536 | -321.9823 | -232.8899 | 8.2073 | 10.5357 | 43.8044 | 6.8907
2035 | 3651 | MW | 580.2884 | 744.9141 | 951.7378 | 289.0879 | -638.769 | -707.7561 | -806.0388 | -1397.7637 | -321.9823 | -225.3773 | 5.4716 | 7.0238 | 43.8044 | 6.8907
2035 | 3652 | MW | 513.332 | 658.9625 | 841.9219 | 250.1722 | -638.769 | -684.1642 | -779.1708 | -1397.7637 | -321.9823 | -217.8648 | 5.4716 | 7.0238 | 43.8044 | 6.8907
2035 | 3653 | MW | 457.5351 | 587.3361 | 750.4087 | 222.3753 | -610.9964 | -613.3886 | -698.567 | -1336.9914 | -334.8616 | -195.327 | 5.4716 | 7.0238 | 43.8044 | 5.168
2035 | 3654 | MW | 401.7381 | 515.7098 | 658.8954 | 200.1377 | -666.5416 | -660.5724 | -752.3029 | -1458.536 | -347.7409 | -210.3522 | 5.4716 | 7.0238 | 43.8044 | 5.168
2035 | 3655 | MW | 357.1005 | 458.4087 | 585.6848 | 177.9002 | -777.6318 | -754.9398 | -859.7747 | -1701.6254 | -399.2581 | -240.4025 | 5.4716 | 7.0238 | 43.8044 | 3.4454
2035 | 3656 | MW | 312.463 | 401.1076 | 494.1716 | 155.6627 | -888.7221 | -849.3073 | -967.2466 | -1944.7147 | -450.7752 | -270.4528 | 5.4716 | 7.0238 | 43.8044 | 3.4454
2035 | 3657 | MW | 301.3036 | 386.7823 | 475.8689 | 155.6627 | -1027.5849 | -943.6748 | -1074.7184 | -2248.5764 | -502.2924 | -300.5031 | 8.2073 | 10.5357 | 65.7066 | 5.168
2035 | 3658 | MW | 312.463 | 401.1076 | 512.4742 | 155.6627 | -1166.4477 | -1061.6341 | -1209.0582 | -2552.4381 | -540.9303 | -338.066 | 8.2073 | 10.5357 | 65.7066 | 3.4454
2035 | 3659 | MW | 357.1005 | 458.4087 | 585.6848 | 183.4596 | -1277.538 | -1132.4098 | -1289.6621 | -2795.5274 | -579.5681 | -360.6037 | 8.2073 | 10.5357 | 65.7066 | 3.4454
2035 | 3660 | MW | 446.3757 | 573.0109 | 732.106 | 227.9347 | -1360.8557 | -1203.1854 | -1370.266 | -2977.8444 | -605.3267 | -383.1415 | 8.2073 | 10.5357 | 65.7066 | 5.168
2035 | 3661 | MW | 479.8539 | 615.9867 | 787.014 | 239.0534 | -1471.9459 | -1250.3691 | -1424.0019 | -3220.9337 | -631.0853 | -398.1666 | 8.2073 | 10.5357 | 87.6087 | 5.168
2035 | 3662 | MW | 524.4914 | 673.2878 | 860.2246 | 261.2909 | -1527.4911 | -1273.961 | -1450.8698 | -3342.4784 | -643.9646 | -405.6792 | 8.2073 | 10.5357 | 87.6087 | 5.168
2035 | 3663 | MW | 200.8691 | 257.8549 | 329.4477 | 100.0689 | -1555.2636 | -1321.1447 | -1504.6058 | -3403.2507 | -669.7232 | -420.7044 | 8.2073 | 10.5357 | 109.5109 | 5.168
2035 | 3664 | MW | 234.3472 | 300.8307 | 384.3557 | 111.1876 | -1583.0362 | -1344.7366 | -1531.4737 | -3464.0231 | -695.4818 | -428.2169 | -2.7358 | -3.5119 | 65.7066 | 1.7227
2035 | 3665 | MW | 267.8254 | 343.8065 | 439.2636 | 133.4252 | -1583.0362 | -1391.9203 | -1585.2096 | -3464.0231 | -708.3611 | -443.2421 | -43.7724 | -56.1905 | -153.3153 | -13.7815
2035 | 3666 | MW | 290.1442 | 372.4571 | 457.5663 | 144.5439 | -1527.4911 | -1368.3285 | -1558.3417 | -3342.4784 | -682.6025 | -435.7295 | -46.5082 | -59.7024 | -153.3153 | -13.7815
2035 | 3667 | MW | 290.1442 | 372.4571 | 475.8689 | 150.1033 | -1388.6282 | -1297.5528 | -1477.7378 | -3038.6167 | -631.0853 | -413.1918 | -49.244 | -63.2143 | -153.3153 | -15.5041
2035 | 3668 | MW | 959.7077 | 1231.9734 | 1574.0279 | 489.2256 | -1305.3105 | -1250.3691 | -1424.0019 | -2856.2997 | -605.3267 | -398.1666 | -51.9798 | -66.7262 | -153.3153 | -15.5041
2035 | 3669 | MW | 970.8671 | 1246.2986 | 1592.3306 | 489.2256 | -1221.9929 | -1273.961 | -1450.8698 | -2673.9827 | -579.5681 | -405.6792 | -51.9798 | -66.7262 | -153.3153 | -17.2268
2035 | 3670 | MW | 937.3889 | 1203.3228 | 1537.4226 | 472.5475 | -1083.13 | -1156.0016 | -1316.53 | -2370.1211 | -515.1717 | -368.1163 | -2.7358 | -3.5119 | 65.7066 | 1.7227
2035 | 3671 | MW | 903.9107 | 1160.347 | 1482.5147 | 450.3099 | -916.4946 | -990.8585 | -1128.4543 | -2005.487 | -437.8959 | -315.5283 | 10.9431 | 14.0476 | 87.6087 | 6.8907
2035 | 3672 | MW | 848.1138 | 1088.7206 | 1391.0014 | 422.513 | -777.6318 | -849.3073 | -967.2466 | -1701.6254 | -373.4995 | -270.4528 | 10.9431 | 14.0476 | 87.6087 | 5.168
2035 | 3673 | MW | 758.8386 | 974.1185 | 1262.8829 | 378.038 | -749.8593 | -778.5317 | -886.6427 | -1640.853 | -360.6202 | -247.9151 | 8.2073 | 10.5357 | 87.6087 | 10.3361
2035 | 3674 | MW | 669.5635 | 859.5163 | 1098.159 | 333.5629 | -694.3141 | -731.348 | -832.9068 | -1519.3084 | -334.8616 | -232.8899 | 5.4716 | 7.0238 | 65.7066 | 8.6134
2035 | 3675 | MW | 591.4478 | 759.2394 | 970.0405 | 289.0879 | -666.5416 | -707.7561 | -806.0388 | -1458.536 | -334.8616 | -225.3773 | 5.4716 | 7.0238 | 65.7066 | 6.8907
2035 | 3676 | MW | 513.332 | 658.9625 | 841.9219 | 250.1722 | -666.5416 | -707.7561 | -806.0388 | -1458.536 | -334.8616 | -225.3773 | 5.4716 | 7.0238 | 65.7066 | 6.8907
2035 | 3677 | MW | 457.5351 | 587.3361 | 750.4087 | 222.3753 | -694.3141 | -660.5724 | -752.3029 | -1519.3084 | -360.6202 | -210.3522 | 5.4716 | 7.0238 | 43.8044 | 6.8907
2035 | 3678 | MW | 390.5787 | 501.3845 | 640.5928 | 189.019 | -805.4044 | -754.9398 | -859.7747 | -1762.3977 | -425.0166 | -240.4025 | 5.4716 | 7.0238 | 43.8044 | 5.168
2035 | 3679 | MW | 334.7818 | 429.7582 | 549.0795 | 166.7815 | -1055.3575 | -990.8585 | -1128.4543 | -2309.3487 | -528.051 | -315.5283 | 5.4716 | 7.0238 | 43.8044 | 3.4454
2035 | 3680 | MW | 301.3036 | 386.7823 | 494.1716 | 161.2221 | -1388.6282 | -1250.3691 | -1424.0019 | -3038.6167 | -656.8439 | -398.1666 | 5.4716 | 7.0238 | 65.7066 | 3.4454
2035 | 3681 | MW | 278.9848 | 358.1318 | 457.5663 | 150.1033 | -1638.5813 | -1486.2878 | -1692.6815 | -3585.5677 | -746.9989 | -473.2924 | 5.4716 | 7.0238 | 65.7066 | 3.4454
2035 | 3682 | MW | 256.666 | 329.4812 | 420.961 | 138.9845 | -1805.2167 | -1651.4309 | -1880.7572 | -3950.2018 | -824.2747 | -525.8804 | 5.4716 | 7.0238 | 65.7066 | 3.4454
2035 | 3683 | MW | 267.8254 | 343.8065 | 420.961 | 138.9845 | -1944.0795 | -1792.9821 | -2041.965 | -4254.0634 | -888.6712 | -570.9559 | 5.4716 | 7.0238 | 87.6087 | 5.168
2035 | 3684 | MW | 323.6224 | 415.4329 | 530.7769 | 166.7815 | -2027.3972 | -1887.3496 | -2149.4368 | -4436.3804 | -927.309 | -601.0062 | 5.4716 | 7.0238 | 87.6087 | 5.168
2035 | 3685 | MW | 357.1005 | 458.4087 | 585.6848 | 172.3408 | -2110.7149 | -1981.7171 | -2256.9087 | -4618.6974 | -965.9469 | -631.0565 | 5.4716 | 7.0238 | 87.6087 | 5.168
2035 | 3686 | MW | 379.4193 | 487.0592 | 640.5928 | 189.019 | -2166.2601 | -2052.4927 | -2337.5125 | -4740.2421 | -991.7055 | -653.5943 | 5.4716 | 7.0238 | 109.5109 | 5.168
2035 | 3687 | MW | 468.6945 | 601.6614 | 768.7113 | 227.9347 | -2166.2601 | -2076.0846 | -2364.3805 | -4740.2421 | -1004.5848 | -661.1068 | 8.2073 | 10.5357 | 109.5109 | 5.168
2035 | 3688 | MW | 245.5066 | 315.156 | 402.6583 | 122.3064 | -2166.2601 | -2076.0846 | -2364.3805 | -4740.2421 | -991.7055 | -661.1068 | -2.7358 | -3.5119 | 43.8044 | 1.7227
2035 | 3689 | MW | 301.3036 | 386.7823 | 494.1716 | 155.6627 | -2110.7149 | -2028.9008 | -2310.6446 | -4618.6974 | -978.8262 | -646.0817 | -49.244 | -63.2143 | -197.1197 | -18.9495
2035 | 3690 | MW | 345.9411 | 444.0834 | 567.3822 | 172.3408 | -1944.0795 | -1887.3496 | -2149.4368 | -4254.0634 | -888.6712 | -601.0062 | -51.9798 | -66.7262 | -197.1197 | -18.9495
2035 | 3691 | MW | 379.4193 | 487.0592 | 622.2901 | 189.019 | -1666.3539 | -1627.839 | -1853.8893 | -3646.3401 | -772.7575 | -518.3679 | -54.7155 | -70.2381 | -175.2175 | -18.9495
2035 | 3692 | MW | 368.2599 | 472.734 | 603.9875 | 189.019 | -1499.7185 | -1462.6959 | -1665.8135 | -3281.7061 | -695.4818 | -465.7798 | -57.4513 | -73.75 | -175.2175 | -20.6722
2035 | 3693 | MW | 1093.6204 | 1403.8766 | 1793.6597 | 550.3788 | -1360.8557 | -1391.9203 | -1585.2096 | -2977.8444 | -643.9646 | -443.2421 | -57.4513 | -73.75 | -175.2175 | -20.6722
2035 | 3694 | MW | 1104.7798 | 1418.2019 | 1811.9624 | 550.3788 | -1194.2203 | -1226.7772 | -1397.1339 | -2613.2104 | -566.6889 | -390.654 | -2.7358 | -3.5119 | 43.8044 | 1.7227
2035 | 3695 | MW | 1048.9828 | 1346.5755 | 1720.4491 | 522.5819 | -999.8123 | -1061.6341 | -1209.0582 | -2187.8041 | -476.5338 | -338.066 | 8.2073 | 10.5357 | 109.5109 | 6.8907
2035 | 3696 | MW | 970.8671 | 1246.2986 | 1592.3306 | 478.1068 | -833.1769 | -896.4911 | -1020.9825 | -1823.17 | -412.1373 | -285.478 | 8.2073 | 10.5357 | 87.6087 | 5.168
2035 | 3697 | MW | 881.592 | 1131.6965 | 1445.9094 | 439.1912 | -749.8593 | -802.1236 | -913.5106 | -1640.853 | -360.6202 | -255.4276 | 10.9431 | 14.0476 | 21.9022 | 10.3361
2035 | 3698 | MW | 781.1574 | 1002.769 | 1281.1855 | 389.1567 | -694.3141 | -754.9398 | -859.7747 | -1519.3084 | -347.7409 | -240.4025 | 8.2073 | 10.5357 | 21.9022 | 8.6134
2035 | 3699 | MW | 669.5635 | 859.5163 | 1098.159 | 333.5629 | -694.3141 | -731.348 | -832.9068 | -1519.3084 | -334.8616 | -232.8899 | 8.2073 | 10.5357 | 21.9022 | 6.8907
2035 | 3700 | MW | 557.9696 | 716.2636 | 915.1325 | 277.9691 | -694.3141 | -731.348 | -832.9068 | -1519.3084 | -347.7409 | -232.8899 | 5.4716 | 7.0238 | 21.9022 | 6.8907
2035 | 3701 | MW | 468.6945 | 601.6614 | 768.7113 | 233.494 | -694.3141 | -660.5724 | -752.3029 | -1519.3084 | -360.6202 | -210.3522 | 5.4716 | 7.0238 | 21.9022 | 6.8907
2035 | 3702 | MW | 390.5787 | 501.3845 | 640.5928 | 189.019 | -833.1769 | -754.9398 | -859.7747 | -1823.17 | -425.0166 | -240.4025 | 5.4716 | 7.0238 | 21.9022 | 6.8907
2035 | 3703 | MW | 312.463 | 401.1076 | 512.4742 | 155.6627 | -1083.13 | -990.8585 | -1128.4543 | -2370.1211 | -540.9303 | -315.5283 | 5.4716 | 7.0238 | 21.9022 | 3.4454
2035 | 3704 | MW | 278.9848 | 358.1318 | 457.5663 | 144.5439 | -1388.6282 | -1297.5528 | -1477.7378 | -3038.6167 | -669.7232 | -413.1918 | 8.2073 | 10.5357 | 21.9022 | 3.4454
2035 | 3705 | MW | 234.3472 | 300.8307 | 384.3557 | 127.8658 | -1638.5813 | -1557.0634 | -1773.2854 | -3585.5677 | -759.8782 | -495.8301 | 8.2073 | 10.5357 | 21.9022 | 3.4454
2035 | 3706 | MW | 223.1878 | 286.5054 | 366.053 | 111.1876 | -1805.2167 | -1745.7984 | -1988.2291 | -3950.2018 | -824.2747 | -555.9308 | 8.2073 | 10.5357 | 21.9022 | 3.4454
2035 | 3707 | MW | 234.3472 | 300.8307 | 384.3557 | 122.3064 | -1971.8521 | -1910.9415 | -2176.3048 | -4314.8358 | -875.7919 | -608.5188 | 8.2073 | 10.5357 | 21.9022 | 5.168
2035 | 3708 | MW | 301.3036 | 386.7823 | 494.1716 | 161.2221 | -2082.9424 | -1981.7171 | -2256.9087 | -4557.9251 | -914.4297 | -631.0565 | 8.2073 | 10.5357 | 21.9022 | 5.168
2035 | 3709 | MW | 334.7818 | 429.7582 | 549.0795 | 172.3408 | -2166.2601 | -2052.4927 | -2337.5125 | -4740.2421 | -940.1883 | -653.5943 | 8.2073 | 10.5357 | 21.9022 | 5.168
2035 | 3710 | MW | 368.2599 | 472.734 | 603.9875 | 183.4596 | -2221.8052 | -2123.2683 | -2418.1164 | -4861.7868 | -953.0676 | -676.132 | 8.2073 | 10.5357 | 21.9022 | 5.168
2035 | 3711 | MW | 446.3757 | 573.0109 | 750.4087 | 222.3753 | -2221.8052 | -2123.2683 | -2418.1164 | -4861.7868 | -965.9469 | -676.132 | 8.2073 | 10.5357 | 21.9022 | 5.168
2035 | 3712 | MW | 245.5066 | 315.156 | 402.6583 | 122.3064 | -2194.0326 | -2123.2683 | -2418.1164 | -4801.0144 | -953.0676 | -676.132 | 0 | 0 | -21.9022 | 1.7227
2035 | 3713 | MW | 301.3036 | 386.7823 | 494.1716 | 155.6627 | -2138.4875 | -2076.0846 | -2364.3805 | -4679.4698 | -940.1883 | -661.1068 | -41.0367 | -52.6786 | -153.3153 | -18.9495
2035 | 3714 | MW | 345.9411 | 444.0834 | 567.3822 | 172.3408 | -1944.0795 | -1887.3496 | -2149.4368 | -4254.0634 | -862.9126 | -601.0062 | -46.5082 | -59.7024 | -153.3153 | -20.6722
2035 | 3715 | MW | 379.4193 | 487.0592 | 622.2901 | 189.019 | -1666.3539 | -1604.2472 | -1827.0213 | -3646.3401 | -759.8782 | -510.8553 | -49.244 | -63.2143 | -153.3153 | -20.6722
2035 | 3716 | MW | 379.4193 | 487.0592 | 622.2901 | 189.019 | -1499.7185 | -1439.1041 | -1638.9456 | -3281.7061 | -695.4818 | -458.2672 | -51.9798 | -66.7262 | -175.2175 | -22.3949
2035 | 3717 | MW | 1082.461 | 1389.5514 | 1775.3571 | 544.8194 | -1360.8557 | -1368.3285 | -1558.3417 | -2977.8444 | -643.9646 | -435.7295 | -54.7155 | -70.2381 | -175.2175 | -22.3949
2035 | 3718 | MW | 1093.6204 | 1403.8766 | 1775.3571 | 544.8194 | -1194.2203 | -1203.1854 | -1370.266 | -2613.2104 | -579.5681 | -383.1415 | 0 | 0 | -21.9022 | 1.7227
2035 | 3719 | MW | 1026.6641 | 1317.925 | 1683.8438 | 511.4631 | -999.8123 | -1038.0423 | -1182.1902 | -2187.8041 | -489.4131 | -330.5534 | 13.6789 | 17.5595 | 21.9022 | 6.8907
2035 | 3720 | MW | 948.5483 | 1217.6481 | 1555.7253 | 466.9881 | -860.9495 | -896.4911 | -1020.9825 | -1883.9424 | -412.1373 | -285.478 | 10.9431 | 14.0476 | 21.9022 | 5.168
2035 | 3721 | MW | 848.1138 | 1088.7206 | 1391.0014 | 422.513 | -749.8593 | -802.1236 | -913.5106 | -1640.853 | -360.6202 | -255.4276 | 8.2073 | 10.5357 | 21.9022 | 10.3361
2035 | 3722 | MW | 747.6793 | 959.7932 | 1226.2776 | 372.4786 | -694.3141 | -754.9398 | -859.7747 | -1519.3084 | -347.7409 | -240.4025 | 8.2073 | 10.5357 | 21.9022 | 8.6134
2035 | 3723 | MW | 624.9259 | 802.2152 | 1043.2511 | 311.3254 | -694.3141 | -731.348 | -832.9068 | -1519.3084 | -334.8616 | -232.8899 | 5.4716 | 7.0238 | 21.9022 | 8.6134
2035 | 3724 | MW | 524.4914 | 673.2878 | 860.2246 | 255.7316 | -694.3141 | -731.348 | -832.9068 | -1519.3084 | -334.8616 | -232.8899 | 5.4716 | 7.0238 | 21.9022 | 6.8907
2035 | 3725 | MW | 435.2163 | 558.6856 | 713.8034 | 211.2565 | -694.3141 | -660.5724 | -752.3029 | -1519.3084 | -360.6202 | -210.3522 | 5.4716 | 7.0238 | 21.9022 | 6.8907
2035 | 3726 | MW | 357.1005 | 458.4087 | 585.6848 | 172.3408 | -805.4044 | -778.5317 | -886.6427 | -1762.3977 | -425.0166 | -247.9151 | 5.4716 | 7.0238 | 21.9022 | 6.8907
2035 | 3727 | MW | 278.9848 | 358.1318 | 475.8689 | 144.5439 | -1083.13 | -990.8585 | -1128.4543 | -2370.1211 | -540.9303 | -315.5283 | 5.4716 | 7.0238 | 21.9022 | 3.4454
2035 | 3728 | MW | 256.666 | 329.4812 | 420.961 | 138.9845 | -1360.8557 | -1297.5528 | -1477.7378 | -2977.8444 | -669.7232 | -413.1918 | 5.4716 | 7.0238 | 21.9022 | 3.4454
2035 | 3729 | MW | 223.1878 | 286.5054 | 366.053 | 116.747 | -1610.8088 | -1533.4715 | -1746.4174 | -3524.7954 | -759.8782 | -488.3176 | 5.4716 | 7.0238 | 21.9022 | 3.4454
2035 | 3730 | MW | 212.0284 | 272.1802 | 347.7504 | 105.6283 | -1805.2167 | -1745.7984 | -1988.2291 | -3950.2018 | -837.154 | -555.9308 | 8.2073 | 10.5357 | 21.9022 | 5.168
2035 | 3731 | MW | 223.1878 | 286.5054 | 366.053 | 116.747 | -1999.6247 | -1887.3496 | -2149.4368 | -4375.6081 | -888.6712 | -601.0062 | 8.2073 | 10.5357 | 21.9022 | 5.168
2035 | 3732 | MW | 278.9848 | 358.1318 | 457.5663 | 150.1033 | -2110.7149 | -1934.5333 | -2203.1727 | -4618.6974 | -940.1883 | -616.0314 | 8.2073 | 10.5357 | 21.9022 | 5.168
2035 | 3733 | MW | 312.463 | 401.1076 | 530.7769 | 155.6627 | -2166.2601 | -1981.7171 | -2256.9087 | -4740.2421 | -965.9469 | -631.0565 | 8.2073 | 10.5357 | 21.9022 | 5.168
2035 | 3734 | MW | 357.1005 | 458.4087 | 585.6848 | 177.9002 | -2221.8052 | -2028.9008 | -2310.6446 | -4861.7868 | -1004.5848 | -646.0817 | 8.2073 | 10.5357 | 21.9022 | 5.168
2035 | 3735 | MW | 435.2163 | 558.6856 | 732.106 | 216.8159 | -2249.5778 | -2052.4927 | -2337.5125 | -4922.5591 | -1004.5848 | -653.5943 | 10.9431 | 14.0476 | 21.9022 | 5.168
2035 | 3736 | MW | 245.5066 | 315.156 | 402.6583 | 122.3064 | -2194.0326 | -2052.4927 | -2337.5125 | -4801.0144 | -1004.5848 | -653.5943 | -2.7358 | -3.5119 | -21.9022 | 1.7227
2035 | 3737 | MW | 312.463 | 401.1076 | 494.1716 | 155.6627 | -2110.7149 | -2028.9008 | -2310.6446 | -4618.6974 | -991.7055 | -646.0817 | -57.4513 | -73.75 | -153.3153 | -17.2268
2035 | 3738 | MW | 357.1005 | 458.4087 | 585.6848 | 177.9002 | -1916.307 | -1863.7577 | -2122.5689 | -4193.2911 | -914.4297 | -593.4936 | -60.1871 | -77.262 | -153.3153 | -17.2268
2035 | 3739 | MW | 390.5787 | 501.3845 | 640.5928 | 189.019 | -1666.3539 | -1627.839 | -1853.8893 | -3646.3401 | -798.5161 | -518.3679 | -62.9229 | -80.7739 | -153.3153 | -17.2268
2035 | 3740 | MW | 379.4193 | 487.0592 | 622.2901 | 189.019 | -1499.7185 | -1439.1041 | -1638.9456 | -3281.7061 | -721.2404 | -458.2672 | -62.9229 | -80.7739 | -175.2175 | -17.2268
2035 | 3741 | MW | 1082.461 | 1389.5514 | 1757.0544 | 544.8194 | -1360.8557 | -1368.3285 | -1558.3417 | -2977.8444 | -656.8439 | -435.7295 | -60.1871 | -77.262 | -175.2175 | -18.9495
2035 | 3742 | MW | 1082.461 | 1389.5514 | 1775.3571 | 544.8194 | -1194.2203 | -1203.1854 | -1370.266 | -2613.2104 | -579.5681 | -383.1415 | -2.7358 | -3.5119 | -21.9022 | 1.7227
2035 | 3743 | MW | 1026.6641 | 1317.925 | 1683.8438 | 511.4631 | -999.8123 | -1038.0423 | -1182.1902 | -2187.8041 | -489.4131 | -330.5534 | 10.9431 | 14.0476 | 21.9022 | 6.8907
2035 | 3744 | MW | 937.3889 | 1203.3228 | 1555.7253 | 461.4287 | -860.9495 | -872.8992 | -994.1145 | -1883.9424 | -412.1373 | -277.9654 | 10.9431 | 14.0476 | 21.9022 | 6.8907
2035 | 3745 | MW | 848.1138 | 1088.7206 | 1391.0014 | 416.9536 | -749.8593 | -778.5317 | -886.6427 | -1640.853 | -360.6202 | -247.9151 | 10.9431 | 14.0476 | 21.9022 | 10.3361
2035 | 3746 | MW | 736.5199 | 945.4679 | 1207.9749 | 366.9192 | -694.3141 | -731.348 | -832.9068 | -1519.3084 | -347.7409 | -232.8899 | 8.2073 | 10.5357 | 21.9022 | 8.6134
2035 | 3747 | MW | 624.9259 | 802.2152 | 1024.9484 | 305.766 | -694.3141 | -707.7561 | -806.0388 | -1519.3084 | -334.8616 | -225.3773 | 8.2073 | 10.5357 | 21.9022 | 6.8907
2035 | 3748 | MW | 513.332 | 658.9625 | 841.9219 | 250.1722 | -694.3141 | -707.7561 | -806.0388 | -1519.3084 | -347.7409 | -225.3773 | 8.2073 | 10.5357 | 21.9022 | 6.8907
2035 | 3749 | MW | 412.8975 | 530.0351 | 695.5007 | 200.1377 | -694.3141 | -660.5724 | -752.3029 | -1519.3084 | -360.6202 | -210.3522 | 5.4716 | 7.0238 | 21.9022 | 6.8907
2035 | 3750 | MW | 334.7818 | 429.7582 | 567.3822 | 161.2221 | -805.4044 | -754.9398 | -859.7747 | -1762.3977 | -425.0166 | -240.4025 | 5.4716 | 7.0238 | 21.9022 | 6.8907
2035 | 3751 | MW | 267.8254 | 343.8065 | 457.5663 | 133.4252 | -1083.13 | -990.8585 | -1128.4543 | -2370.1211 | -540.9303 | -315.5283 | 5.4716 | 7.0238 | 21.9022 | 3.4454
2035 | 3752 | MW | 245.5066 | 315.156 | 402.6583 | 133.4252 | -1388.6282 | -1273.961 | -1450.8698 | -3038.6167 | -695.4818 | -405.6792 | 5.4716 | 7.0238 | 21.9022 | 3.4454
2035 | 3753 | MW | 223.1878 | 286.5054 | 366.053 | 116.747 | -1638.5813 | -1533.4715 | -1746.4174 | -3585.5677 | -811.3954 | -488.3176 | 5.4716 | 7.0238 | 21.9022 | 3.4454
2035 | 3754 | MW | 212.0284 | 272.1802 | 347.7504 | 105.6283 | -1832.9893 | -1722.2065 | -1961.3611 | -4010.9741 | -888.6712 | -548.4182 | 8.2073 | 10.5357 | 21.9022 | 3.4454
2035 | 3755 | MW | 223.1878 | 286.5054 | 366.053 | 116.747 | -1999.6247 | -1910.9415 | -2176.3048 | -4375.6081 | -953.0676 | -608.5188 | 8.2073 | 10.5357 | 21.9022 | 5.168
2035 | 3756 | MW | 290.1442 | 372.4571 | 457.5663 | 144.5439 | -2082.9424 | -1981.7171 | -2256.9087 | -4557.9251 | -978.8262 | -631.0565 | 8.2073 | 10.5357 | 21.9022 | 5.168
2035 | 3757 | MW | 323.6224 | 415.4329 | 530.7769 | 155.6627 | -2166.2601 | -2052.4927 | -2337.5125 | -4740.2421 | -991.7055 | -653.5943 | 10.9431 | 14.0476 | 21.9022 | 5.168
2035 | 3758 | MW | 357.1005 | 458.4087 | 585.6848 | 177.9002 | -2221.8052 | -2123.2683 | -2418.1164 | -4861.7868 | -1004.5848 | -676.132 | 10.9431 | 14.0476 | 21.9022 | 5.168
2035 | 3759 | MW | 435.2163 | 558.6856 | 732.106 | 211.2565 | -2249.5778 | -2146.8602 | -2444.9844 | -4922.5591 | -1004.5848 | -683.6446 | 10.9431 | 14.0476 | 21.9022 | 5.168
2035 | 3760 | MW | 245.5066 | 315.156 | 402.6583 | 122.3064 | -2249.5778 | -2123.2683 | -2418.1164 | -4922.5591 | -991.7055 | -676.132 | -2.7358 | -3.5119 | -21.9022 | 1.7227
2035 | 3761 | MW | 312.463 | 401.1076 | 512.4742 | 155.6627 | -2194.0326 | -2099.6764 | -2391.2485 | -4801.0144 | -978.8262 | -668.6194 | -62.9229 | -80.7739 | -197.1197 | -17.2268
2035 | 3762 | MW | 357.1005 | 458.4087 | 585.6848 | 177.9002 | -1999.6247 | -1934.5333 | -2203.1727 | -4375.6081 | -901.5504 | -616.0314 | -65.6586 | -84.2858 | -197.1197 | -18.9495
2035 | 3763 | MW | 390.5787 | 501.3845 | 640.5928 | 194.5784 | -1721.899 | -1651.4309 | -1880.7572 | -3767.8848 | -785.6368 | -525.8804 | -68.3944 | -87.7977 | -197.1197 | -20.6722
2035 | 3764 | MW | 379.4193 | 487.0592 | 622.2901 | 194.5784 | -1527.4911 | -1462.6959 | -1665.8135 | -3342.4784 | -708.3611 | -465.7798 | -68.3944 | -87.7977 | -197.1197 | -20.6722
2035 | 3765 | MW | 1071.3016 | 1375.2261 | 1757.0544 | 539.26 | -1360.8557 | -1368.3285 | -1558.3417 | -2977.8444 | -656.8439 | -435.7295 | -68.3944 | -87.7977 | -219.0219 | -20.6722
2035 | 3766 | MW | 1071.3016 | 1375.2261 | 1775.3571 | 533.7007 | -1194.2203 | -1226.7772 | -1397.1339 | -2613.2104 | -579.5681 | -390.654 | -2.7358 | -3.5119 | -21.9022 | 1.7227
2035 | 3767 | MW | 1015.5047 | 1303.5997 | 1665.5412 | 500.3444 | -999.8123 | -1038.0423 | -1182.1902 | -2187.8041 | -489.4131 | -330.5534 | 13.6789 | 17.5595 | 21.9022 | 6.8907
2035 | 3768 | MW | 926.2295 | 1188.9976 | 1537.4226 | 455.8693 | -833.1769 | -896.4911 | -1020.9825 | -1823.17 | -412.1373 | -285.478 | 13.6789 | 17.5595 | 21.9022 | 5.168
2035 | 3769 | MW | 836.9544 | 1074.3954 | 1372.6988 | 411.3943 | -749.8593 | -778.5317 | -886.6427 | -1640.853 | -360.6202 | -247.9151 | 13.6789 | 17.5595 | 21.9022 | 10.3361
2035 | 3770 | MW | 736.5199 | 945.4679 | 1207.9749 | 361.3598 | -694.3141 | -731.348 | -832.9068 | -1519.3084 | -347.7409 | -232.8899 | 10.9431 | 14.0476 | 21.9022 | 8.6134
2035 | 3771 | MW | 613.7666 | 787.8899 | 1006.6458 | 300.2066 | -666.5416 | -707.7561 | -806.0388 | -1458.536 | -334.8616 | -225.3773 | 10.9431 | 14.0476 | 21.9022 | 6.8907
2035 | 3772 | MW | 502.1726 | 644.6372 | 823.6193 | 244.6128 | -694.3141 | -707.7561 | -806.0388 | -1519.3084 | -334.8616 | -225.3773 | 8.2073 | 10.5357 | 21.9022 | 6.8907
2035 | 3773 | MW | 412.8975 | 530.0351 | 677.1981 | 200.1377 | -694.3141 | -636.9805 | -725.4349 | -1519.3084 | -360.6202 | -202.8396 | 8.2073 | 10.5357 | 21.9022 | 6.8907
2035 | 3774 | MW | 334.7818 | 429.7582 | 549.0795 | 161.2221 | -805.4044 | -754.9398 | -859.7747 | -1762.3977 | -425.0166 | -240.4025 | 8.2073 | 10.5357 | 21.9022 | 6.8907
2035 | 3775 | MW | 267.8254 | 343.8065 | 439.2636 | 133.4252 | -1055.3575 | -967.2667 | -1101.5864 | -2309.3487 | -540.9303 | -308.0157 | 8.2073 | 10.5357 | 21.9022 | 3.4454
2035 | 3776 | MW | 245.5066 | 315.156 | 420.961 | 127.8658 | -1388.6282 | -1226.7772 | -1397.1339 | -3038.6167 | -669.7232 | -390.654 | 8.2073 | 10.5357 | 21.9022 | 3.4454
2035 | 3777 | MW | 223.1878 | 286.5054 | 366.053 | 116.747 | -1638.5813 | -1462.6959 | -1665.8135 | -3585.5677 | -772.7575 | -465.7798 | 8.2073 | 10.5357 | 21.9022 | 3.4454
2035 | 3778 | MW | 212.0284 | 272.1802 | 347.7504 | 105.6283 | -1832.9893 | -1651.4309 | -1880.7572 | -4010.9741 | -837.154 | -525.8804 | 8.2073 | 10.5357 | 21.9022 | 3.4454
2035 | 3779 | MW | 223.1878 | 286.5054 | 366.053 | 122.3064 | -1971.8521 | -1792.9821 | -2041.965 | -4314.8358 | -888.6712 | -570.9559 | 10.9431 | 14.0476 | 21.9022 | 3.4454
2035 | 3780 | MW | 278.9848 | 358.1318 | 457.5663 | 150.1033 | -2082.9424 | -1863.7577 | -2122.5689 | -4557.9251 | -927.309 | -593.4936 | 10.9431 | 14.0476 | 21.9022 | 5.168
2035 | 3781 | MW | 323.6224 | 415.4329 | 530.7769 | 155.6627 | -2166.2601 | -1958.1252 | -2230.0407 | -4740.2421 | -940.1883 | -623.544 | 13.6789 | 17.5595 | 21.9022 | 5.168
2035 | 3782 | MW | 357.1005 | 458.4087 | 585.6848 | 177.9002 | -2221.8052 | -2028.9008 | -2310.6446 | -4861.7868 | -965.9469 | -646.0817 | 13.6789 | 17.5595 | 21.9022 | 5.168
2035 | 3783 | MW | 435.2163 | 558.6856 | 732.106 | 211.2565 | -2249.5778 | -2052.4927 | -2337.5125 | -4922.5591 | -965.9469 | -653.5943 | 16.4147 | 21.0714 | 21.9022 | 5.168
2035 | 3784 | MW | 245.5066 | 315.156 | 402.6583 | 127.8658 | -2221.8052 | -2052.4927 | -2337.5125 | -4861.7868 | -940.1883 | -653.5943 | 0 | 0 | -21.9022 | 1.7227
2035 | 3785 | MW | 312.463 | 401.1076 | 512.4742 | 155.6627 | -2166.2601 | -2005.3089 | -2283.7766 | -4740.2421 | -914.4297 | -638.5691 | -76.6018 | -98.3334 | -219.0219 | -17.2268
2035 | 3786 | MW | 357.1005 | 458.4087 | 585.6848 | 177.9002 | -1971.8521 | -1840.1659 | -2095.7009 | -4314.8358 | -837.154 | -585.9811 | -79.3375 | -101.8453 | -219.0219 | -18.9495
2035 | 3787 | MW | 390.5787 | 501.3845 | 640.5928 | 194.5784 | -1694.1265 | -1557.0634 | -1773.2854 | -3707.1124 | -734.1197 | -495.8301 | -82.0733 | -105.3572 | -219.0219 | -20.6722
2035 | 3788 | MW | 390.5787 | 501.3845 | 622.2901 | 194.5784 | -1499.7185 | -1415.5122 | -1612.0776 | -3281.7061 | -669.7232 | -450.7547 | -84.8091 | -108.8691 | -240.9241 | -20.6722
2035 | 3789 | MW | 1082.461 | 1389.5514 | 1757.0544 | 539.26 | -1360.8557 | -1321.1447 | -1504.6058 | -2977.8444 | -631.0853 | -420.7044 | -82.0733 | -105.3572 | -240.9241 | -20.6722
2035 | 3790 | MW | 1082.461 | 1389.5514 | 1775.3571 | 539.26 | -1166.4477 | -1179.5935 | -1343.398 | -2552.4381 | -566.6889 | -375.6289 | 0 | 0 | -21.9022 | 1.7227
2035 | 3791 | MW | 1015.5047 | 1303.5997 | 1665.5412 | 505.9038 | -999.8123 | -1014.4504 | -1155.3223 | -2187.8041 | -489.4131 | -323.0408 | 19.1504 | 24.5833 | 21.9022 | 6.8907
2035 | 3792 | MW | 926.2295 | 1188.9976 | 1537.4226 | 461.4287 | -833.1769 | -872.8992 | -994.1145 | -1823.17 | -412.1373 | -277.9654 | 16.4147 | 21.0714 | 21.9022 | 5.168
2035 | 3793 | MW | 836.9544 | 1074.3954 | 1372.6988 | 416.9536 | -694.3141 | -754.9398 | -859.7747 | -1519.3084 | -347.7409 | -240.4025 | 8.2073 | 10.5357 | 65.7066 | 8.6134
2035 | 3794 | MW | 736.5199 | 945.4679 | 1189.6723 | 361.3598 | -666.5416 | -707.7561 | -806.0388 | -1458.536 | -321.9823 | -225.3773 | 8.2073 | 10.5357 | 65.7066 | 6.8907
2035 | 3795 | MW | 613.7666 | 787.8899 | 1006.6458 | 305.766 | -638.769 | -684.1642 | -779.1708 | -1397.7637 | -321.9823 | -217.8648 | 5.4716 | 7.0238 | 43.8044 | 6.8907
2035 | 3796 | MW | 513.332 | 658.9625 | 841.9219 | 250.1722 | -638.769 | -684.1642 | -779.1708 | -1397.7637 | -321.9823 | -217.8648 | 5.4716 | 7.0238 | 43.8044 | 6.8907
2035 | 3797 | MW | 424.0569 | 544.3603 | 713.8034 | 211.2565 | -638.769 | -613.3886 | -698.567 | -1397.7637 | -334.8616 | -195.327 | 5.4716 | 7.0238 | 43.8044 | 5.168
2035 | 3798 | MW | 368.2599 | 472.734 | 603.9875 | 183.4596 | -694.3141 | -660.5724 | -752.3029 | -1519.3084 | -360.6202 | -210.3522 | 5.4716 | 7.0238 | 43.8044 | 5.168
2035 | 3799 | MW | 323.6224 | 415.4329 | 530.7769 | 161.2221 | -833.1769 | -802.1236 | -913.5106 | -1823.17 | -437.8959 | -255.4276 | 5.4716 | 7.0238 | 43.8044 | 3.4454
2035 | 3800 | MW | 301.3036 | 386.7823 | 494.1716 | 144.5439 | -1027.5849 | -967.2667 | -1101.5864 | -2248.5764 | -528.051 | -308.0157 | 5.4716 | 7.0238 | 65.7066 | 3.4454
2035 | 3801 | MW | 267.8254 | 343.8065 | 457.5663 | 133.4252 | -1194.2203 | -1108.8179 | -1262.7941 | -2613.2104 | -592.4474 | -353.0912 | 8.2073 | 10.5357 | 65.7066 | 3.4454
2035 | 3802 | MW | 290.1442 | 372.4571 | 475.8689 | 144.5439 | -1333.0831 | -1250.3691 | -1424.0019 | -2917.0721 | -643.9646 | -398.1666 | 8.2073 | 10.5357 | 65.7066 | 3.4454
2035 | 3803 | MW | 357.1005 | 458.4087 | 567.3822 | 183.4596 | -1416.4008 | -1368.3285 | -1558.3417 | -3099.3891 | -669.7232 | -435.7295 | 8.2073 | 10.5357 | 65.7066 | 3.4454
2035 | 3804 | MW | 446.3757 | 573.0109 | 732.106 | 222.3753 | -1471.9459 | -1439.1041 | -1638.9456 | -3220.9337 | -682.6025 | -458.2672 | 8.2073 | 10.5357 | 87.6087 | 5.168
2035 | 3805 | MW | 524.4914 | 673.2878 | 860.2246 | 250.1722 | -1499.7185 | -1533.4715 | -1746.4174 | -3281.7061 | -682.6025 | -488.3176 | 8.2073 | 10.5357 | 87.6087 | 5.168
2035 | 3806 | MW | 546.8102 | 701.9383 | 915.1325 | 266.8503 | -1527.4911 | -1604.2472 | -1827.0213 | -3342.4784 | -682.6025 | -510.8553 | 8.2073 | 10.5357 | 87.6087 | 5.168
2035 | 3807 | MW | 223.1878 | 286.5054 | 384.3557 | 111.1876 | -1527.4911 | -1651.4309 | -1880.7572 | -3342.4784 | -682.6025 | -525.8804 | 8.2073 | 10.5357 | 87.6087 | 5.168
2035 | 3808 | MW | 256.666 | 329.4812 | 420.961 | 127.8658 | -1527.4911 | -1651.4309 | -1880.7572 | -3342.4784 | -669.7232 | -525.8804 | -2.7358 | -3.5119 | 43.8044 | 1.7227
2035 | 3809 | MW | 278.9848 | 358.1318 | 457.5663 | 138.9845 | -1499.7185 | -1651.4309 | -1880.7572 | -3281.7061 | -656.8439 | -525.8804 | -41.0367 | -52.6786 | -153.3153 | -13.7815
2035 | 3810 | MW | 301.3036 | 386.7823 | 494.1716 | 150.1033 | -1388.6282 | -1533.4715 | -1746.4174 | -3038.6167 | -631.0853 | -488.3176 | -46.5082 | -59.7024 | -153.3153 | -13.7815
2035 | 3811 | MW | 301.3036 | 386.7823 | 494.1716 | 150.1033 | -1249.7654 | -1368.3285 | -1558.3417 | -2734.7551 | -579.5681 | -435.7295 | -49.244 | -63.2143 | -153.3153 | -13.7815
2035 | 3812 | MW | 993.1859 | 1274.9492 | 1628.9359 | 494.785 | -1194.2203 | -1297.5528 | -1477.7378 | -2613.2104 | -566.6889 | -413.1918 | -51.9798 | -66.7262 | -131.4131 | -15.5041
2035 | 3813 | MW | 1004.3453 | 1289.2745 | 1647.2385 | 500.3444 | -1166.4477 | -1273.961 | -1450.8698 | -2552.4381 | -566.6889 | -405.6792 | -54.7155 | -70.2381 | -153.3153 | -15.5041
2035 | 3814 | MW | 970.8671 | 1246.2986 | 1592.3306 | 483.6662 | -1027.5849 | -1132.4098 | -1289.6621 | -2248.5764 | -502.2924 | -360.6037 | -2.7358 | -3.5119 | 43.8044 | 1.7227
2035 | 3815 | MW | 926.2295 | 1188.9976 | 1519.12 | 461.4287 | -888.7221 | -990.8585 | -1128.4543 | -1944.7147 | -437.8959 | -315.5283 | 10.9431 | 14.0476 | 87.6087 | 6.8907
2035 | 3816 | MW | 859.2732 | 1103.0459 | 1409.3041 | 428.0724 | -749.8593 | -849.3073 | -967.2466 | -1640.853 | -373.4995 | -270.4528 | 10.9431 | 14.0476 | 87.6087 | 5.168
2035 | 3817 | MW | 769.998 | 988.4437 | 1262.8829 | 378.038 | -666.5416 | -754.9398 | -859.7747 | -1458.536 | -334.8616 | -240.4025 | 8.2073 | 10.5357 | 65.7066 | 8.6134
2035 | 3818 | MW | 669.5635 | 859.5163 | 1098.159 | 322.4441 | -638.769 | -707.7561 | -806.0388 | -1397.7637 | -321.9823 | -225.3773 | 5.4716 | 7.0238 | 43.8044 | 6.8907
2035 | 3819 | MW | 580.2884 | 744.9141 | 970.0405 | 277.9691 | -610.9964 | -684.1642 | -779.1708 | -1336.9914 | -309.103 | -217.8648 | 5.4716 | 7.0238 | 43.8044 | 6.8907
2035 | 3820 | MW | 513.332 | 658.9625 | 860.2246 | 250.1722 | -610.9964 | -684.1642 | -779.1708 | -1336.9914 | -309.103 | -217.8648 | 5.4716 | 7.0238 | 43.8044 | 5.168
2035 | 3821 | MW | 457.5351 | 587.3361 | 750.4087 | 222.3753 | -610.9964 | -613.3886 | -698.567 | -1336.9914 | -321.9823 | -195.327 | 5.4716 | 7.0238 | 43.8044 | 5.168
2035 | 3822 | MW | 401.7381 | 515.7098 | 677.1981 | 200.1377 | -638.769 | -636.9805 | -725.4349 | -1397.7637 | -347.7409 | -202.8396 | 5.4716 | 7.0238 | 43.8044 | 5.168
2035 | 3823 | MW | 368.2599 | 472.734 | 603.9875 | 183.4596 | -749.8593 | -731.348 | -832.9068 | -1640.853 | -399.2581 | -232.8899 | 5.4716 | 7.0238 | 43.8044 | 3.4454
2035 | 3824 | MW | 323.6224 | 415.4329 | 530.7769 | 161.2221 | -860.9495 | -825.7154 | -940.3786 | -1883.9424 | -450.7752 | -262.9402 | 5.4716 | 7.0238 | 43.8044 | 3.4454
2035 | 3825 | MW | 301.3036 | 386.7823 | 494.1716 | 150.1033 | -972.0398 | -943.6748 | -1074.7184 | -2127.0317 | -502.2924 | -300.5031 | 5.4716 | 7.0238 | 65.7066 | 5.168
2035 | 3826 | MW | 312.463 | 401.1076 | 512.4742 | 161.2221 | -1055.3575 | -1061.6341 | -1209.0582 | -2309.3487 | -528.051 | -338.066 | 5.4716 | 7.0238 | 65.7066 | 3.4454
2035 | 3827 | MW | 379.4193 | 487.0592 | 622.2901 | 189.019 | -1110.9026 | -1156.0016 | -1316.53 | -2430.8934 | -553.8096 | -368.1163 | 5.4716 | 7.0238 | 65.7066 | 3.4454
2035 | 3828 | MW | 457.5351 | 587.3361 | 750.4087 | 227.9347 | -1138.6752 | -1226.7772 | -1397.1339 | -2491.6657 | -566.6889 | -390.654 | 5.4716 | 7.0238 | 65.7066 | 5.168
2035 | 3829 | MW | 491.0132 | 630.312 | 805.3166 | 244.6128 | -1194.2203 | -1273.961 | -1450.8698 | -2613.2104 | -579.5681 | -405.6792 | 5.4716 | 7.0238 | 65.7066 | 5.168
2035 | 3830 | MW | 535.6508 | 687.613 | 896.8299 | 266.8503 | -1221.9929 | -1344.7366 | -1531.4737 | -2673.9827 | -592.4474 | -428.2169 | 5.4716 | 7.0238 | 65.7066 | 5.168
2035 | 3831 | MW | 212.0284 | 272.1802 | 347.7504 | 111.1876 | -1249.7654 | -1391.9203 | -1585.2096 | -2734.7551 | -605.3267 | -443.2421 | 5.4716 | 7.0238 | 65.7066 | 5.168
2035 | 3832 | MW | 256.666 | 329.4812 | 420.961 | 122.3064 | -1249.7654 | -1462.6959 | -1665.8135 | -2734.7551 | -618.206 | -465.7798 | -2.7358 | -3.5119 | 43.8044 | 1.7227
2035 | 3833 | MW | 278.9848 | 358.1318 | 457.5663 | 138.9845 | -1249.7654 | -1486.2878 | -1692.6815 | -2734.7551 | -631.0853 | -473.2924 | -38.3009 | -49.1667 | -109.5109 | -13.7815
2035 | 3834 | MW | 290.1442 | 372.4571 | 475.8689 | 144.5439 | -1194.2203 | -1439.1041 | -1638.9456 | -2613.2104 | -618.206 | -458.2672 | -41.0367 | -52.6786 | -109.5109 | -13.7815
2035 | 3835 | MW | 301.3036 | 386.7823 | 494.1716 | 150.1033 | -1138.6752 | -1344.7366 | -1531.4737 | -2491.6657 | -605.3267 | -428.2169 | -46.5082 | -59.7024 | -109.5109 | -15.5041
2035 | 3836 | MW | 982.0265 | 1260.6239 | 1592.3306 | 494.785 | -1138.6752 | -1273.961 | -1450.8698 | -2491.6657 | -592.4474 | -405.6792 | -49.244 | -63.2143 | -109.5109 | -15.5041
2035 | 3837 | MW | 982.0265 | 1260.6239 | 1592.3306 | 494.785 | -1110.9026 | -1226.7772 | -1397.1339 | -2430.8934 | -566.6889 | -390.654 | -49.244 | -63.2143 | -109.5109 | -15.5041
2035 | 3838 | MW | 959.7077 | 1231.9734 | 1555.7253 | 478.1068 | -999.8123 | -1108.8179 | -1262.7941 | -2187.8041 | -515.1717 | -353.0912 | -2.7358 | -3.5119 | 43.8044 | 1.7227
2035 | 3839 | MW | 915.0701 | 1174.6723 | 1500.8173 | 455.8693 | -860.9495 | -943.6748 | -1074.7184 | -1883.9424 | -437.8959 | -300.5031 | 8.2073 | 10.5357 | 87.6087 | 6.8907
2035 | 3840 | MW | 859.2732 | 1103.0459 | 1409.3041 | 428.0724 | -749.8593 | -825.7154 | -940.3786 | -1640.853 | -373.4995 | -262.9402 | 8.2073 | 10.5357 | 65.7066 | 5.168
2035 | 3841 | MW | 769.998 | 988.4437 | 1262.8829 | 383.5973 | -722.0867 | -754.9398 | -859.7747 | -1580.0807 | -360.6202 | -240.4025 | 10.9431 | 14.0476 | 21.9022 | 10.3361
2035 | 3842 | MW | 680.7229 | 873.8416 | 1116.4617 | 333.5629 | -666.5416 | -707.7561 | -806.0388 | -1458.536 | -334.8616 | -225.3773 | 8.2073 | 10.5357 | 21.9022 | 8.6134
2035 | 3843 | MW | 591.4478 | 759.2394 | 970.0405 | 294.6472 | -638.769 | -684.1642 | -779.1708 | -1397.7637 | -334.8616 | -217.8648 | 8.2073 | 10.5357 | 21.9022 | 6.8907
2035 | 3844 | MW | 513.332 | 658.9625 | 841.9219 | 250.1722 | -666.5416 | -684.1642 | -779.1708 | -1458.536 | -334.8616 | -217.8648 | 5.4716 | 7.0238 | 21.9022 | 6.8907
2035 | 3845 | MW | 446.3757 | 573.0109 | 732.106 | 222.3753 | -666.5416 | -636.9805 | -725.4349 | -1458.536 | -360.6202 | -202.8396 | 5.4716 | 7.0238 | 21.9022 | 6.8907
2035 | 3846 | MW | 390.5787 | 501.3845 | 640.5928 | 189.019 | -777.6318 | -731.348 | -832.9068 | -1701.6254 | -412.1373 | -232.8899 | 5.4716 | 7.0238 | 21.9022 | 5.168
2035 | 3847 | MW | 323.6224 | 415.4329 | 530.7769 | 161.2221 | -1027.5849 | -967.2667 | -1101.5864 | -2248.5764 | -528.051 | -308.0157 | 5.4716 | 7.0238 | 21.9022 | 3.4454
2035 | 3848 | MW | 290.1442 | 372.4571 | 475.8689 | 150.1033 | -1305.3105 | -1273.961 | -1450.8698 | -2856.2997 | -669.7232 | -405.6792 | 5.4716 | 7.0238 | 21.9022 | 3.4454
2035 | 3849 | MW | 278.9848 | 358.1318 | 457.5663 | 144.5439 | -1527.4911 | -1533.4715 | -1746.4174 | -3342.4784 | -759.8782 | -488.3176 | 8.2073 | 10.5357 | 21.9022 | 3.4454
2035 | 3850 | MW | 256.666 | 329.4812 | 420.961 | 127.8658 | -1666.3539 | -1745.7984 | -1988.2291 | -3646.3401 | -824.2747 | -555.9308 | 8.2073 | 10.5357 | 21.9022 | 3.4454
2035 | 3851 | MW | 256.666 | 329.4812 | 439.2636 | 133.4252 | -1805.2167 | -1910.9415 | -2176.3048 | -3950.2018 | -875.7919 | -608.5188 | 8.2073 | 10.5357 | 21.9022 | 5.168
2035 | 3852 | MW | 323.6224 | 415.4329 | 530.7769 | 166.7815 | -1860.7618 | -2005.3089 | -2283.7766 | -4071.7464 | -901.5504 | -638.5691 | 8.2073 | 10.5357 | 21.9022 | 5.168
2035 | 3853 | MW | 345.9411 | 444.0834 | 585.6848 | 172.3408 | -1916.307 | -2052.4927 | -2337.5125 | -4193.2911 | -901.5504 | -653.5943 | 8.2073 | 10.5357 | 21.9022 | 5.168
2035 | 3854 | MW | 379.4193 | 487.0592 | 622.2901 | 189.019 | -1944.0795 | -2099.6764 | -2391.2485 | -4254.0634 | -914.4297 | -668.6194 | 10.9431 | 14.0476 | 21.9022 | 5.168
2035 | 3855 | MW | 468.6945 | 601.6614 | 768.7113 | 227.9347 | -1944.0795 | -2099.6764 | -2391.2485 | -4254.0634 | -914.4297 | -668.6194 | 10.9431 | 14.0476 | 21.9022 | 5.168
2035 | 3856 | MW | 245.5066 | 315.156 | 402.6583 | 127.8658 | -1944.0795 | -2099.6764 | -2391.2485 | -4254.0634 | -914.4297 | -668.6194 | -2.7358 | -3.5119 | -21.9022 | 1.7227
2035 | 3857 | MW | 301.3036 | 386.7823 | 494.1716 | 155.6627 | -1860.7618 | -2076.0846 | -2364.3805 | -4071.7464 | -914.4297 | -661.1068 | -65.6586 | -84.2858 | -197.1197 | -18.9495
2035 | 3858 | MW | 345.9411 | 444.0834 | 585.6848 | 177.9002 | -1721.899 | -1910.9415 | -2176.3048 | -3767.8848 | -837.154 | -608.5188 | -73.866 | -94.8215 | -219.0219 | -18.9495
2035 | 3859 | MW | 379.4193 | 487.0592 | 622.2901 | 189.019 | -1499.7185 | -1627.839 | -1853.8893 | -3281.7061 | -734.1197 | -518.3679 | -79.3375 | -101.8453 | -219.0219 | -20.6722
2035 | 3860 | MW | 379.4193 | 487.0592 | 622.2901 | 194.5784 | -1360.8557 | -1462.6959 | -1665.8135 | -2977.8444 | -682.6025 | -465.7798 | -84.8091 | -108.8691 | -219.0219 | -20.6722
2035 | 3861 | MW | 1104.7798 | 1418.2019 | 1793.6597 | 550.3788 | -1277.538 | -1368.3285 | -1558.3417 | -2795.5274 | -631.0853 | -435.7295 | -84.8091 | -108.8691 | -219.0219 | -20.6722
2035 | 3862 | MW | 1104.7798 | 1418.2019 | 1811.9624 | 544.8194 | -1138.6752 | -1203.1854 | -1370.266 | -2491.6657 | -566.6889 | -383.1415 | -2.7358 | -3.5119 | -21.9022 | 1.7227
2035 | 3863 | MW | 1048.9828 | 1346.5755 | 1720.4491 | 517.0225 | -944.2672 | -1014.4504 | -1155.3223 | -2066.2594 | -476.5338 | -323.0408 | 16.4147 | 21.0714 | 21.9022 | 6.8907
2035 | 3864 | MW | 970.8671 | 1246.2986 | 1592.3306 | 478.1068 | -805.4044 | -872.8992 | -994.1145 | -1762.3977 | -412.1373 | -277.9654 | 13.6789 | 17.5595 | 21.9022 | 5.168
2035 | 3865 | MW | 881.592 | 1131.6965 | 1445.9094 | 433.6318 | -722.0867 | -778.5317 | -886.6427 | -1580.0807 | -360.6202 | -247.9151 | 16.4147 | 21.0714 | 21.9022 | 10.3361
2035 | 3866 | MW | 781.1574 | 1002.769 | 1281.1855 | 389.1567 | -666.5416 | -731.348 | -832.9068 | -1458.536 | -334.8616 | -232.8899 | 13.6789 | 17.5595 | 21.9022 | 8.6134
2035 | 3867 | MW | 669.5635 | 859.5163 | 1098.159 | 333.5629 | -666.5416 | -707.7561 | -806.0388 | -1458.536 | -334.8616 | -225.3773 | 10.9431 | 14.0476 | 21.9022 | 8.6134
2035 | 3868 | MW | 557.9696 | 716.2636 | 915.1325 | 277.9691 | -666.5416 | -707.7561 | -806.0388 | -1458.536 | -334.8616 | -225.3773 | 10.9431 | 14.0476 | 21.9022 | 6.8907
2035 | 3869 | MW | 468.6945 | 601.6614 | 768.7113 | 227.9347 | -694.3141 | -636.9805 | -725.4349 | -1519.3084 | -360.6202 | -202.8396 | 8.2073 | 10.5357 | 21.9022 | 6.8907
2035 | 3870 | MW | 390.5787 | 501.3845 | 640.5928 | 189.019 | -805.4044 | -731.348 | -832.9068 | -1762.3977 | -412.1373 | -232.8899 | 8.2073 | 10.5357 | 21.9022 | 6.8907
2035 | 3871 | MW | 312.463 | 401.1076 | 530.7769 | 155.6627 | -1027.5849 | -967.2667 | -1101.5864 | -2248.5764 | -528.051 | -308.0157 | 8.2073 | 10.5357 | 21.9022 | 3.4454
2035 | 3872 | MW | 278.9848 | 358.1318 | 457.5663 | 150.1033 | -1333.0831 | -1226.7772 | -1397.1339 | -2917.0721 | -669.7232 | -390.654 | 10.9431 | 14.0476 | 21.9022 | 3.4454
2035 | 3873 | MW | 234.3472 | 300.8307 | 402.6583 | 122.3064 | -1555.2636 | -1486.2878 | -1692.6815 | -3403.2507 | -772.7575 | -473.2924 | 10.9431 | 14.0476 | 21.9022 | 3.4454
2035 | 3874 | MW | 223.1878 | 286.5054 | 366.053 | 111.1876 | -1749.6716 | -1675.0228 | -1907.6252 | -3828.6571 | -862.9126 | -533.393 | 10.9431 | 14.0476 | 21.9022 | 5.168
2035 | 3875 | MW | 234.3472 | 300.8307 | 384.3557 | 127.8658 | -1916.307 | -1816.574 | -2068.8329 | -4193.2911 | -927.309 | -578.4685 | 10.9431 | 14.0476 | 21.9022 | 5.168
2035 | 3876 | MW | 301.3036 | 386.7823 | 475.8689 | 155.6627 | -2027.3972 | -1887.3496 | -2149.4368 | -4436.3804 | -965.9469 | -601.0062 | 10.9431 | 14.0476 | 21.9022 | 5.168
2035 | 3877 | MW | 334.7818 | 429.7582 | 549.0795 | 166.7815 | -2082.9424 | -1958.1252 | -2230.0407 | -4557.9251 | -978.8262 | -623.544 | 13.6789 | 17.5595 | 21.9022 | 5.168
2035 | 3878 | MW | 368.2599 | 472.734 | 603.9875 | 183.4596 | -2110.7149 | -2028.9008 | -2310.6446 | -4618.6974 | -991.7055 | -646.0817 | 13.6789 | 17.5595 | 21.9022 | 6.8907
2035 | 3879 | MW | 446.3757 | 573.0109 | 750.4087 | 222.3753 | -2138.4875 | -2052.4927 | -2337.5125 | -4679.4698 | -1004.5848 | -653.5943 | 16.4147 | 21.0714 | 21.9022 | 6.8907
2035 | 3880 | MW | 245.5066 | 315.156 | 402.6583 | 122.3064 | -2110.7149 | -2052.4927 | -2337.5125 | -4618.6974 | -991.7055 | -653.5943 | 2.7358 | 3.5119 | -21.9022 | 1.7227
2035 | 3881 | MW | 301.3036 | 386.7823 | 494.1716 | 155.6627 | -2082.9424 | -2005.3089 | -2283.7766 | -4557.9251 | -978.8262 | -638.5691 | -62.9229 | -80.7739 | -219.0219 | -20.6722
2035 | 3882 | MW | 345.9411 | 444.0834 | 567.3822 | 172.3408 | -1888.5344 | -1840.1659 | -2095.7009 | -4132.5188 | -901.5504 | -585.9811 | -68.3944 | -87.7977 | -219.0219 | -20.6722
2035 | 3883 | MW | 379.4193 | 487.0592 | 622.2901 | 189.019 | -1638.5813 | -1580.6553 | -1800.1533 | -3585.5677 | -785.6368 | -503.3427 | -76.6018 | -98.3334 | -219.0219 | -22.3949
2035 | 3884 | MW | 379.4193 | 487.0592 | 622.2901 | 189.019 | -1444.1734 | -1415.5122 | -1612.0776 | -3160.1614 | -708.3611 | -450.7547 | -82.0733 | -105.3572 | -219.0219 | -22.3949
2035 | 3885 | MW | 1082.461 | 1389.5514 | 1775.3571 | 544.8194 | -1333.0831 | -1321.1447 | -1504.6058 | -2917.0721 | -656.8439 | -420.7044 | -82.0733 | -105.3572 | -219.0219 | -22.3949
2035 | 3886 | MW | 1082.461 | 1389.5514 | 1775.3571 | 544.8194 | -1138.6752 | -1179.5935 | -1343.398 | -2491.6657 | -579.5681 | -375.6289 | 2.7358 | 3.5119 | -21.9022 | 1.7227
2035 | 3887 | MW | 1026.6641 | 1317.925 | 1683.8438 | 511.4631 | -972.0398 | -990.8585 | -1128.4543 | -2127.0317 | -489.4131 | -315.5283 | 21.8862 | 28.0953 | 21.9022 | 6.8907
2035 | 3888 | MW | 937.3889 | 1203.3228 | 1555.7253 | 466.9881 | -833.1769 | -849.3073 | -967.2466 | -1823.17 | -412.1373 | -270.4528 | 19.1504 | 24.5833 | 21.9022 | 6.8907
2035 | 3889 | MW | 848.1138 | 1088.7206 | 1409.3041 | 422.513 | -722.0867 | -754.9398 | -859.7747 | -1580.0807 | -360.6202 | -240.4025 | 10.9431 | 14.0476 | 87.6087 | 10.3361
2035 | 3890 | MW | 747.6793 | 959.7932 | 1226.2776 | 366.9192 | -694.3141 | -731.348 | -832.9068 | -1519.3084 | -334.8616 | -232.8899 | 8.2073 | 10.5357 | 65.7066 | 8.6134
2035 | 3891 | MW | 624.9259 | 802.2152 | 1024.9484 | 311.3254 | -666.5416 | -707.7561 | -806.0388 | -1458.536 | -334.8616 | -225.3773 | 8.2073 | 10.5357 | 65.7066 | 8.6134
2035 | 3892 | MW | 524.4914 | 673.2878 | 860.2246 | 255.7316 | -666.5416 | -707.7561 | -806.0388 | -1458.536 | -334.8616 | -225.3773 | 5.4716 | 7.0238 | 65.7066 | 6.8907
2035 | 3893 | MW | 435.2163 | 558.6856 | 713.8034 | 211.2565 | -694.3141 | -636.9805 | -725.4349 | -1519.3084 | -360.6202 | -202.8396 | 5.4716 | 7.0238 | 43.8044 | 6.8907
2035 | 3894 | MW | 345.9411 | 444.0834 | 585.6848 | 172.3408 | -805.4044 | -754.9398 | -859.7747 | -1762.3977 | -412.1373 | -240.4025 | 5.4716 | 7.0238 | 43.8044 | 6.8907
2035 | 3895 | MW | 278.9848 | 358.1318 | 475.8689 | 138.9845 | -1055.3575 | -967.2667 | -1101.5864 | -2309.3487 | -528.051 | -308.0157 | 5.4716 | 7.0238 | 43.8044 | 3.4454
2035 | 3896 | MW | 256.666 | 329.4812 | 420.961 | 133.4252 | -1333.0831 | -1226.7772 | -1397.1339 | -2917.0721 | -669.7232 | -390.654 | 5.4716 | 7.0238 | 65.7066 | 3.4454
2035 | 3897 | MW | 223.1878 | 286.5054 | 366.053 | 122.3064 | -1583.0362 | -1439.1041 | -1638.9456 | -3464.0231 | -772.7575 | -458.2672 | 8.2073 | 10.5357 | 65.7066 | 3.4454
2035 | 3898 | MW | 212.0284 | 272.1802 | 347.7504 | 105.6283 | -1777.4442 | -1627.839 | -1853.8893 | -3889.4294 | -837.154 | -518.3679 | 8.2073 | 10.5357 | 87.6087 | 5.168
2035 | 3899 | MW | 223.1878 | 286.5054 | 366.053 | 116.747 | -1916.307 | -1769.3902 | -2015.097 | -4193.2911 | -914.4297 | -563.4433 | 8.2073 | 10.5357 | 87.6087 | 5.168
2035 | 3900 | MW | 278.9848 | 358.1318 | 457.5663 | 150.1033 | -2027.3972 | -1863.7577 | -2122.5689 | -4436.3804 | -953.0676 | -593.4936 | 8.2073 | 10.5357 | 109.5109 | 5.168
2035 | 3901 | MW | 323.6224 | 415.4329 | 530.7769 | 155.6627 | -2082.9424 | -1934.5333 | -2203.1727 | -4557.9251 | -965.9469 | -616.0314 | 8.2073 | 10.5357 | 109.5109 | 5.168
2035 | 3902 | MW | 357.1005 | 458.4087 | 585.6848 | 183.4596 | -2138.4875 | -2005.3089 | -2283.7766 | -4679.4698 | -991.7055 | -638.5691 | 8.2073 | 10.5357 | 131.4131 | 6.8907
2035 | 3903 | MW | 446.3757 | 573.0109 | 732.106 | 211.2565 | -2138.4875 | -2028.9008 | -2310.6446 | -4679.4698 | -978.8262 | -646.0817 | 10.9431 | 14.0476 | 153.3153 | 6.8907
2035 | 3904 | MW | 245.5066 | 315.156 | 402.6583 | 122.3064 | -2110.7149 | -2005.3089 | -2283.7766 | -4618.6974 | -965.9469 | -638.5691 | -2.7358 | -3.5119 | 87.6087 | 1.7227
2035 | 3905 | MW | 312.463 | 401.1076 | 512.4742 | 155.6627 | -2055.1698 | -1934.5333 | -2203.1727 | -4497.1528 | -940.1883 | -616.0314 | -60.1871 | -77.262 | -219.0219 | -22.3949
2035 | 3906 | MW | 357.1005 | 458.4087 | 585.6848 | 177.9002 | -1860.7618 | -1769.3902 | -2015.097 | -4071.7464 | -862.9126 | -563.4433 | -65.6586 | -84.2858 | -219.0219 | -22.3949
2035 | 3907 | MW | 379.4193 | 487.0592 | 622.2901 | 194.5784 | -1610.8088 | -1533.4715 | -1746.4174 | -3524.7954 | -746.9989 | -488.3176 | -73.866 | -94.8215 | -219.0219 | -22.3949
2035 | 3908 | MW | 379.4193 | 487.0592 | 622.2901 | 194.5784 | -1444.1734 | -1391.9203 | -1585.2096 | -3160.1614 | -682.6025 | -443.2421 | -76.6018 | -98.3334 | -197.1197 | -22.3949
2035 | 3909 | MW | 1071.3016 | 1375.2261 | 1775.3571 | 533.7007 | -1333.0831 | -1321.1447 | -1504.6058 | -2917.0721 | -631.0853 | -420.7044 | -76.6018 | -98.3334 | -197.1197 | -22.3949
2035 | 3910 | MW | 1082.461 | 1389.5514 | 1775.3571 | 533.7007 | -1166.4477 | -1156.0016 | -1316.53 | -2552.4381 | -566.6889 | -368.1163 | -2.7358 | -3.5119 | 65.7066 | 1.7227
2035 | 3911 | MW | 1015.5047 | 1303.5997 | 1683.8438 | 500.3444 | -972.0398 | -1014.4504 | -1155.3223 | -2127.0317 | -476.5338 | -323.0408 | 13.6789 | 17.5595 | 109.5109 | 6.8907
2035 | 3912 | MW | 937.3889 | 1203.3228 | 1537.4226 | 455.8693 | -833.1769 | -872.8992 | -994.1145 | -1823.17 | -412.1373 | -277.9654 | 13.6789 | 17.5595 | 109.5109 | 6.8907
2035 | 3913 | MW | 836.9544 | 1074.3954 | 1391.0014 | 411.3943 | -722.0867 | -778.5317 | -886.6427 | -1580.0807 | -360.6202 | -247.9151 | 13.6789 | 17.5595 | 87.6087 | 8.6134
2035 | 3914 | MW | 736.5199 | 945.4679 | 1207.9749 | 361.3598 | -694.3141 | -731.348 | -832.9068 | -1519.3084 | -334.8616 | -232.8899 | 10.9431 | 14.0476 | 65.7066 | 8.6134
2035 | 3915 | MW | 613.7666 | 787.8899 | 1006.6458 | 305.766 | -666.5416 | -707.7561 | -806.0388 | -1458.536 | -334.8616 | -225.3773 | 8.2073 | 10.5357 | 65.7066 | 6.8907
2035 | 3916 | MW | 513.332 | 658.9625 | 841.9219 | 250.1722 | -666.5416 | -707.7561 | -806.0388 | -1458.536 | -334.8616 | -225.3773 | 8.2073 | 10.5357 | 65.7066 | 6.8907
2035 | 3917 | MW | 412.8975 | 530.0351 | 695.5007 | 205.6971 | -666.5416 | -636.9805 | -725.4349 | -1458.536 | -347.7409 | -202.8396 | 8.2073 | 10.5357 | 43.8044 | 6.8907
2035 | 3918 | MW | 334.7818 | 429.7582 | 567.3822 | 161.2221 | -805.4044 | -754.9398 | -859.7747 | -1762.3977 | -412.1373 | -240.4025 | 8.2073 | 10.5357 | 43.8044 | 6.8907
2035 | 3919 | MW | 267.8254 | 343.8065 | 457.5663 | 133.4252 | -1055.3575 | -967.2667 | -1101.5864 | -2309.3487 | -515.1717 | -308.0157 | 8.2073 | 10.5357 | 43.8044 | 3.4454
2035 | 3920 | MW | 245.5066 | 315.156 | 420.961 | 133.4252 | -1333.0831 | -1250.3691 | -1424.0019 | -2917.0721 | -656.8439 | -398.1666 | 8.2073 | 10.5357 | 65.7066 | 3.4454
2035 | 3921 | MW | 223.1878 | 286.5054 | 366.053 | 116.747 | -1583.0362 | -1486.2878 | -1692.6815 | -3464.0231 | -759.8782 | -473.2924 | 8.2073 | 10.5357 | 65.7066 | 5.168
2035 | 3922 | MW | 212.0284 | 272.1802 | 347.7504 | 105.6283 | -1749.6716 | -1675.0228 | -1907.6252 | -3828.6571 | -850.0333 | -533.393 | 10.9431 | 14.0476 | 87.6087 | 5.168
2035 | 3923 | MW | 223.1878 | 286.5054 | 366.053 | 116.747 | -1916.307 | -1840.1659 | -2095.7009 | -4193.2911 | -914.4297 | -585.9811 | 10.9431 | 14.0476 | 87.6087 | 5.168
2035 | 3924 | MW | 278.9848 | 358.1318 | 457.5663 | 150.1033 | -1999.6247 | -1934.5333 | -2203.1727 | -4375.6081 | -953.0676 | -616.0314 | 10.9431 | 14.0476 | 109.5109 | 5.168
2035 | 3925 | MW | 323.6224 | 415.4329 | 530.7769 | 161.2221 | -2055.1698 | -2028.9008 | -2310.6446 | -4497.1528 | -978.8262 | -646.0817 | 10.9431 | 14.0476 | 109.5109 | 5.168
2035 | 3926 | MW | 357.1005 | 458.4087 | 585.6848 | 177.9002 | -2082.9424 | -2099.6764 | -2391.2485 | -4557.9251 | -991.7055 | -668.6194 | 10.9431 | 14.0476 | 131.4131 | 5.168
2035 | 3927 | MW | 435.2163 | 558.6856 | 732.106 | 216.8159 | -2082.9424 | -2123.2683 | -2418.1164 | -4557.9251 | -1004.5848 | -676.132 | 13.6789 | 17.5595 | 131.4131 | 5.168
2035 | 3928 | MW | 245.5066 | 315.156 | 402.6583 | 122.3064 | -2055.1698 | -2099.6764 | -2391.2485 | -4497.1528 | -1004.5848 | -668.6194 | 0 | 0 | 65.7066 | 1.7227
2035 | 3929 | MW | 312.463 | 401.1076 | 512.4742 | 155.6627 | -1999.6247 | -2076.0846 | -2364.3805 | -4375.6081 | -991.7055 | -661.1068 | -60.1871 | -77.262 | -219.0219 | -15.5041
2035 | 3930 | MW | 357.1005 | 458.4087 | 585.6848 | 177.9002 | -1832.9893 | -1887.3496 | -2149.4368 | -4010.9741 | -927.309 | -601.0062 | -65.6586 | -84.2858 | -219.0219 | -15.5041
2035 | 3931 | MW | 390.5787 | 501.3845 | 640.5928 | 194.5784 | -1610.8088 | -1604.2472 | -1827.0213 | -3524.7954 | -811.3954 | -510.8553 | -71.1302 | -91.3096 | -219.0219 | -17.2268
2035 | 3932 | MW | 379.4193 | 487.0592 | 622.2901 | 194.5784 | -1471.9459 | -1439.1041 | -1638.9456 | -3220.9337 | -734.1197 | -458.2672 | -73.866 | -94.8215 | -197.1197 | -17.2268
2035 | 3933 | MW | 1071.3016 | 1375.2261 | 1757.0544 | 539.26 | -1333.0831 | -1344.7366 | -1531.4737 | -2917.0721 | -669.7232 | -428.2169 | -73.866 | -94.8215 | -197.1197 | -18.9495
2035 | 3934 | MW | 1082.461 | 1389.5514 | 1757.0544 | 539.26 | -1166.4477 | -1179.5935 | -1343.398 | -2552.4381 | -579.5681 | -375.6289 | 0 | 0 | 65.7066 | 1.7227
2035 | 3935 | MW | 1015.5047 | 1303.5997 | 1665.5412 | 511.4631 | -972.0398 | -1014.4504 | -1155.3223 | -2127.0317 | -489.4131 | -323.0408 | 16.4147 | 21.0714 | 109.5109 | 6.8907
2035 | 3936 | MW | 937.3889 | 1203.3228 | 1537.4226 | 466.9881 | -833.1769 | -872.8992 | -994.1145 | -1823.17 | -412.1373 | -277.9654 | 16.4147 | 21.0714 | 87.6087 | 5.168
2035 | 3937 | MW | 836.9544 | 1074.3954 | 1372.6988 | 416.9536 | -722.0867 | -778.5317 | -886.6427 | -1580.0807 | -360.6202 | -247.9151 | 10.9431 | 14.0476 | 21.9022 | 10.3361
2035 | 3938 | MW | 736.5199 | 945.4679 | 1207.9749 | 366.9192 | -694.3141 | -731.348 | -832.9068 | -1519.3084 | -334.8616 | -232.8899 | 10.9431 | 14.0476 | 21.9022 | 8.6134
2035 | 3939 | MW | 613.7666 | 787.8899 | 1006.6458 | 305.766 | -666.5416 | -707.7561 | -806.0388 | -1458.536 | -334.8616 | -225.3773 | 8.2073 | 10.5357 | 21.9022 | 6.8907
2035 | 3940 | MW | 502.1726 | 644.6372 | 823.6193 | 250.1722 | -666.5416 | -707.7561 | -806.0388 | -1458.536 | -334.8616 | -225.3773 | 8.2073 | 10.5357 | 21.9022 | 6.8907
2035 | 3941 | MW | 412.8975 | 530.0351 | 677.1981 | 200.1377 | -694.3141 | -660.5724 | -752.3029 | -1519.3084 | -360.6202 | -210.3522 | 8.2073 | 10.5357 | 21.9022 | 6.8907
2035 | 3942 | MW | 334.7818 | 429.7582 | 549.0795 | 161.2221 | -805.4044 | -754.9398 | -859.7747 | -1762.3977 | -412.1373 | -240.4025 | 8.2073 | 10.5357 | 21.9022 | 6.8907
2035 | 3943 | MW | 267.8254 | 343.8065 | 457.5663 | 133.4252 | -1055.3575 | -967.2667 | -1101.5864 | -2309.3487 | -528.051 | -308.0157 | 5.4716 | 7.0238 | 21.9022 | 3.4454
2035 | 3944 | MW | 245.5066 | 315.156 | 402.6583 | 133.4252 | -1388.6282 | -1250.3691 | -1424.0019 | -3038.6167 | -682.6025 | -398.1666 | 8.2073 | 10.5357 | 21.9022 | 3.4454
2035 | 3945 | MW | 223.1878 | 286.5054 | 366.053 | 116.747 | -1666.3539 | -1486.2878 | -1692.6815 | -3646.3401 | -811.3954 | -473.2924 | 8.2073 | 10.5357 | 21.9022 | 5.168
2035 | 3946 | MW | 212.0284 | 272.1802 | 347.7504 | 105.6283 | -1888.5344 | -1675.0228 | -1907.6252 | -4132.5188 | -914.4297 | -533.393 | 8.2073 | 10.5357 | 21.9022 | 5.168
2035 | 3947 | MW | 223.1878 | 286.5054 | 366.053 | 116.747 | -2082.9424 | -1816.574 | -2068.8329 | -4557.9251 | -991.7055 | -578.4685 | 8.2073 | 10.5357 | 21.9022 | 5.168
2035 | 3948 | MW | 278.9848 | 358.1318 | 457.5663 | 150.1033 | -2194.0326 | -1934.5333 | -2203.1727 | -4801.0144 | -1030.3434 | -616.0314 | 8.2073 | 10.5357 | 21.9022 | 5.168
2035 | 3949 | MW | 312.463 | 401.1076 | 530.7769 | 155.6627 | -2249.5778 | -2005.3089 | -2283.7766 | -4922.5591 | -1056.102 | -638.5691 | 8.2073 | 10.5357 | 21.9022 | 5.168
2035 | 3950 | MW | 357.1005 | 458.4087 | 585.6848 | 172.3408 | -2305.1229 | -2076.0846 | -2364.3805 | -5044.1038 | -1068.9812 | -661.1068 | 10.9431 | 14.0476 | 21.9022 | 5.168
2035 | 3951 | MW | 435.2163 | 558.6856 | 732.106 | 211.2565 | -2332.8955 | -2099.6764 | -2391.2485 | -5104.8761 | -1081.8605 | -668.6194 | 10.9431 | 14.0476 | 21.9022 | 5.168
2035 | 3952 | MW | 245.5066 | 315.156 | 402.6583 | 122.3064 | -2332.8955 | -2076.0846 | -2364.3805 | -5104.8761 | -1081.8605 | -661.1068 | -2.7358 | -3.5119 | -21.9022 | 1.7227
2035 | 3953 | MW | 312.463 | 401.1076 | 512.4742 | 155.6627 | -2277.3503 | -2028.9008 | -2310.6446 | -4983.3314 | -1056.102 | -646.0817 | -60.1871 | -77.262 | -153.3153 | -15.5041
2035 | 3954 | MW | 357.1005 | 458.4087 | 603.9875 | 177.9002 | -2082.9424 | -1863.7577 | -2122.5689 | -4557.9251 | -965.9469 | -593.4936 | -62.9229 | -80.7739 | -175.2175 | -15.5041
2035 | 3955 | MW | 390.5787 | 501.3845 | 640.5928 | 194.5784 | -1805.2167 | -1604.2472 | -1827.0213 | -3950.2018 | -837.154 | -510.8553 | -65.6586 | -84.2858 | -175.2175 | -15.5041
2035 | 3956 | MW | 390.5787 | 501.3845 | 640.5928 | 194.5784 | -1583.0362 | -1462.6959 | -1665.8135 | -3464.0231 | -746.9989 | -465.7798 | -65.6586 | -84.2858 | -175.2175 | -17.2268
2035 | 3957 | MW | 1082.461 | 1389.5514 | 1757.0544 | 539.26 | -1416.4008 | -1368.3285 | -1558.3417 | -3099.3891 | -669.7232 | -435.7295 | -65.6586 | -84.2858 | -197.1197 | -17.2268
2035 | 3958 | MW | 1082.461 | 1389.5514 | 1775.3571 | 539.26 | -1221.9929 | -1203.1854 | -1370.266 | -2673.9827 | -592.4474 | -383.1415 | -2.7358 | -3.5119 | -21.9022 | 1.7227
2035 | 3959 | MW | 1015.5047 | 1303.5997 | 1665.5412 | 505.9038 | -1027.5849 | -1038.0423 | -1182.1902 | -2248.5764 | -502.2924 | -330.5534 | 10.9431 | 14.0476 | 21.9022 | 6.8907
2035 | 3960 | MW | 926.2295 | 1188.9976 | 1537.4226 | 461.4287 | -860.9495 | -872.8992 | -994.1145 | -1883.9424 | -425.0166 | -277.9654 | 10.9431 | 14.0476 | 21.9022 | 5.168
2035 | 3961 | MW | 836.9544 | 1074.3954 | 1372.6988 | 416.9536 | -694.3141 | -754.9398 | -859.7747 | -1519.3084 | -347.7409 | -240.4025 | 13.6789 | 17.5595 | 21.9022 | 10.3361
2035 | 3962 | MW | 736.5199 | 945.4679 | 1207.9749 | 361.3598 | -666.5416 | -707.7561 | -806.0388 | -1458.536 | -321.9823 | -225.3773 | 8.2073 | 10.5357 | 21.9022 | 8.6134
2035 | 3963 | MW | 613.7666 | 787.8899 | 1006.6458 | 305.766 | -638.769 | -684.1642 | -779.1708 | -1397.7637 | -321.9823 | -217.8648 | 8.2073 | 10.5357 | 21.9022 | 6.8907
2035 | 3964 | MW | 513.332 | 658.9625 | 823.6193 | 250.1722 | -638.769 | -684.1642 | -779.1708 | -1397.7637 | -321.9823 | -217.8648 | 8.2073 | 10.5357 | 21.9022 | 6.8907
2035 | 3965 | MW | 424.0569 | 544.3603 | 695.5007 | 211.2565 | -638.769 | -613.3886 | -698.567 | -1397.7637 | -334.8616 | -195.327 | 5.4716 | 7.0238 | 21.9022 | 6.8907
2035 | 3966 | MW | 368.2599 | 472.734 | 603.9875 | 183.4596 | -694.3141 | -660.5724 | -752.3029 | -1519.3084 | -360.6202 | -210.3522 | 5.4716 | 7.0238 | 21.9022 | 6.8907
2035 | 3967 | MW | 323.6224 | 415.4329 | 530.7769 | 161.2221 | -833.1769 | -802.1236 | -913.5106 | -1823.17 | -425.0166 | -255.4276 | 5.4716 | 7.0238 | 21.9022 | 3.4454
2035 | 3968 | MW | 301.3036 | 386.7823 | 512.4742 | 150.1033 | -1027.5849 | -967.2667 | -1101.5864 | -2248.5764 | -515.1717 | -308.0157 | 5.4716 | 7.0238 | 21.9022 | 3.4454
2035 | 3969 | MW | 278.9848 | 358.1318 | 457.5663 | 138.9845 | -1194.2203 | -1156.0016 | -1316.53 | -2613.2104 | -592.4474 | -368.1163 | 5.4716 | 7.0238 | 21.9022 | 3.4454
2035 | 3970 | MW | 301.3036 | 386.7823 | 475.8689 | 155.6627 | -1333.0831 | -1297.5528 | -1477.7378 | -2917.0721 | -643.9646 | -413.1918 | 8.2073 | 10.5357 | 21.9022 | 5.168
2035 | 3971 | MW | 345.9411 | 444.0834 | 567.3822 | 183.4596 | -1471.9459 | -1439.1041 | -1638.9456 | -3220.9337 | -695.4818 | -458.2672 | 8.2073 | 10.5357 | 21.9022 | 5.168
2035 | 3972 | MW | 435.2163 | 558.6856 | 713.8034 | 222.3753 | -1555.2636 | -1509.8797 | -1719.5494 | -3403.2507 | -721.2404 | -480.805 | 10.9431 | 14.0476 | 21.9022 | 5.168
2035 | 3973 | MW | 491.0132 | 630.312 | 805.3166 | 244.6128 | -1638.5813 | -1580.6553 | -1800.1533 | -3585.5677 | -759.8782 | -503.3427 | 10.9431 | 14.0476 | 21.9022 | 5.168
2035 | 3974 | MW | 535.6508 | 687.613 | 878.5272 | 266.8503 | -1694.1265 | -1604.2472 | -1827.0213 | -3707.1124 | -785.6368 | -510.8553 | 10.9431 | 14.0476 | 21.9022 | 5.168
2035 | 3975 | MW | 234.3472 | 300.8307 | 384.3557 | 122.3064 | -1721.899 | -1627.839 | -1853.8893 | -3767.8848 | -785.6368 | -518.3679 | 13.6789 | 17.5595 | 21.9022 | 5.168
2035 | 3976 | MW | 267.8254 | 343.8065 | 439.2636 | 138.9845 | -1694.1265 | -1627.839 | -1853.8893 | -3707.1124 | -785.6368 | -518.3679 | -2.7358 | -3.5119 | -21.9022 | 1.7227
2035 | 3977 | MW | 290.1442 | 372.4571 | 475.8689 | 155.6627 | -1666.3539 | -1651.4309 | -1880.7572 | -3646.3401 | -785.6368 | -525.8804 | -68.3944 | -87.7977 | -219.0219 | -15.5041
2035 | 3978 | MW | 312.463 | 401.1076 | 512.4742 | 161.2221 | -1583.0362 | -1580.6553 | -1800.1533 | -3464.0231 | -734.1197 | -503.3427 | -73.866 | -94.8215 | -219.0219 | -15.5041
2035 | 3979 | MW | 323.6224 | 415.4329 | 530.7769 | 166.7815 | -1388.6282 | -1439.1041 | -1638.9456 | -3038.6167 | -669.7232 | -458.2672 | -79.3375 | -101.8453 | -219.0219 | -17.2268
2035 | 3980 | MW | 1004.3453 | 1289.2745 | 1647.2385 | 505.9038 | -1305.3105 | -1391.9203 | -1585.2096 | -2856.2997 | -631.0853 | -443.2421 | -82.0733 | -105.3572 | -219.0219 | -17.2268
2035 | 3981 | MW | 1015.5047 | 1303.5997 | 1647.2385 | 505.9038 | -1249.7654 | -1321.1447 | -1504.6058 | -2734.7551 | -605.3267 | -420.7044 | -82.0733 | -105.3572 | -219.0219 | -17.2268
2035 | 3982 | MW | 970.8671 | 1246.2986 | 1592.3306 | 483.6662 | -1110.9026 | -1179.5935 | -1343.398 | -2430.8934 | -540.9303 | -375.6289 | -2.7358 | -3.5119 | -21.9022 | 1.7227
2035 | 3983 | MW | 915.0701 | 1174.6723 | 1500.8173 | 461.4287 | -944.2672 | -1014.4504 | -1155.3223 | -2066.2594 | -463.6545 | -323.0408 | 16.4147 | 21.0714 | 21.9022 | 6.8907
2035 | 3984 | MW | 848.1138 | 1088.7206 | 1391.0014 | 422.513 | -805.4044 | -849.3073 | -967.2466 | -1762.3977 | -399.2581 | -270.4528 | 16.4147 | 21.0714 | 21.9022 | 5.168
2035 | 3985 | MW | 769.998 | 988.4437 | 1262.8829 | 378.038 | -694.3141 | -754.9398 | -859.7747 | -1519.3084 | -347.7409 | -240.4025 | 10.9431 | 14.0476 | 21.9022 | 8.6134
2035 | 3986 | MW | 669.5635 | 859.5163 | 1098.159 | 328.0035 | -666.5416 | -707.7561 | -806.0388 | -1458.536 | -334.8616 | -225.3773 | 8.2073 | 10.5357 | 21.9022 | 6.8907
2035 | 3987 | MW | 580.2884 | 744.9141 | 951.7378 | 289.0879 | -638.769 | -684.1642 | -779.1708 | -1397.7637 | -321.9823 | -217.8648 | 8.2073 | 10.5357 | 21.9022 | 6.8907
2035 | 3988 | MW | 513.332 | 658.9625 | 841.9219 | 250.1722 | -638.769 | -684.1642 | -779.1708 | -1397.7637 | -321.9823 | -217.8648 | 5.4716 | 7.0238 | 21.9022 | 5.168
2035 | 3989 | MW | 457.5351 | 587.3361 | 750.4087 | 222.3753 | -610.9964 | -589.7967 | -671.699 | -1336.9914 | -334.8616 | -187.8144 | 5.4716 | 7.0238 | 21.9022 | 5.168
2035 | 3990 | MW | 401.7381 | 515.7098 | 658.8954 | 194.5784 | -666.5416 | -636.9805 | -725.4349 | -1458.536 | -347.7409 | -202.8396 | 5.4716 | 7.0238 | 21.9022 | 5.168
2035 | 3991 | MW | 357.1005 | 458.4087 | 585.6848 | 177.9002 | -777.6318 | -731.348 | -832.9068 | -1701.6254 | -412.1373 | -232.8899 | 5.4716 | 7.0238 | 21.9022 | 3.4454
2035 | 3992 | MW | 312.463 | 401.1076 | 512.4742 | 161.2221 | -916.4946 | -849.3073 | -967.2466 | -2005.487 | -463.6545 | -270.4528 | 5.4716 | 7.0238 | 21.9022 | 3.4454
2035 | 3993 | MW | 301.3036 | 386.7823 | 494.1716 | 155.6627 | -1055.3575 | -990.8585 | -1128.4543 | -2309.3487 | -528.051 | -315.5283 | 5.4716 | 7.0238 | 21.9022 | 3.4454
2035 | 3994 | MW | 323.6224 | 415.4329 | 512.4742 | 166.7815 | -1194.2203 | -1108.8179 | -1262.7941 | -2613.2104 | -579.5681 | -353.0912 | 8.2073 | 10.5357 | 21.9022 | 3.4454
2035 | 3995 | MW | 368.2599 | 472.734 | 603.9875 | 189.019 | -1305.3105 | -1203.1854 | -1370.266 | -2856.2997 | -618.206 | -383.1415 | 8.2073 | 10.5357 | 21.9022 | 3.4454
2035 | 3996 | MW | 446.3757 | 573.0109 | 732.106 | 233.494 | -1388.6282 | -1273.961 | -1450.8698 | -3038.6167 | -656.8439 | -405.6792 | 8.2073 | 10.5357 | 21.9022 | 5.168
2035 | 3997 | MW | 491.0132 | 630.312 | 805.3166 | 250.1722 | -1499.7185 | -1344.7366 | -1531.4737 | -3281.7061 | -682.6025 | -428.2169 | 8.2073 | 10.5357 | 21.9022 | 5.168
2035 | 3998 | MW | 535.6508 | 687.613 | 878.5272 | 272.4097 | -1555.2636 | -1415.5122 | -1612.0776 | -3403.2507 | -708.3611 | -450.7547 | 8.2073 | 10.5357 | 21.9022 | 5.168
2035 | 3999 | MW | 212.0284 | 272.1802 | 366.053 | 105.6283 | -1610.8088 | -1462.6959 | -1665.8135 | -3524.7954 | -734.1197 | -465.7798 | 8.2073 | 10.5357 | 21.9022 | 5.168
2035 | 4000 | MW | 245.5066 | 315.156 | 402.6583 | 122.3064 | -1638.5813 | -1509.8797 | -1719.5494 | -3585.5677 | -746.9989 | -480.805 | -2.7358 | -3.5119 | -21.9022 | 1.7227
2035 | 4001 | MW | 278.9848 | 358.1318 | 457.5663 | 133.4252 | -1638.5813 | -1557.0634 | -1773.2854 | -3585.5677 | -759.8782 | -495.8301 | -54.7155 | -70.2381 | -197.1197 | -13.7815
2035 | 4002 | MW | 290.1442 | 372.4571 | 475.8689 | 138.9845 | -1583.0362 | -1533.4715 | -1746.4174 | -3464.0231 | -746.9989 | -488.3176 | -60.1871 | -77.262 | -197.1197 | -15.5041
2035 | 4003 | MW | 301.3036 | 386.7823 | 494.1716 | 144.5439 | -1471.9459 | -1462.6959 | -1665.8135 | -3220.9337 | -695.4818 | -465.7798 | -65.6586 | -84.2858 | -197.1197 | -15.5041
2035 | 4004 | MW | 993.1859 | 1274.9492 | 1610.6332 | 505.9038 | -1416.4008 | -1415.5122 | -1612.0776 | -3099.3891 | -669.7232 | -450.7547 | -71.1302 | -91.3096 | -197.1197 | -17.2268
2035 | 4005 | MW | 982.0265 | 1260.6239 | 1610.6332 | 505.9038 | -1333.0831 | -1344.7366 | -1531.4737 | -2917.0721 | -643.9646 | -428.2169 | -71.1302 | -91.3096 | -219.0219 | -17.2268
2035 | 4006 | MW | 959.7077 | 1231.9734 | 1555.7253 | 489.2256 | -1166.4477 | -1179.5935 | -1343.398 | -2552.4381 | -566.6889 | -375.6289 | -2.7358 | -3.5119 | -21.9022 | 1.7227
2035 | 4007 | MW | 926.2295 | 1188.9976 | 1519.12 | 466.9881 | -999.8123 | -1014.4504 | -1155.3223 | -2187.8041 | -489.4131 | -323.0408 | 13.6789 | 17.5595 | 21.9022 | 6.8907
2035 | 4008 | MW | 859.2732 | 1103.0459 | 1409.3041 | 428.0724 | -833.1769 | -849.3073 | -967.2466 | -1823.17 | -412.1373 | -270.4528 | 10.9431 | 14.0476 | 21.9022 | 5.168
2035 | 4009 | MW | 769.998 | 988.4437 | 1281.1855 | 378.038 | -805.4044 | -778.5317 | -886.6427 | -1762.3977 | -386.3788 | -247.9151 | 13.6789 | 17.5595 | 21.9022 | 10.3361
2035 | 4010 | MW | 669.5635 | 859.5163 | 1116.4617 | 322.4441 | -722.0867 | -731.348 | -832.9068 | -1580.0807 | -373.4995 | -232.8899 | 13.6789 | 17.5595 | 21.9022 | 8.6134
2035 | 4011 | MW | 580.2884 | 744.9141 | 970.0405 | 283.5285 | -722.0867 | -707.7561 | -806.0388 | -1580.0807 | -360.6202 | -225.3773 | 10.9431 | 14.0476 | 21.9022 | 6.8907
2035 | 4012 | MW | 502.1726 | 644.6372 | 841.9219 | 244.6128 | -722.0867 | -707.7561 | -806.0388 | -1580.0807 | -360.6202 | -225.3773 | 8.2073 | 10.5357 | 21.9022 | 6.8907
2035 | 4013 | MW | 435.2163 | 558.6856 | 713.8034 | 211.2565 | -722.0867 | -636.9805 | -725.4349 | -1580.0807 | -373.4995 | -202.8396 | 8.2073 | 10.5357 | 21.9022 | 6.8907
2035 | 4014 | MW | 368.2599 | 472.734 | 622.2901 | 172.3408 | -833.1769 | -754.9398 | -859.7747 | -1823.17 | -437.8959 | -240.4025 | 8.2073 | 10.5357 | 21.9022 | 6.8907
2035 | 4015 | MW | 312.463 | 401.1076 | 530.7769 | 150.1033 | -1138.6752 | -1014.4504 | -1155.3223 | -2491.6657 | -566.6889 | -323.0408 | 8.2073 | 10.5357 | 21.9022 | 3.4454
2035 | 4016 | MW | 290.1442 | 372.4571 | 475.8689 | 155.6627 | -1471.9459 | -1321.1447 | -1504.6058 | -3220.9337 | -708.3611 | -420.7044 | 8.2073 | 10.5357 | 21.9022 | 3.4454
2035 | 4017 | MW | 278.9848 | 358.1318 | 457.5663 | 144.5439 | -1749.6716 | -1580.6553 | -1800.1533 | -3828.6571 | -824.2747 | -503.3427 | 8.2073 | 10.5357 | 21.9022 | 3.4454
2035 | 4018 | MW | 245.5066 | 315.156 | 420.961 | 122.3064 | -1944.0795 | -1745.7984 | -1988.2291 | -4254.0634 | -914.4297 | -555.9308 | 8.2073 | 10.5357 | 21.9022 | 3.4454
2035 | 4019 | MW | 256.666 | 329.4812 | 420.961 | 127.8658 | -2110.7149 | -1887.3496 | -2149.4368 | -4618.6974 | -978.8262 | -601.0062 | 10.9431 | 14.0476 | 21.9022 | 5.168
2035 | 4020 | MW | 312.463 | 401.1076 | 512.4742 | 155.6627 | -2221.8052 | -1958.1252 | -2230.0407 | -4861.7868 | -1017.4641 | -623.544 | 10.9431 | 14.0476 | 43.8044 | 5.168
2035 | 4021 | MW | 345.9411 | 444.0834 | 585.6848 | 161.2221 | -2305.1229 | -2005.3089 | -2283.7766 | -5044.1038 | -1030.3434 | -638.5691 | 13.6789 | 17.5595 | 43.8044 | 5.168
2035 | 4022 | MW | 379.4193 | 487.0592 | 622.2901 | 183.4596 | -2360.668 | -2052.4927 | -2337.5125 | -5165.6485 | -1056.102 | -653.5943 | 13.6789 | 17.5595 | 43.8044 | 5.168
2035 | 4023 | MW | 468.6945 | 601.6614 | 787.014 | 222.3753 | -2416.2131 | -2123.2683 | -2418.1164 | -5287.1931 | -1068.9812 | -676.132 | 16.4147 | 21.0714 | 43.8044 | 5.168
2035 | 4024 | MW | 245.5066 | 315.156 | 402.6583 | 122.3064 | -2416.2131 | -2123.2683 | -2418.1164 | -5287.1931 | -1081.8605 | -676.132 | -2.7358 | -3.5119 | -21.9022 | 1.7227
2035 | 4025 | MW | 312.463 | 401.1076 | 494.1716 | 155.6627 | -2360.668 | -2099.6764 | -2391.2485 | -5165.6485 | -1068.9812 | -668.6194 | -87.5449 | -112.381 | -328.5328 | -20.6722
2035 | 4026 | MW | 357.1005 | 458.4087 | 585.6848 | 177.9002 | -2194.0326 | -1981.7171 | -2256.9087 | -4801.0144 | -991.7055 | -631.0565 | -93.0164 | -119.4048 | -328.5328 | -22.3949
2035 | 4027 | MW | 379.4193 | 487.0592 | 622.2901 | 189.019 | -1916.307 | -1745.7984 | -1988.2291 | -4193.2911 | -875.7919 | -555.9308 | -98.488 | -126.4287 | -328.5328 | -22.3949
2035 | 4028 | MW | 379.4193 | 487.0592 | 622.2901 | 189.019 | -1721.899 | -1604.2472 | -1827.0213 | -3767.8848 | -785.6368 | -510.8553 | -98.488 | -126.4287 | -306.6306 | -24.1176
2035 | 4029 | MW | 1093.6204 | 1403.8766 | 1793.6597 | 544.8194 | -1555.2636 | -1486.2878 | -1692.6815 | -3403.2507 | -721.2404 | -473.2924 | -95.7522 | -122.9167 | -284.7284 | -22.3949
2035 | 4030 | MW | 1104.7798 | 1418.2019 | 1811.9624 | 544.8194 | -1333.0831 | -1297.5528 | -1477.7378 | -2917.0721 | -631.0853 | -413.1918 | -2.7358 | -3.5119 | -21.9022 | 1.7227
2035 | 4031 | MW | 1048.9828 | 1346.5755 | 1720.4491 | 517.0225 | -1110.9026 | -1085.226 | -1235.9262 | -2430.8934 | -528.051 | -345.5786 | 19.1504 | 24.5833 | 43.8044 | 6.8907
2035 | 4032 | MW | 970.8671 | 1246.2986 | 1592.3306 | 478.1068 | -944.2672 | -920.0829 | -1047.8504 | -2066.2594 | -450.7752 | -292.9905 | 16.4147 | 21.0714 | 43.8044 | 6.8907
2035 | 4033 | MW | 881.592 | 1131.6965 | 1445.9094 | 433.6318 | -833.1769 | -802.1236 | -913.5106 | -1823.17 | -386.3788 | -255.4276 | 16.4147 | 21.0714 | 43.8044 | 10.3361
2035 | 4034 | MW | 781.1574 | 1002.769 | 1281.1855 | 383.5973 | -749.8593 | -754.9398 | -859.7747 | -1640.853 | -360.6202 | -240.4025 | 10.9431 | 14.0476 | 21.9022 | 8.6134
2035 | 4035 | MW | 658.4041 | 845.191 | 1079.8564 | 328.0035 | -722.0867 | -731.348 | -832.9068 | -1580.0807 | -360.6202 | -232.8899 | 8.2073 | 10.5357 | 21.9022 | 6.8907
2035 | 4036 | MW | 557.9696 | 716.2636 | 915.1325 | 272.4097 | -749.8593 | -731.348 | -832.9068 | -1640.853 | -360.6202 | -232.8899 | 8.2073 | 10.5357 | 21.9022 | 6.8907
2035 | 4037 | MW | 457.5351 | 587.3361 | 750.4087 | 227.9347 | -749.8593 | -660.5724 | -752.3029 | -1640.853 | -373.4995 | -210.3522 | 8.2073 | 10.5357 | 21.9022 | 6.8907
2035 | 4038 | MW | 379.4193 | 487.0592 | 622.2901 | 183.4596 | -860.9495 | -778.5317 | -886.6427 | -1883.9424 | -437.8959 | -247.9151 | 8.2073 | 10.5357 | 21.9022 | 6.8907
2035 | 4039 | MW | 312.463 | 401.1076 | 512.4742 | 150.1033 | -1138.6752 | -990.8585 | -1128.4543 | -2491.6657 | -553.8096 | -315.5283 | 8.2073 | 10.5357 | 21.9022 | 3.4454
2035 | 4040 | MW | 278.9848 | 358.1318 | 457.5663 | 144.5439 | -1471.9459 | -1273.961 | -1450.8698 | -3220.9337 | -695.4818 | -405.6792 | 8.2073 | 10.5357 | 21.9022 | 3.4454
2035 | 4041 | MW | 245.5066 | 315.156 | 402.6583 | 122.3064 | -1721.899 | -1533.4715 | -1746.4174 | -3767.8848 | -811.3954 | -488.3176 | 8.2073 | 10.5357 | 21.9022 | 3.4454
2035 | 4042 | MW | 223.1878 | 286.5054 | 366.053 | 111.1876 | -1944.0795 | -1698.6146 | -1934.4931 | -4254.0634 | -901.5504 | -540.9056 | 8.2073 | 10.5357 | 43.8044 | 3.4454
2035 | 4043 | MW | 234.3472 | 300.8307 | 384.3557 | 116.747 | -2138.4875 | -1840.1659 | -2095.7009 | -4679.4698 | -965.9469 | -585.9811 | 8.2073 | 10.5357 | 43.8044 | 5.168
2035 | 4044 | MW | 290.1442 | 372.4571 | 475.8689 | 150.1033 | -2249.5778 | -1934.5333 | -2203.1727 | -4922.5591 | -1004.5848 | -616.0314 | 10.9431 | 14.0476 | 43.8044 | 5.168
2035 | 4045 | MW | 323.6224 | 415.4329 | 549.0795 | 155.6627 | -2305.1229 | -2005.3089 | -2283.7766 | -5044.1038 | -1004.5848 | -638.5691 | 10.9431 | 14.0476 | 43.8044 | 5.168
2035 | 4046 | MW | 357.1005 | 458.4087 | 603.9875 | 177.9002 | -2360.668 | -2076.0846 | -2364.3805 | -5165.6485 | -1017.4641 | -661.1068 | 13.6789 | 17.5595 | 65.7066 | 5.168
2035 | 4047 | MW | 446.3757 | 573.0109 | 732.106 | 216.8159 | -2360.668 | -2123.2683 | -2418.1164 | -5165.6485 | -1030.3434 | -676.132 | 13.6789 | 17.5595 | 65.7066 | 5.168
2035 | 4048 | MW | 245.5066 | 315.156 | 402.6583 | 122.3064 | -2332.8955 | -2123.2683 | -2418.1164 | -5104.8761 | -1017.4641 | -676.132 | -2.7358 | -3.5119 | -21.9022 | 0
2035 | 4049 | MW | 312.463 | 401.1076 | 512.4742 | 155.6627 | -2277.3503 | -2099.6764 | -2391.2485 | -4983.3314 | -1004.5848 | -668.6194 | -82.0733 | -105.3572 | -328.5328 | -20.6722
2035 | 4050 | MW | 357.1005 | 458.4087 | 585.6848 | 177.9002 | -2082.9424 | -1958.1252 | -2230.0407 | -4557.9251 | -927.309 | -623.544 | -87.5449 | -112.381 | -328.5328 | -22.3949
2035 | 4051 | MW | 379.4193 | 487.0592 | 622.2901 | 194.5784 | -1777.4442 | -1698.6146 | -1934.4931 | -3889.4294 | -811.3954 | -540.9056 | -95.7522 | -122.9167 | -328.5328 | -22.3949
2035 | 4052 | MW | 379.4193 | 487.0592 | 622.2901 | 189.019 | -1610.8088 | -1580.6553 | -1800.1533 | -3524.7954 | -734.1197 | -503.3427 | -101.2237 | -129.9406 | -306.6306 | -24.1176
2035 | 4053 | MW | 1082.461 | 1389.5514 | 1775.3571 | 539.26 | -1471.9459 | -1462.6959 | -1665.8135 | -3220.9337 | -682.6025 | -465.7798 | -101.2237 | -129.9406 | -328.5328 | -22.3949
2035 | 4054 | MW | 1093.6204 | 1403.8766 | 1775.3571 | 544.8194 | -1277.538 | -1297.5528 | -1477.7378 | -2795.5274 | -592.4474 | -413.1918 | -2.7358 | -3.5119 | -21.9022 | 1.7227
2035 | 4055 | MW | 1026.6641 | 1317.925 | 1683.8438 | 511.4631 | -1055.3575 | -1085.226 | -1235.9262 | -2309.3487 | -502.2924 | -345.5786 | 21.8862 | 28.0953 | 43.8044 | 6.8907
2035 | 4056 | MW | 948.5483 | 1217.6481 | 1555.7253 | 466.9881 | -888.7221 | -920.0829 | -1047.8504 | -1944.7147 | -425.0166 | -292.9905 | 19.1504 | 24.5833 | 43.8044 | 6.8907
2035 | 4057 | MW | 848.1138 | 1088.7206 | 1391.0014 | 422.513 | -777.6318 | -825.7154 | -940.3786 | -1701.6254 | -373.4995 | -262.9402 | 13.6789 | 17.5595 | 21.9022 | 10.3361
2035 | 4058 | MW | 747.6793 | 959.7932 | 1226.2776 | 366.9192 | -749.8593 | -754.9398 | -859.7747 | -1640.853 | -360.6202 | -240.4025 | 10.9431 | 14.0476 | 21.9022 | 6.8907
2035 | 4059 | MW | 624.9259 | 802.2152 | 1024.9484 | 311.3254 | -722.0867 | -731.348 | -832.9068 | -1580.0807 | -347.7409 | -232.8899 | 10.9431 | 14.0476 | 21.9022 | 6.8907
2035 | 4060 | MW | 513.332 | 658.9625 | 841.9219 | 255.7316 | -722.0867 | -731.348 | -832.9068 | -1580.0807 | -360.6202 | -232.8899 | 8.2073 | 10.5357 | 21.9022 | 5.168
2035 | 4061 | MW | 424.0569 | 544.3603 | 695.5007 | 211.2565 | -722.0867 | -660.5724 | -752.3029 | -1580.0807 | -373.4995 | -210.3522 | 8.2073 | 10.5357 | 21.9022 | 5.168
2035 | 4062 | MW | 345.9411 | 444.0834 | 567.3822 | 172.3408 | -860.9495 | -778.5317 | -886.6427 | -1883.9424 | -437.8959 | -247.9151 | 8.2073 | 10.5357 | 21.9022 | 5.168
2035 | 4063 | MW | 278.9848 | 358.1318 | 475.8689 | 138.9845 | -1110.9026 | -990.8585 | -1128.4543 | -2430.8934 | -540.9303 | -315.5283 | 8.2073 | 10.5357 | 21.9022 | 3.4454
2035 | 4064 | MW | 256.666 | 329.4812 | 420.961 | 133.4252 | -1444.1734 | -1273.961 | -1450.8698 | -3160.1614 | -682.6025 | -405.6792 | 8.2073 | 10.5357 | 21.9022 | 3.4454
2035 | 4065 | MW | 223.1878 | 286.5054 | 366.053 | 116.747 | -1694.1265 | -1486.2878 | -1692.6815 | -3707.1124 | -798.5161 | -473.2924 | 8.2073 | 10.5357 | 21.9022 | 3.4454
2035 | 4066 | MW | 212.0284 | 272.1802 | 366.053 | 105.6283 | -1888.5344 | -1651.4309 | -1880.7572 | -4132.5188 | -875.7919 | -525.8804 | 8.2073 | 10.5357 | 21.9022 | 3.4454
2035 | 4067 | MW | 223.1878 | 286.5054 | 366.053 | 116.747 | -2055.1698 | -1792.9821 | -2041.965 | -4497.1528 | -940.1883 | -570.9559 | 10.9431 | 14.0476 | 21.9022 | 3.4454
2035 | 4068 | MW | 290.1442 | 372.4571 | 457.5663 | 150.1033 | -2194.0326 | -1887.3496 | -2149.4368 | -4801.0144 | -978.8262 | -601.0062 | 10.9431 | 14.0476 | 21.9022 | 5.168
2035 | 4069 | MW | 323.6224 | 415.4329 | 530.7769 | 161.2221 | -2277.3503 | -1934.5333 | -2203.1727 | -4983.3314 | -991.7055 | -616.0314 | 13.6789 | 17.5595 | 43.8044 | 5.168
2035 | 4070 | MW | 357.1005 | 458.4087 | 603.9875 | 183.4596 | -2332.8955 | -2005.3089 | -2283.7766 | -5104.8761 | -1004.5848 | -638.5691 | 13.6789 | 17.5595 | 43.8044 | 5.168
2035 | 4071 | MW | 446.3757 | 573.0109 | 750.4087 | 216.8159 | -2388.4406 | -2052.4927 | -2337.5125 | -5226.4208 | -1030.3434 | -653.5943 | 13.6789 | 17.5595 | 43.8044 | 5.168
2035 | 4072 | MW | 245.5066 | 315.156 | 402.6583 | 122.3064 | -2388.4406 | -2052.4927 | -2337.5125 | -5226.4208 | -1043.2227 | -653.5943 | 0 | 0 | -21.9022 | 0
2035 | 4073 | MW | 312.463 | 401.1076 | 512.4742 | 155.6627 | -2332.8955 | -2028.9008 | -2310.6446 | -5104.8761 | -1043.2227 | -646.0817 | -68.3944 | -87.7977 | -306.6306 | -18.9495
2035 | 4074 | MW | 357.1005 | 458.4087 | 585.6848 | 177.9002 | -2166.2601 | -1887.3496 | -2149.4368 | -4740.2421 | -978.8262 | -601.0062 | -73.866 | -94.8215 | -328.5328 | -20.6722
2035 | 4075 | MW | 390.5787 | 501.3845 | 640.5928 | 194.5784 | -1860.7618 | -1675.0228 | -1907.6252 | -4071.7464 | -837.154 | -533.393 | -76.6018 | -98.3334 | -328.5328 | -20.6722
2035 | 4076 | MW | 379.4193 | 487.0592 | 622.2901 | 194.5784 | -1638.5813 | -1557.0634 | -1773.2854 | -3585.5677 | -746.9989 | -495.8301 | -79.3375 | -101.8453 | -306.6306 | -22.3949
2035 | 4077 | MW | 1082.461 | 1389.5514 | 1757.0544 | 544.8194 | -1471.9459 | -1462.6959 | -1665.8135 | -3220.9337 | -695.4818 | -465.7798 | -76.6018 | -98.3334 | -306.6306 | -22.3949
2035 | 4078 | MW | 1082.461 | 1389.5514 | 1775.3571 | 544.8194 | -1277.538 | -1273.961 | -1450.8698 | -2795.5274 | -605.3267 | -405.6792 | 0 | 0 | -21.9022 | 1.7227
2035 | 4079 | MW | 1015.5047 | 1303.5997 | 1665.5412 | 505.9038 | -1055.3575 | -1085.226 | -1235.9262 | -2309.3487 | -502.2924 | -345.5786 | 16.4147 | 21.0714 | 43.8044 | 6.8907
2035 | 4080 | MW | 926.2295 | 1188.9976 | 1519.12 | 461.4287 | -888.7221 | -920.0829 | -1047.8504 | -1944.7147 | -425.0166 | -292.9905 | 16.4147 | 21.0714 | 43.8044 | 6.8907
2035 | 4081 | MW | 836.9544 | 1074.3954 | 1372.6988 | 416.9536 | -777.6318 | -825.7154 | -940.3786 | -1701.6254 | -373.4995 | -262.9402 | 13.6789 | 17.5595 | 21.9022 | 10.3361
2035 | 4082 | MW | 725.3605 | 931.1427 | 1189.6723 | 366.9192 | -722.0867 | -778.5317 | -886.6427 | -1580.0807 | -360.6202 | -247.9151 | 10.9431 | 14.0476 | 21.9022 | 8.6134
2035 | 4083 | MW | 613.7666 | 787.8899 | 988.3431 | 305.766 | -694.3141 | -731.348 | -832.9068 | -1519.3084 | -347.7409 | -232.8899 | 10.9431 | 14.0476 | 21.9022 | 6.8907
2035 | 4084 | MW | 502.1726 | 644.6372 | 823.6193 | 250.1722 | -722.0867 | -731.348 | -832.9068 | -1580.0807 | -347.7409 | -232.8899 | 8.2073 | 10.5357 | 21.9022 | 6.8907
2035 | 4085 | MW | 412.8975 | 530.0351 | 677.1981 | 205.6971 | -722.0867 | -660.5724 | -752.3029 | -1580.0807 | -373.4995 | -210.3522 | 8.2073 | 10.5357 | 21.9022 | 6.8907
2035 | 4086 | MW | 334.7818 | 429.7582 | 549.0795 | 166.7815 | -833.1769 | -778.5317 | -886.6427 | -1823.17 | -437.8959 | -247.9151 | 8.2073 | 10.5357 | 21.9022 | 6.8907
2035 | 4087 | MW | 267.8254 | 343.8065 | 457.5663 | 133.4252 | -1110.9026 | -990.8585 | -1128.4543 | -2430.8934 | -540.9303 | -315.5283 | 8.2073 | 10.5357 | 21.9022 | 3.4454
2035 | 4088 | MW | 245.5066 | 315.156 | 402.6583 | 133.4252 | -1416.4008 | -1250.3691 | -1424.0019 | -3099.3891 | -682.6025 | -398.1666 | 8.2073 | 10.5357 | 21.9022 | 3.4454
2035 | 4089 | MW | 223.1878 | 286.5054 | 366.053 | 116.747 | -1694.1265 | -1486.2878 | -1692.6815 | -3707.1124 | -798.5161 | -473.2924 | 8.2073 | 10.5357 | 21.9022 | 3.4454
2035 | 4090 | MW | 212.0284 | 272.1802 | 347.7504 | 111.1876 | -1916.307 | -1651.4309 | -1880.7572 | -4193.2911 | -888.6712 | -525.8804 | 8.2073 | 10.5357 | 21.9022 | 3.4454
2035 | 4091 | MW | 223.1878 | 286.5054 | 366.053 | 122.3064 | -2138.4875 | -1792.9821 | -2041.965 | -4679.4698 | -953.0676 | -570.9559 | 10.9431 | 14.0476 | 21.9022 | 5.168
2035 | 4092 | MW | 290.1442 | 372.4571 | 475.8689 | 144.5439 | -2277.3503 | -1887.3496 | -2149.4368 | -4983.3314 | -991.7055 | -601.0062 | 10.9431 | 14.0476 | 21.9022 | 5.168
2035 | 4093 | MW | 323.6224 | 415.4329 | 530.7769 | 155.6627 | -2360.668 | -1981.7171 | -2256.9087 | -5165.6485 | -1004.5848 | -631.0565 | 13.6789 | 17.5595 | 43.8044 | 5.168
2035 | 4094 | MW | 357.1005 | 458.4087 | 585.6848 | 177.9002 | -2471.7583 | -2076.0846 | -2364.3805 | -5408.7378 | -1030.3434 | -661.1068 | 13.6789 | 17.5595 | 43.8044 | 5.168
2035 | 4095 | MW | 446.3757 | 573.0109 | 732.106 | 211.2565 | -2499.5308 | -2099.6764 | -2391.2485 | -5469.5101 | -1043.2227 | -668.6194 | 16.4147 | 21.0714 | 43.8044 | 5.168
2035 | 4096 | MW | 245.5066 | 315.156 | 402.6583 | 122.3064 | -2499.5308 | -2099.6764 | -2391.2485 | -5469.5101 | -1056.102 | -668.6194 | 0 | 0 | -21.9022 | 1.7227
2035 | 4097 | MW | 312.463 | 401.1076 | 512.4742 | 155.6627 | -2443.9857 | -2076.0846 | -2364.3805 | -5347.9655 | -1056.102 | -661.1068 | -76.6018 | -98.3334 | -284.7284 | -20.6722
2035 | 4098 | MW | 357.1005 | 458.4087 | 585.6848 | 177.9002 | -2249.5778 | -1958.1252 | -2230.0407 | -4922.5591 | -978.8262 | -623.544 | -76.6018 | -98.3334 | -306.6306 | -22.3949
2035 | 4099 | MW | 390.5787 | 501.3845 | 640.5928 | 194.5784 | -1916.307 | -1722.2065 | -1961.3611 | -4193.2911 | -837.154 | -548.4182 | -79.3375 | -101.8453 | -306.6306 | -22.3949
2035 | 4100 | MW | 390.5787 | 501.3845 | 640.5928 | 194.5784 | -1666.3539 | -1580.6553 | -1800.1533 | -3646.3401 | -746.9989 | -503.3427 | -79.3375 | -101.8453 | -284.7284 | -22.3949
2035 | 4101 | MW | 1082.461 | 1389.5514 | 1757.0544 | 539.26 | -1499.7185 | -1486.2878 | -1692.6815 | -3281.7061 | -682.6025 | -473.2924 | -76.6018 | -98.3334 | -284.7284 | -22.3949
2035 | 4102 | MW | 1082.461 | 1389.5514 | 1757.0544 | 539.26 | -1277.538 | -1297.5528 | -1477.7378 | -2795.5274 | -592.4474 | -413.1918 | -2.7358 | -3.5119 | -21.9022 | 1.7227
2035 | 4103 | MW | 1015.5047 | 1303.5997 | 1665.5412 | 505.9038 | -1055.3575 | -1085.226 | -1235.9262 | -2309.3487 | -502.2924 | -345.5786 | 16.4147 | 21.0714 | 43.8044 | 6.8907
2035 | 4104 | MW | 937.3889 | 1203.3228 | 1537.4226 | 461.4287 | -888.7221 | -920.0829 | -1047.8504 | -1944.7147 | -425.0166 | -292.9905 | 16.4147 | 21.0714 | 43.8044 | 6.8907
2035 | 4105 | MW | 836.9544 | 1074.3954 | 1372.6988 | 416.9536 | -777.6318 | -825.7154 | -940.3786 | -1701.6254 | -373.4995 | -262.9402 | 16.4147 | 21.0714 | 21.9022 | 10.3361
2035 | 4106 | MW | 736.5199 | 945.4679 | 1207.9749 | 361.3598 | -722.0867 | -754.9398 | -859.7747 | -1580.0807 | -347.7409 | -240.4025 | 13.6789 | 17.5595 | 21.9022 | 8.6134
2035 | 4107 | MW | 613.7666 | 787.8899 | 1006.6458 | 300.2066 | -694.3141 | -731.348 | -832.9068 | -1519.3084 | -347.7409 | -232.8899 | 10.9431 | 14.0476 | 21.9022 | 8.6134
2035 | 4108 | MW | 502.1726 | 644.6372 | 823.6193 | 250.1722 | -722.0867 | -731.348 | -832.9068 | -1580.0807 | -347.7409 | -232.8899 | 8.2073 | 10.5357 | 21.9022 | 6.8907
2035 | 4109 | MW | 412.8975 | 530.0351 | 677.1981 | 205.6971 | -722.0867 | -660.5724 | -752.3029 | -1580.0807 | -373.4995 | -210.3522 | 8.2073 | 10.5357 | 21.9022 | 6.8907
2035 | 4110 | MW | 334.7818 | 429.7582 | 549.0795 | 161.2221 | -833.1769 | -778.5317 | -886.6427 | -1823.17 | -425.0166 | -247.9151 | 8.2073 | 10.5357 | 21.9022 | 6.8907
2035 | 4111 | MW | 267.8254 | 343.8065 | 439.2636 | 133.4252 | -1110.9026 | -990.8585 | -1128.4543 | -2430.8934 | -540.9303 | -315.5283 | 8.2073 | 10.5357 | 21.9022 | 3.4454
2035 | 4112 | MW | 245.5066 | 315.156 | 402.6583 | 127.8658 | -1416.4008 | -1250.3691 | -1424.0019 | -3099.3891 | -669.7232 | -398.1666 | 8.2073 | 10.5357 | 21.9022 | 3.4454
2035 | 4113 | MW | 223.1878 | 286.5054 | 366.053 | 116.747 | -1694.1265 | -1486.2878 | -1692.6815 | -3707.1124 | -772.7575 | -473.2924 | 8.2073 | 10.5357 | 21.9022 | 3.4454
2035 | 4114 | MW | 212.0284 | 272.1802 | 347.7504 | 105.6283 | -1888.5344 | -1651.4309 | -1880.7572 | -4132.5188 | -837.154 | -525.8804 | 10.9431 | 14.0476 | 21.9022 | 5.168
2035 | 4115 | MW | 223.1878 | 286.5054 | 366.053 | 116.747 | -2082.9424 | -1769.3902 | -2015.097 | -4557.9251 | -901.5504 | -563.4433 | 10.9431 | 14.0476 | 21.9022 | 5.168
2035 | 4116 | MW | 290.1442 | 372.4571 | 457.5663 | 144.5439 | -2221.8052 | -1863.7577 | -2122.5689 | -4861.7868 | -927.309 | -593.4936 | 13.6789 | 17.5595 | 21.9022 | 5.168
2035 | 4117 | MW | 312.463 | 401.1076 | 530.7769 | 155.6627 | -2305.1229 | -1934.5333 | -2203.1727 | -5044.1038 | -953.0676 | -616.0314 | 13.6789 | 17.5595 | 21.9022 | 5.168
2035 | 4118 | MW | 357.1005 | 458.4087 | 585.6848 | 177.9002 | -2388.4406 | -2028.9008 | -2310.6446 | -5226.4208 | -965.9469 | -646.0817 | 13.6789 | 17.5595 | 43.8044 | 5.168
2035 | 4119 | MW | 435.2163 | 558.6856 | 732.106 | 211.2565 | -2416.2131 | -2076.0846 | -2364.3805 | -5287.1931 | -978.8262 | -661.1068 | 16.4147 | 21.0714 | 43.8044 | 5.168
2035 | 4120 | MW | 256.666 | 329.4812 | 420.961 | 122.3064 | -2416.2131 | -2099.6764 | -2391.2485 | -5287.1931 | -965.9469 | -668.6194 | 0 | 0 | -21.9022 | 1.7227
2035 | 4121 | MW | 312.463 | 401.1076 | 512.4742 | 155.6627 | -2360.668 | -2052.4927 | -2337.5125 | -5165.6485 | -953.0676 | -653.5943 | -73.866 | -94.8215 | -284.7284 | -20.6722
2035 | 4122 | MW | 357.1005 | 458.4087 | 585.6848 | 177.9002 | -2166.2601 | -1934.5333 | -2203.1727 | -4740.2421 | -875.7919 | -616.0314 | -79.3375 | -101.8453 | -306.6306 | -20.6722
2035 | 4123 | MW | 390.5787 | 501.3845 | 640.5928 | 200.1377 | -1860.7618 | -1698.6146 | -1934.4931 | -4071.7464 | -772.7575 | -540.9056 | -82.0733 | -105.3572 | -306.6306 | -20.6722
2035 | 4124 | MW | 390.5787 | 501.3845 | 640.5928 | 194.5784 | -1638.5813 | -1580.6553 | -1800.1533 | -3585.5677 | -708.3611 | -503.3427 | -82.0733 | -105.3572 | -284.7284 | -20.6722
2035 | 4125 | MW | 1071.3016 | 1375.2261 | 1757.0544 | 539.26 | -1471.9459 | -1462.6959 | -1665.8135 | -3220.9337 | -656.8439 | -465.7798 | -82.0733 | -105.3572 | -284.7284 | -20.6722
2035 | 4126 | MW | 1071.3016 | 1375.2261 | 1757.0544 | 539.26 | -1249.7654 | -1297.5528 | -1477.7378 | -2734.7551 | -592.4474 | -413.1918 | 0 | 0 | -21.9022 | 1.7227
2035 | 4127 | MW | 1015.5047 | 1303.5997 | 1665.5412 | 505.9038 | -1055.3575 | -1108.8179 | -1262.7941 | -2309.3487 | -502.2924 | -353.0912 | 19.1504 | 24.5833 | 43.8044 | 6.8907
2035 | 4128 | MW | 926.2295 | 1188.9976 | 1537.4226 | 461.4287 | -888.7221 | -943.6748 | -1074.7184 | -1944.7147 | -425.0166 | -300.5031 | 16.4147 | 21.0714 | 21.9022 | 6.8907
2035 | 4129 | MW | 836.9544 | 1074.3954 | 1372.6988 | 416.9536 | -722.0867 | -802.1236 | -913.5106 | -1580.0807 | -360.6202 | -255.4276 | 16.4147 | 21.0714 | 21.9022 | 8.6134
2035 | 4130 | MW | 736.5199 | 945.4679 | 1189.6723 | 366.9192 | -694.3141 | -754.9398 | -859.7747 | -1519.3084 | -334.8616 | -240.4025 | 13.6789 | 17.5595 | 21.9022 | 6.8907
2035 | 4131 | MW | 613.7666 | 787.8899 | 988.3431 | 305.766 | -666.5416 | -731.348 | -832.9068 | -1458.536 | -321.9823 | -232.8899 | 10.9431 | 14.0476 | 21.9022 | 6.8907
2035 | 4132 | MW | 502.1726 | 644.6372 | 823.6193 | 250.1722 | -666.5416 | -707.7561 | -806.0388 | -1458.536 | -334.8616 | -225.3773 | 8.2073 | 10.5357 | 21.9022 | 6.8907
2035 | 4133 | MW | 424.0569 | 544.3603 | 695.5007 | 211.2565 | -666.5416 | -636.9805 | -725.4349 | -1458.536 | -334.8616 | -202.8396 | 8.2073 | 10.5357 | 21.9022 | 5.168
2035 | 4134 | MW | 368.2599 | 472.734 | 603.9875 | 183.4596 | -694.3141 | -684.1642 | -779.1708 | -1519.3084 | -373.4995 | -217.8648 | 8.2073 | 10.5357 | 21.9022 | 5.168
2035 | 4135 | MW | 323.6224 | 415.4329 | 530.7769 | 166.7815 | -860.9495 | -825.7154 | -940.3786 | -1883.9424 | -437.8959 | -262.9402 | 8.2073 | 10.5357 | 21.9022 | 3.4454
2035 | 4136 | MW | 301.3036 | 386.7823 | 494.1716 | 150.1033 | -1083.13 | -990.8585 | -1128.4543 | -2370.1211 | -528.051 | -315.5283 | 8.2073 | 10.5357 | 21.9022 | 3.4454
2035 | 4137 | MW | 278.9848 | 358.1318 | 457.5663 | 144.5439 | -1277.538 | -1156.0016 | -1316.53 | -2795.5274 | -605.3267 | -368.1163 | 10.9431 | 14.0476 | 21.9022 | 3.4454
2035 | 4138 | MW | 312.463 | 401.1076 | 512.4742 | 155.6627 | -1444.1734 | -1297.5528 | -1477.7378 | -3160.1614 | -656.8439 | -413.1918 | 10.9431 | 14.0476 | 21.9022 | 3.4454
2035 | 4139 | MW | 368.2599 | 472.734 | 622.2901 | 183.4596 | -1583.0362 | -1415.5122 | -1612.0776 | -3464.0231 | -695.4818 | -450.7547 | 10.9431 | 14.0476 | 21.9022 | 3.4454
2035 | 4140 | MW | 457.5351 | 587.3361 | 732.106 | 239.0534 | -1694.1265 | -1486.2878 | -1692.6815 | -3707.1124 | -721.2404 | -473.2924 | 10.9431 | 14.0476 | 21.9022 | 5.168
2035 | 4141 | MW | 502.1726 | 644.6372 | 823.6193 | 261.2909 | -1777.4442 | -1557.0634 | -1773.2854 | -3889.4294 | -746.9989 | -495.8301 | 13.6789 | 17.5595 | 43.8044 | 5.168
2035 | 4142 | MW | 546.8102 | 701.9383 | 896.8299 | 272.4097 | -1805.2167 | -1604.2472 | -1827.0213 | -3950.2018 | -759.8782 | -510.8553 | 13.6789 | 17.5595 | 43.8044 | 5.168
2035 | 4143 | MW | 234.3472 | 300.8307 | 384.3557 | 116.747 | -1860.7618 | -1627.839 | -1853.8893 | -4071.7464 | -772.7575 | -518.3679 | 13.6789 | 17.5595 | 43.8044 | 5.168
2035 | 4144 | MW | 245.5066 | 315.156 | 402.6583 | 122.3064 | -1860.7618 | -1627.839 | -1853.8893 | -4071.7464 | -772.7575 | -518.3679 | 2.7358 | 3.5119 | -21.9022 | 1.7227
2035 | 4145 | MW | 267.8254 | 343.8065 | 457.5663 | 133.4252 | -1860.7618 | -1627.839 | -1853.8893 | -4071.7464 | -772.7575 | -518.3679 | -65.6586 | -84.2858 | -284.7284 | -13.7815
2035 | 4146 | MW | 290.1442 | 372.4571 | 475.8689 | 138.9845 | -1749.6716 | -1580.6553 | -1800.1533 | -3828.6571 | -734.1197 | -503.3427 | -73.866 | -94.8215 | -306.6306 | -15.5041
2035 | 4147 | MW | 301.3036 | 386.7823 | 494.1716 | 144.5439 | -1555.2636 | -1439.1041 | -1638.9456 | -3403.2507 | -669.7232 | -458.2672 | -79.3375 | -101.8453 | -306.6306 | -15.5041
2035 | 4148 | MW | 982.0265 | 1260.6239 | 1592.3306 | 494.785 | -1416.4008 | -1391.9203 | -1585.2096 | -3099.3891 | -631.0853 | -443.2421 | -82.0733 | -105.3572 | -284.7284 | -17.2268
2035 | 4149 | MW | 982.0265 | 1260.6239 | 1610.6332 | 494.785 | -1333.0831 | -1344.7366 | -1531.4737 | -2917.0721 | -605.3267 | -428.2169 | -82.0733 | -105.3572 | -262.8262 | -17.2268
2035 | 4150 | MW | 959.7077 | 1231.9734 | 1574.0279 | 478.1068 | -1166.4477 | -1203.1854 | -1370.266 | -2552.4381 | -540.9303 | -383.1415 | 2.7358 | 3.5119 | -21.9022 | 1.7227
2035 | 4151 | MW | 915.0701 | 1174.6723 | 1500.8173 | 455.8693 | -999.8123 | -1038.0423 | -1182.1902 | -2187.8041 | -463.6545 | -330.5534 | 21.8862 | 28.0953 | 43.8044 | 6.8907
2035 | 4152 | MW | 848.1138 | 1088.7206 | 1391.0014 | 422.513 | -833.1769 | -896.4911 | -1020.9825 | -1823.17 | -399.2581 | -285.478 | 19.1504 | 24.5833 | 21.9022 | 5.168
2035 | 4153 | MW | 769.998 | 988.4437 | 1262.8829 | 378.038 | -722.0867 | -802.1236 | -913.5106 | -1580.0807 | -347.7409 | -255.4276 | 13.6789 | 17.5595 | 21.9022 | 10.3361
2035 | 4154 | MW | 669.5635 | 859.5163 | 1098.159 | 333.5629 | -694.3141 | -754.9398 | -859.7747 | -1519.3084 | -334.8616 | -240.4025 | 10.9431 | 14.0476 | 21.9022 | 8.6134
2035 | 4155 | MW | 591.4478 | 759.2394 | 970.0405 | 294.6472 | -666.5416 | -707.7561 | -806.0388 | -1458.536 | -321.9823 | -225.3773 | 8.2073 | 10.5357 | 21.9022 | 8.6134
2035 | 4156 | MW | 524.4914 | 673.2878 | 860.2246 | 255.7316 | -666.5416 | -707.7561 | -806.0388 | -1458.536 | -321.9823 | -225.3773 | 8.2073 | 10.5357 | 21.9022 | 6.8907
2035 | 4157 | MW | 468.6945 | 601.6614 | 768.7113 | 233.494 | -638.769 | -613.3886 | -698.567 | -1397.7637 | -334.8616 | -195.327 | 8.2073 | 10.5357 | 21.9022 | 6.8907
2035 | 4158 | MW | 424.0569 | 544.3603 | 695.5007 | 211.2565 | -666.5416 | -660.5724 | -752.3029 | -1458.536 | -360.6202 | -210.3522 | 8.2073 | 10.5357 | 21.9022 | 6.8907
2035 | 4159 | MW | 368.2599 | 472.734 | 622.2901 | 183.4596 | -777.6318 | -754.9398 | -859.7747 | -1701.6254 | -412.1373 | -240.4025 | 8.2073 | 10.5357 | 21.9022 | 3.4454
2035 | 4160 | MW | 334.7818 | 429.7582 | 549.0795 | 161.2221 | -944.2672 | -872.8992 | -994.1145 | -2066.2594 | -463.6545 | -277.9654 | 8.2073 | 10.5357 | 21.9022 | 5.168
2035 | 4161 | MW | 312.463 | 401.1076 | 512.4742 | 155.6627 | -1110.9026 | -990.8585 | -1128.4543 | -2430.8934 | -515.1717 | -315.5283 | 8.2073 | 10.5357 | 21.9022 | 5.168
2035 | 4162 | MW | 334.7818 | 429.7582 | 549.0795 | 172.3408 | -1277.538 | -1108.8179 | -1262.7941 | -2795.5274 | -579.5681 | -353.0912 | 8.2073 | 10.5357 | 21.9022 | 5.168
2035 | 4163 | MW | 390.5787 | 501.3845 | 658.8954 | 200.1377 | -1444.1734 | -1203.1854 | -1370.266 | -3160.1614 | -618.206 | -383.1415 | 10.9431 | 14.0476 | 21.9022 | 5.168
2035 | 4164 | MW | 479.8539 | 615.9867 | 787.014 | 233.494 | -1555.2636 | -1273.961 | -1450.8698 | -3403.2507 | -643.9646 | -405.6792 | 10.9431 | 14.0476 | 43.8044 | 5.168
2035 | 4165 | MW | 513.332 | 658.9625 | 860.2246 | 255.7316 | -1666.3539 | -1344.7366 | -1531.4737 | -3646.3401 | -669.7232 | -428.2169 | 10.9431 | 14.0476 | 43.8044 | 5.168
2035 | 4166 | MW | 557.9696 | 716.2636 | 915.1325 | 277.9691 | -1721.899 | -1391.9203 | -1585.2096 | -3767.8848 | -695.4818 | -443.2421 | 10.9431 | 14.0476 | 43.8044 | 6.8907
2035 | 4167 | MW | 223.1878 | 286.5054 | 384.3557 | 111.1876 | -1777.4442 | -1462.6959 | -1665.8135 | -3889.4294 | -734.1197 | -465.7798 | 13.6789 | 17.5595 | 43.8044 | 6.8907
2035 | 4168 | MW | 256.666 | 329.4812 | 420.961 | 122.3064 | -1832.9893 | -1533.4715 | -1746.4174 | -4010.9741 | -759.8782 | -488.3176 | 0 | 0 | -21.9022 | 1.7227
2035 | 4169 | MW | 290.1442 | 372.4571 | 475.8689 | 144.5439 | -1832.9893 | -1580.6553 | -1800.1533 | -4010.9741 | -785.6368 | -503.3427 | -62.9229 | -80.7739 | -306.6306 | -17.2268
2035 | 4170 | MW | 301.3036 | 386.7823 | 494.1716 | 155.6627 | -1777.4442 | -1557.0634 | -1773.2854 | -3889.4294 | -772.7575 | -495.8301 | -68.3944 | -87.7977 | -328.5328 | -17.2268
2035 | 4171 | MW | 301.3036 | 386.7823 | 494.1716 | 155.6627 | -1610.8088 | -1486.2878 | -1692.6815 | -3524.7954 | -734.1197 | -473.2924 | -73.866 | -94.8215 | -328.5328 | -18.9495
2035 | 4172 | MW | 1004.3453 | 1289.2745 | 1628.9359 | 500.3444 | -1471.9459 | -1439.1041 | -1638.9456 | -3220.9337 | -682.6025 | -458.2672 | -79.3375 | -101.8453 | -306.6306 | -18.9495
2035 | 4173 | MW | 993.1859 | 1274.9492 | 1628.9359 | 494.785 | -1360.8557 | -1368.3285 | -1558.3417 | -2977.8444 | -643.9646 | -435.7295 | -76.6018 | -98.3334 | -306.6306 | -18.9495
2035 | 4174 | MW | 959.7077 | 1231.9734 | 1574.0279 | 478.1068 | -1194.2203 | -1226.7772 | -1397.1339 | -2613.2104 | -566.6889 | -390.654 | 0 | 0 | -21.9022 | 1.7227
2035 | 4175 | MW | 915.0701 | 1174.6723 | 1500.8173 | 455.8693 | -999.8123 | -1061.6341 | -1209.0582 | -2187.8041 | -476.5338 | -338.066 | 16.4147 | 21.0714 | 43.8044 | 6.8907
2035 | 4176 | MW | 848.1138 | 1088.7206 | 1391.0014 | 416.9536 | -833.1769 | -896.4911 | -1020.9825 | -1823.17 | -399.2581 | -285.478 | 16.4147 | 21.0714 | 43.8044 | 6.8907
2035 | 4177 | MW | 758.8386 | 974.1185 | 1244.5802 | 378.038 | -777.6318 | -825.7154 | -940.3786 | -1701.6254 | -386.3788 | -262.9402 | 16.4147 | 21.0714 | 21.9022 | 10.3361
2035 | 4178 | MW | 658.4041 | 845.191 | 1079.8564 | 328.0035 | -722.0867 | -778.5317 | -886.6427 | -1580.0807 | -360.6202 | -247.9151 | 10.9431 | 14.0476 | 21.9022 | 8.6134
2035 | 4179 | MW | 569.129 | 730.5889 | 933.4352 | 283.5285 | -694.3141 | -731.348 | -832.9068 | -1519.3084 | -347.7409 | -232.8899 | 10.9431 | 14.0476 | 21.9022 | 6.8907
2035 | 4180 | MW | 491.0132 | 630.312 | 805.3166 | 244.6128 | -722.0867 | -731.348 | -832.9068 | -1580.0807 | -360.6202 | -232.8899 | 8.2073 | 10.5357 | 21.9022 | 6.8907
2035 | 4181 | MW | 435.2163 | 558.6856 | 713.8034 | 216.8159 | -722.0867 | -660.5724 | -752.3029 | -1580.0807 | -373.4995 | -210.3522 | 8.2073 | 10.5357 | 21.9022 | 6.8907
2035 | 4182 | MW | 379.4193 | 487.0592 | 622.2901 | 183.4596 | -860.9495 | -778.5317 | -886.6427 | -1883.9424 | -437.8959 | -247.9151 | 8.2073 | 10.5357 | 21.9022 | 6.8907
2035 | 4183 | MW | 323.6224 | 415.4329 | 549.0795 | 161.2221 | -1138.6752 | -1038.0423 | -1182.1902 | -2491.6657 | -553.8096 | -330.5534 | 8.2073 | 10.5357 | 21.9022 | 3.4454
2035 | 4184 | MW | 301.3036 | 386.7823 | 475.8689 | 161.2221 | -1471.9459 | -1321.1447 | -1504.6058 | -3220.9337 | -708.3611 | -420.7044 | 8.2073 | 10.5357 | 21.9022 | 3.4454
2035 | 4185 | MW | 278.9848 | 358.1318 | 457.5663 | 144.5439 | -1749.6716 | -1557.0634 | -1773.2854 | -3828.6571 | -824.2747 | -495.8301 | 8.2073 | 10.5357 | 21.9022 | 3.4454
2035 | 4186 | MW | 256.666 | 329.4812 | 420.961 | 127.8658 | -1971.8521 | -1722.2065 | -1961.3611 | -4314.8358 | -927.309 | -548.4182 | 8.2073 | 10.5357 | 21.9022 | 3.4454
2035 | 4187 | MW | 256.666 | 329.4812 | 420.961 | 133.4252 | -2166.2601 | -1887.3496 | -2149.4368 | -4740.2421 | -991.7055 | -601.0062 | 10.9431 | 14.0476 | 21.9022 | 5.168
2035 | 4188 | MW | 312.463 | 401.1076 | 512.4742 | 161.2221 | -2305.1229 | -1958.1252 | -2230.0407 | -5044.1038 | -1030.3434 | -623.544 | 10.9431 | 14.0476 | 21.9022 | 5.168
2035 | 4189 | MW | 345.9411 | 444.0834 | 585.6848 | 172.3408 | -2416.2131 | -2028.9008 | -2310.6446 | -5287.1931 | -1043.2227 | -646.0817 | 10.9431 | 14.0476 | 43.8044 | 5.168
2035 | 4190 | MW | 379.4193 | 487.0592 | 622.2901 | 189.019 | -2499.5308 | -2099.6764 | -2391.2485 | -5469.5101 | -1056.102 | -668.6194 | 13.6789 | 17.5595 | 43.8044 | 5.168
2035 | 4191 | MW | 457.5351 | 587.3361 | 768.7113 | 222.3753 | -2527.3034 | -2123.2683 | -2418.1164 | -5530.2825 | -1068.9812 | -676.132 | 13.6789 | 17.5595 | 43.8044 | 5.168
2035 | 4192 | MW | 245.5066 | 315.156 | 402.6583 | 122.3064 | -2499.5308 | -2170.452 | -2471.8523 | -5469.5101 | -1081.8605 | -691.1572 | 0 | 0 | -21.9022 | 1.7227
2035 | 4193 | MW | 301.3036 | 386.7823 | 494.1716 | 155.6627 | -2443.9857 | -2170.452 | -2471.8523 | -5347.9655 | -1081.8605 | -691.1572 | -71.1302 | -91.3096 | -328.5328 | -20.6722
2035 | 4194 | MW | 345.9411 | 444.0834 | 567.3822 | 177.9002 | -2277.3503 | -2052.4927 | -2337.5125 | -4983.3314 | -1017.4641 | -653.5943 | -76.6018 | -98.3334 | -328.5328 | -22.3949
2035 | 4195 | MW | 379.4193 | 487.0592 | 622.2901 | 189.019 | -1944.0795 | -1792.9821 | -2041.965 | -4254.0634 | -888.6712 | -570.9559 | -84.8091 | -108.8691 | -328.5328 | -24.1176
2035 | 4196 | MW | 379.4193 | 487.0592 | 622.2901 | 194.5784 | -1721.899 | -1675.0228 | -1907.6252 | -3767.8848 | -798.5161 | -533.393 | -90.2806 | -115.8929 | -306.6306 | -24.1176
2035 | 4197 | MW | 1093.6204 | 1403.8766 | 1793.6597 | 550.3788 | -1555.2636 | -1533.4715 | -1746.4174 | -3403.2507 | -734.1197 | -488.3176 | -90.2806 | -115.8929 | -306.6306 | -24.1176
2035 | 4198 | MW | 1104.7798 | 1418.2019 | 1793.6597 | 550.3788 | -1333.0831 | -1344.7366 | -1531.4737 | -2917.0721 | -631.0853 | -428.2169 | 0 | 0 | -21.9022 | 1.7227
2035 | 4199 | MW | 1048.9828 | 1346.5755 | 1720.4491 | 517.0225 | -1110.9026 | -1132.4098 | -1289.6621 | -2430.8934 | -528.051 | -360.6037 | 19.1504 | 24.5833 | 43.8044 | 6.8907
2035 | 4200 | MW | 970.8671 | 1246.2986 | 1592.3306 | 478.1068 | -916.4946 | -967.2667 | -1101.5864 | -2005.487 | -437.8959 | -308.0157 | 19.1504 | 24.5833 | 43.8044 | 6.8907
2035 | 4201 | MW | 881.592 | 1131.6965 | 1445.9094 | 433.6318 | -805.4044 | -849.3073 | -967.2466 | -1762.3977 | -386.3788 | -270.4528 | 16.4147 | 21.0714 | 43.8044 | 12.0588
2035 | 4202 | MW | 781.1574 | 1002.769 | 1281.1855 | 383.5973 | -749.8593 | -802.1236 | -913.5106 | -1640.853 | -360.6202 | -255.4276 | 13.6789 | 17.5595 | 21.9022 | 8.6134
2035 | 4203 | MW | 658.4041 | 845.191 | 1079.8564 | 328.0035 | -722.0867 | -754.9398 | -859.7747 | -1580.0807 | -347.7409 | -240.4025 | 10.9431 | 14.0476 | 21.9022 | 8.6134
2035 | 4204 | MW | 557.9696 | 716.2636 | 915.1325 | 277.9691 | -722.0867 | -754.9398 | -859.7747 | -1580.0807 | -360.6202 | -240.4025 | 8.2073 | 10.5357 | 21.9022 | 6.8907
2035 | 4205 | MW | 468.6945 | 601.6614 | 768.7113 | 233.494 | -749.8593 | -684.1642 | -779.1708 | -1640.853 | -373.4995 | -217.8648 | 8.2073 | 10.5357 | 21.9022 | 6.8907
2035 | 4206 | MW | 379.4193 | 487.0592 | 640.5928 | 189.019 | -888.7221 | -802.1236 | -913.5106 | -1944.7147 | -437.8959 | -255.4276 | 8.2073 | 10.5357 | 21.9022 | 6.8907
2035 | 4207 | MW | 301.3036 | 386.7823 | 512.4742 | 155.6627 | -1138.6752 | -1038.0423 | -1182.1902 | -2491.6657 | -553.8096 | -330.5534 | 8.2073 | 10.5357 | 21.9022 | 3.4454
2035 | 4208 | MW | 278.9848 | 358.1318 | 457.5663 | 144.5439 | -1499.7185 | -1321.1447 | -1504.6058 | -3281.7061 | -708.3611 | -420.7044 | 8.2073 | 10.5357 | 21.9022 | 3.4454
2035 | 4209 | MW | 245.5066 | 315.156 | 402.6583 | 127.8658 | -1777.4442 | -1557.0634 | -1773.2854 | -3889.4294 | -850.0333 | -495.8301 | 10.9431 | 14.0476 | 21.9022 | 3.4454
2035 | 4210 | MW | 223.1878 | 286.5054 | 384.3557 | 116.747 | -1971.8521 | -1745.7984 | -1988.2291 | -4314.8358 | -953.0676 | -555.9308 | 10.9431 | 14.0476 | 21.9022 | 5.168
2035 | 4211 | MW | 234.3472 | 300.8307 | 384.3557 | 127.8658 | -2110.7149 | -1887.3496 | -2149.4368 | -4618.6974 | -1056.102 | -601.0062 | 10.9431 | 14.0476 | 43.8044 | 5.168
2035 | 4212 | MW | 290.1442 | 372.4571 | 475.8689 | 155.6627 | -2221.8052 | -1981.7171 | -2256.9087 | -4861.7868 | -1094.7398 | -631.0565 | 13.6789 | 17.5595 | 43.8044 | 5.168
2035 | 4213 | MW | 323.6224 | 415.4329 | 549.0795 | 161.2221 | -2277.3503 | -2099.6764 | -2391.2485 | -4983.3314 | -1107.6191 | -668.6194 | 13.6789 | 17.5595 | 43.8044 | 5.168
2035 | 4214 | MW | 368.2599 | 472.734 | 603.9875 | 183.4596 | -2360.668 | -2170.452 | -2471.8523 | -5165.6485 | -1120.4984 | -691.1572 | 16.4147 | 21.0714 | 43.8044 | 6.8907
2035 | 4215 | MW | 446.3757 | 573.0109 | 732.106 | 222.3753 | -2388.4406 | -2217.6358 | -2525.5883 | -5226.4208 | -1133.3777 | -706.1823 | 16.4147 | 21.0714 | 65.7066 | 6.8907
2035 | 4216 | MW | 245.5066 | 315.156 | 402.6583 | 122.3064 | -2388.4406 | -2217.6358 | -2525.5883 | -5226.4208 | -1146.257 | -706.1823 | 0 | 0 | -21.9022 | 1.7227
2035 | 4217 | MW | 301.3036 | 386.7823 | 494.1716 | 155.6627 | -2305.1229 | -2170.452 | -2471.8523 | -5044.1038 | -1146.257 | -691.1572 | -79.3375 | -101.8453 | -328.5328 | -18.9495
2035 | 4218 | MW | 357.1005 | 458.4087 | 585.6848 | 177.9002 | -2138.4875 | -2028.9008 | -2310.6446 | -4679.4698 | -1068.9812 | -646.0817 | -84.8091 | -108.8691 | -350.435 | -20.6722
2035 | 4219 | MW | 390.5787 | 501.3845 | 622.2901 | 189.019 | -1860.7618 | -1769.3902 | -2015.097 | -4071.7464 | -940.1883 | -563.4433 | -90.2806 | -115.8929 | -328.5328 | -22.3949
2035 | 4220 | MW | 379.4193 | 487.0592 | 622.2901 | 189.019 | -1666.3539 | -1627.839 | -1853.8893 | -3646.3401 | -837.154 | -518.3679 | -93.0164 | -119.4048 | -306.6306 | -24.1176
2035 | 4221 | MW | 1082.461 | 1389.5514 | 1757.0544 | 544.8194 | -1527.4911 | -1509.8797 | -1719.5494 | -3342.4784 | -746.9989 | -480.805 | -93.0164 | -119.4048 | -306.6306 | -25.8402
2035 | 4222 | MW | 1082.461 | 1389.5514 | 1775.3571 | 539.26 | -1305.3105 | -1321.1447 | -1504.6058 | -2856.2997 | -643.9646 | -420.7044 | 0 | 0 | -21.9022 | 1.7227
2035 | 4223 | MW | 1026.6641 | 1317.925 | 1683.8438 | 505.9038 | -1110.9026 | -1132.4098 | -1289.6621 | -2430.8934 | -528.051 | -360.6037 | 21.8862 | 28.0953 | 43.8044 | 8.6134
2035 | 4224 | MW | 937.3889 | 1203.3228 | 1537.4226 | 461.4287 | -916.4946 | -943.6748 | -1074.7184 | -2005.487 | -437.8959 | -300.5031 | 19.1504 | 24.5833 | 43.8044 | 6.8907
2035 | 4225 | MW | 848.1138 | 1088.7206 | 1391.0014 | 422.513 | -805.4044 | -849.3073 | -967.2466 | -1762.3977 | -386.3788 | -270.4528 | 13.6789 | 17.5595 | 21.9022 | 10.3361
2035 | 4226 | MW | 747.6793 | 959.7932 | 1226.2776 | 372.4786 | -749.8593 | -778.5317 | -886.6427 | -1640.853 | -360.6202 | -247.9151 | 13.6789 | 17.5595 | 21.9022 | 8.6134
2035 | 4227 | MW | 624.9259 | 802.2152 | 1024.9484 | 311.3254 | -722.0867 | -754.9398 | -859.7747 | -1580.0807 | -360.6202 | -240.4025 | 10.9431 | 14.0476 | 21.9022 | 6.8907
2035 | 4228 | MW | 524.4914 | 673.2878 | 860.2246 | 255.7316 | -722.0867 | -754.9398 | -859.7747 | -1580.0807 | -360.6202 | -240.4025 | 10.9431 | 14.0476 | 21.9022 | 6.8907
2035 | 4229 | MW | 424.0569 | 544.3603 | 713.8034 | 211.2565 | -749.8593 | -684.1642 | -779.1708 | -1640.853 | -386.3788 | -217.8648 | 8.2073 | 10.5357 | 21.9022 | 6.8907
2035 | 4230 | MW | 345.9411 | 444.0834 | 585.6848 | 172.3408 | -860.9495 | -802.1236 | -913.5106 | -1883.9424 | -437.8959 | -255.4276 | 8.2073 | 10.5357 | 21.9022 | 6.8907
2035 | 4231 | MW | 278.9848 | 358.1318 | 475.8689 | 138.9845 | -1138.6752 | -1014.4504 | -1155.3223 | -2491.6657 | -553.8096 | -323.0408 | 8.2073 | 10.5357 | 21.9022 | 3.4454
2035 | 4232 | MW | 256.666 | 329.4812 | 420.961 | 138.9845 | -1471.9459 | -1273.961 | -1450.8698 | -3220.9337 | -721.2404 | -405.6792 | 8.2073 | 10.5357 | 21.9022 | 3.4454
2035 | 4233 | MW | 234.3472 | 300.8307 | 384.3557 | 122.3064 | -1749.6716 | -1533.4715 | -1746.4174 | -3828.6571 | -850.0333 | -488.3176 | 8.2073 | 10.5357 | 21.9022 | 3.4454
2035 | 4234 | MW | 212.0284 | 272.1802 | 347.7504 | 111.1876 | -1916.307 | -1698.6146 | -1934.4931 | -4193.2911 | -940.1883 | -540.9056 | 10.9431 | 14.0476 | 21.9022 | 3.4454
2035 | 4235 | MW | 234.3472 | 300.8307 | 366.053 | 122.3064 | -2082.9424 | -1816.574 | -2068.8329 | -4557.9251 | -1030.3434 | -578.4685 | 10.9431 | 14.0476 | 21.9022 | 5.168
2035 | 4236 | MW | 290.1442 | 372.4571 | 475.8689 | 150.1033 | -2166.2601 | -1910.9415 | -2176.3048 | -4740.2421 | -1081.8605 | -608.5188 | 13.6789 | 17.5595 | 43.8044 | 5.168
2035 | 4237 | MW | 323.6224 | 415.4329 | 530.7769 | 161.2221 | -2249.5778 | -1981.7171 | -2256.9087 | -4922.5591 | -1107.6191 | -631.0565 | 16.4147 | 21.0714 | 43.8044 | 5.168
2035 | 4238 | MW | 368.2599 | 472.734 | 603.9875 | 183.4596 | -2277.3503 | -2028.9008 | -2310.6446 | -4983.3314 | -1146.257 | -646.0817 | 16.4147 | 21.0714 | 43.8044 | 5.168
2035 | 4239 | MW | 446.3757 | 573.0109 | 732.106 | 216.8159 | -2305.1229 | -2076.0846 | -2364.3805 | -5044.1038 | -1159.1363 | -661.1068 | 19.1504 | 24.5833 | 43.8044 | 5.168
2035 | 4240 | MW | 245.5066 | 315.156 | 402.6583 | 122.3064 | -2305.1229 | -2076.0846 | -2364.3805 | -5044.1038 | -1146.257 | -661.1068 | 0 | 0 | -21.9022 | 1.7227
2035 | 4241 | MW | 312.463 | 401.1076 | 512.4742 | 155.6627 | -2249.5778 | -2076.0846 | -2364.3805 | -4922.5591 | -1120.4984 | -661.1068 | -84.8091 | -108.8691 | -328.5328 | -20.6722
2035 | 4242 | MW | 357.1005 | 458.4087 | 585.6848 | 177.9002 | -2055.1698 | -1934.5333 | -2203.1727 | -4497.1528 | -1030.3434 | -616.0314 | -90.2806 | -115.8929 | -350.435 | -22.3949
2035 | 4243 | MW | 390.5787 | 501.3845 | 640.5928 | 194.5784 | -1805.2167 | -1698.6146 | -1934.4931 | -3950.2018 | -888.6712 | -540.9056 | -90.2806 | -115.8929 | -350.435 | -22.3949
2035 | 4244 | MW | 390.5787 | 501.3845 | 622.2901 | 194.5784 | -1638.5813 | -1557.0634 | -1773.2854 | -3585.5677 | -785.6368 | -495.8301 | -90.2806 | -115.8929 | -328.5328 | -24.1176
2035 | 4245 | MW | 1082.461 | 1389.5514 | 1775.3571 | 544.8194 | -1499.7185 | -1462.6959 | -1665.8135 | -3281.7061 | -708.3611 | -465.7798 | -84.8091 | -108.8691 | -306.6306 | -22.3949
2035 | 4246 | MW | 1082.461 | 1389.5514 | 1775.3571 | 539.26 | -1305.3105 | -1273.961 | -1450.8698 | -2856.2997 | -618.206 | -405.6792 | 0 | 0 | -21.9022 | 1.7227
2035 | 4247 | MW | 1026.6641 | 1317.925 | 1683.8438 | 505.9038 | -1083.13 | -1085.226 | -1235.9262 | -2370.1211 | -515.1717 | -345.5786 | 19.1504 | 24.5833 | 43.8044 | 6.8907
2035 | 4248 | MW | 937.3889 | 1203.3228 | 1537.4226 | 461.4287 | -916.4946 | -920.0829 | -1047.8504 | -2005.487 | -437.8959 | -292.9905 | 16.4147 | 21.0714 | 43.8044 | 6.8907
2035 | 4249 | MW | 848.1138 | 1088.7206 | 1391.0014 | 416.9536 | -777.6318 | -802.1236 | -913.5106 | -1701.6254 | -373.4995 | -255.4276 | 21.8862 | 28.0953 | 43.8044 | 10.3361
2035 | 4250 | MW | 736.5199 | 945.4679 | 1207.9749 | 366.9192 | -722.0867 | -754.9398 | -859.7747 | -1580.0807 | -347.7409 | -240.4025 | 13.6789 | 17.5595 | 43.8044 | 8.6134
2035 | 4251 | MW | 613.7666 | 787.8899 | 1006.6458 | 305.766 | -722.0867 | -731.348 | -832.9068 | -1580.0807 | -347.7409 | -232.8899 | 10.9431 | 14.0476 | 21.9022 | 6.8907
2035 | 4252 | MW | 502.1726 | 644.6372 | 841.9219 | 250.1722 | -722.0867 | -731.348 | -832.9068 | -1580.0807 | -347.7409 | -232.8899 | 10.9431 | 14.0476 | 21.9022 | 6.8907
2035 | 4253 | MW | 412.8975 | 530.0351 | 677.1981 | 205.6971 | -722.0867 | -660.5724 | -752.3029 | -1580.0807 | -373.4995 | -210.3522 | 8.2073 | 10.5357 | 21.9022 | 6.8907
2035 | 4254 | MW | 334.7818 | 429.7582 | 567.3822 | 166.7815 | -860.9495 | -778.5317 | -886.6427 | -1883.9424 | -437.8959 | -247.9151 | 8.2073 | 10.5357 | 21.9022 | 6.8907
2035 | 4255 | MW | 267.8254 | 343.8065 | 457.5663 | 133.4252 | -1110.9026 | -990.8585 | -1128.4543 | -2430.8934 | -553.8096 | -315.5283 | 8.2073 | 10.5357 | 21.9022 | 3.4454
2035 | 4256 | MW | 256.666 | 329.4812 | 420.961 | 127.8658 | -1444.1734 | -1250.3691 | -1424.0019 | -3160.1614 | -721.2404 | -398.1666 | 8.2073 | 10.5357 | 21.9022 | 3.4454
2035 | 4257 | MW | 223.1878 | 286.5054 | 366.053 | 116.747 | -1721.899 | -1486.2878 | -1692.6815 | -3767.8848 | -837.154 | -473.2924 | 10.9431 | 14.0476 | 21.9022 | 3.4454
2035 | 4258 | MW | 212.0284 | 272.1802 | 347.7504 | 105.6283 | -1916.307 | -1651.4309 | -1880.7572 | -4193.2911 | -927.309 | -525.8804 | 10.9431 | 14.0476 | 43.8044 | 3.4454
2035 | 4259 | MW | 223.1878 | 286.5054 | 366.053 | 116.747 | -2082.9424 | -1792.9821 | -2041.965 | -4557.9251 | -991.7055 | -570.9559 | 10.9431 | 14.0476 | 43.8044 | 5.168
2035 | 4260 | MW | 278.9848 | 358.1318 | 457.5663 | 150.1033 | -2166.2601 | -1887.3496 | -2149.4368 | -4740.2421 | -1017.4641 | -601.0062 | 13.6789 | 17.5595 | 43.8044 | 5.168
2035 | 4261 | MW | 312.463 | 401.1076 | 530.7769 | 161.2221 | -2221.8052 | -1958.1252 | -2230.0407 | -4861.7868 | -1030.3434 | -623.544 | 13.6789 | 17.5595 | 43.8044 | 5.168
2035 | 4262 | MW | 357.1005 | 458.4087 | 585.6848 | 177.9002 | -2277.3503 | -2005.3089 | -2283.7766 | -4983.3314 | -1043.2227 | -638.5691 | 16.4147 | 21.0714 | 65.7066 | 5.168
2035 | 4263 | MW | 435.2163 | 558.6856 | 713.8034 | 211.2565 | -2305.1229 | -2052.4927 | -2337.5125 | -5044.1038 | -1056.102 | -653.5943 | 19.1504 | 24.5833 | 65.7066 | 5.168
2035 | 4264 | MW | 245.5066 | 315.156 | 402.6583 | 122.3064 | -2305.1229 | -2052.4927 | -2337.5125 | -5044.1038 | -1068.9812 | -653.5943 | 0 | 0 | -21.9022 | 1.7227
2035 | 4265 | MW | 312.463 | 401.1076 | 512.4742 | 161.2221 | -2221.8052 | -2052.4927 | -2337.5125 | -4861.7868 | -1056.102 | -653.5943 | -93.0164 | -119.4048 | -372.3372 | -20.6722
2035 | 4266 | MW | 357.1005 | 458.4087 | 585.6848 | 177.9002 | -2027.3972 | -1910.9415 | -2176.3048 | -4436.3804 | -965.9469 | -608.5188 | -98.488 | -126.4287 | -372.3372 | -20.6722
2035 | 4267 | MW | 390.5787 | 501.3845 | 640.5928 | 200.1377 | -1777.4442 | -1651.4309 | -1880.7572 | -3889.4294 | -824.2747 | -525.8804 | -106.6953 | -136.9644 | -372.3372 | -22.3949
2035 | 4268 | MW | 390.5787 | 501.3845 | 622.2901 | 194.5784 | -1583.0362 | -1533.4715 | -1746.4174 | -3464.0231 | -734.1197 | -488.3176 | -109.4311 | -140.4763 | -350.435 | -24.1176
2035 | 4269 | MW | 1071.3016 | 1375.2261 | 1757.0544 | 539.26 | -1444.1734 | -1439.1041 | -1638.9456 | -3160.1614 | -669.7232 | -458.2672 | -109.4311 | -140.4763 | -350.435 | -22.3949
2035 | 4270 | MW | 1071.3016 | 1375.2261 | 1757.0544 | 533.7007 | -1249.7654 | -1273.961 | -1450.8698 | -2734.7551 | -592.4474 | -405.6792 | 0 | 0 | 0 | 1.7227
2035 | 4271 | MW | 1015.5047 | 1303.5997 | 1665.5412 | 500.3444 | -1055.3575 | -1085.226 | -1235.9262 | -2309.3487 | -502.2924 | -345.5786 | 27.3578 | 35.1191 | 65.7066 | 6.8907
2035 | 4272 | MW | 926.2295 | 1188.9976 | 1519.12 | 455.8693 | -888.7221 | -920.0829 | -1047.8504 | -1944.7147 | -425.0166 | -292.9905 | 24.622 | 31.6072 | 43.8044 | 6.8907
2035 | 4273 | MW | 836.9544 | 1074.3954 | 1372.6988 | 411.3943 | -777.6318 | -825.7154 | -940.3786 | -1701.6254 | -373.4995 | -262.9402 | 13.6789 | 17.5595 | 43.8044 | 10.3361
2035 | 4274 | MW | 725.3605 | 931.1427 | 1207.9749 | 361.3598 | -722.0867 | -778.5317 | -886.6427 | -1580.0807 | -347.7409 | -247.9151 | 10.9431 | 14.0476 | 21.9022 | 8.6134
2035 | 4275 | MW | 613.7666 | 787.8899 | 1006.6458 | 300.2066 | -722.0867 | -731.348 | -832.9068 | -1580.0807 | -334.8616 | -232.8899 | 8.2073 | 10.5357 | 21.9022 | 6.8907
2035 | 4276 | MW | 502.1726 | 644.6372 | 823.6193 | 244.6128 | -722.0867 | -731.348 | -832.9068 | -1580.0807 | -347.7409 | -232.8899 | 8.2073 | 10.5357 | 21.9022 | 6.8907
2035 | 4277 | MW | 412.8975 | 530.0351 | 677.1981 | 200.1377 | -722.0867 | -684.1642 | -779.1708 | -1580.0807 | -373.4995 | -217.8648 | 8.2073 | 10.5357 | 21.9022 | 6.8907
2035 | 4278 | MW | 334.7818 | 429.7582 | 549.0795 | 161.2221 | -860.9495 | -778.5317 | -886.6427 | -1883.9424 | -437.8959 | -247.9151 | 5.4716 | 7.0238 | 21.9022 | 6.8907
2035 | 4279 | MW | 267.8254 | 343.8065 | 457.5663 | 133.4252 | -1110.9026 | -990.8585 | -1128.4543 | -2430.8934 | -553.8096 | -315.5283 | 5.4716 | 7.0238 | 21.9022 | 3.4454
2035 | 4280 | MW | 245.5066 | 315.156 | 420.961 | 133.4252 | -1444.1734 | -1250.3691 | -1424.0019 | -3160.1614 | -695.4818 | -398.1666 | 8.2073 | 10.5357 | 21.9022 | 3.4454
2035 | 4281 | MW | 223.1878 | 286.5054 | 366.053 | 116.747 | -1694.1265 | -1462.6959 | -1665.8135 | -3707.1124 | -798.5161 | -465.7798 | 8.2073 | 10.5357 | 21.9022 | 3.4454
2035 | 4282 | MW | 212.0284 | 272.1802 | 347.7504 | 105.6283 | -1888.5344 | -1651.4309 | -1880.7572 | -4132.5188 | -862.9126 | -525.8804 | 8.2073 | 10.5357 | 21.9022 | 3.4454
2035 | 4283 | MW | 223.1878 | 286.5054 | 366.053 | 116.747 | -2055.1698 | -1792.9821 | -2041.965 | -4497.1528 | -927.309 | -570.9559 | 8.2073 | 10.5357 | 21.9022 | 5.168
2035 | 4284 | MW | 290.1442 | 372.4571 | 457.5663 | 144.5439 | -2166.2601 | -1863.7577 | -2122.5689 | -4740.2421 | -953.0676 | -593.4936 | 10.9431 | 14.0476 | 43.8044 | 5.168
2035 | 4285 | MW | 312.463 | 401.1076 | 530.7769 | 155.6627 | -2221.8052 | -1934.5333 | -2203.1727 | -4861.7868 | -965.9469 | -616.0314 | 10.9431 | 14.0476 | 43.8044 | 5.168
2035 | 4286 | MW | 357.1005 | 458.4087 | 585.6848 | 177.9002 | -2277.3503 | -1981.7171 | -2256.9087 | -4983.3314 | -978.8262 | -631.0565 | 13.6789 | 17.5595 | 43.8044 | 5.168
2035 | 4287 | MW | 435.2163 | 558.6856 | 732.106 | 211.2565 | -2277.3503 | -2028.9008 | -2310.6446 | -4983.3314 | -978.8262 | -646.0817 | 13.6789 | 17.5595 | 43.8044 | 6.8907
2035 | 4288 | MW | 245.5066 | 315.156 | 402.6583 | 122.3064 | -2277.3503 | -2052.4927 | -2337.5125 | -4983.3314 | -978.8262 | -653.5943 | -2.7358 | -3.5119 | -21.9022 | 1.7227
2035 | 4289 | MW | 312.463 | 401.1076 | 512.4742 | 155.6627 | -2221.8052 | -2028.9008 | -2310.6446 | -4861.7868 | -965.9469 | -646.0817 | -82.0733 | -105.3572 | -328.5328 | -22.3949
2035 | 4290 | MW | 357.1005 | 458.4087 | 585.6848 | 177.9002 | -2027.3972 | -1863.7577 | -2122.5689 | -4436.3804 | -888.6712 | -593.4936 | -87.5449 | -112.381 | -328.5328 | -22.3949
2035 | 4291 | MW | 390.5787 | 501.3845 | 640.5928 | 194.5784 | -1749.6716 | -1627.839 | -1853.8893 | -3828.6571 | -785.6368 | -518.3679 | -95.7522 | -122.9167 | -328.5328 | -24.1176
2035 | 4292 | MW | 390.5787 | 501.3845 | 640.5928 | 194.5784 | -1555.2636 | -1509.8797 | -1719.5494 | -3403.2507 | -708.3611 | -480.805 | -98.488 | -126.4287 | -306.6306 | -22.3949
2035 | 4293 | MW | 1082.461 | 1389.5514 | 1757.0544 | 544.8194 | -1416.4008 | -1415.5122 | -1612.0776 | -3099.3891 | -656.8439 | -450.7547 | -98.488 | -126.4287 | -284.7284 | -22.3949
2035 | 4294 | MW | 1082.461 | 1389.5514 | 1775.3571 | 544.8194 | -1221.9929 | -1226.7772 | -1397.1339 | -2673.9827 | -579.5681 | -390.654 | -2.7358 | -3.5119 | -21.9022 | 1.7227
2035 | 4295 | MW | 1026.6641 | 1317.925 | 1665.5412 | 511.4631 | -1027.5849 | -1061.6341 | -1209.0582 | -2248.5764 | -489.4131 | -338.066 | 19.1504 | 24.5833 | 43.8044 | 6.8907
2035 | 4296 | MW | 937.3889 | 1203.3228 | 1537.4226 | 461.4287 | -860.9495 | -920.0829 | -1047.8504 | -1883.9424 | -412.1373 | -292.9905 | 16.4147 | 21.0714 | 43.8044 | 6.8907
2035 | 4297 | MW | 836.9544 | 1074.3954 | 1372.6988 | 416.9536 | -749.8593 | -802.1236 | -913.5106 | -1640.853 | -347.7409 | -255.4276 | 16.4147 | 21.0714 | 87.6087 | 10.3361
2035 | 4298 | MW | 725.3605 | 931.1427 | 1189.6723 | 361.3598 | -694.3141 | -754.9398 | -859.7747 | -1519.3084 | -334.8616 | -240.4025 | 10.9431 | 14.0476 | 65.7066 | 8.6134
2035 | 4299 | MW | 602.6072 | 773.5647 | 988.3431 | 300.2066 | -666.5416 | -707.7561 | -806.0388 | -1458.536 | -321.9823 | -225.3773 | 8.2073 | 10.5357 | 65.7066 | 6.8907
2035 | 4300 | MW | 502.1726 | 644.6372 | 823.6193 | 250.1722 | -666.5416 | -707.7561 | -806.0388 | -1458.536 | -321.9823 | -225.3773 | 8.2073 | 10.5357 | 65.7066 | 6.8907
2035 | 4301 | MW | 424.0569 | 544.3603 | 695.5007 | 211.2565 | -666.5416 | -636.9805 | -725.4349 | -1458.536 | -334.8616 | -202.8396 | 8.2073 | 10.5357 | 65.7066 | 6.8907
2035 | 4302 | MW | 368.2599 | 472.734 | 603.9875 | 177.9002 | -722.0867 | -684.1642 | -779.1708 | -1580.0807 | -360.6202 | -217.8648 | 8.2073 | 10.5357 | 65.7066 | 6.8907
2035 | 4303 | MW | 323.6224 | 415.4329 | 549.0795 | 155.6627 | -860.9495 | -802.1236 | -913.5106 | -1883.9424 | -425.0166 | -255.4276 | 8.2073 | 10.5357 | 65.7066 | 3.4454
2035 | 4304 | MW | 290.1442 | 372.4571 | 475.8689 | 144.5439 | -1055.3575 | -967.2667 | -1101.5864 | -2309.3487 | -515.1717 | -308.0157 | 8.2073 | 10.5357 | 65.7066 | 3.4454
2035 | 4305 | MW | 267.8254 | 343.8065 | 439.2636 | 138.9845 | -1221.9929 | -1108.8179 | -1262.7941 | -2673.9827 | -579.5681 | -353.0912 | 8.2073 | 10.5357 | 65.7066 | 5.168
2035 | 4306 | MW | 301.3036 | 386.7823 | 494.1716 | 150.1033 | -1388.6282 | -1250.3691 | -1424.0019 | -3038.6167 | -631.0853 | -398.1666 | 10.9431 | 14.0476 | 87.6087 | 5.168
2035 | 4307 | MW | 368.2599 | 472.734 | 603.9875 | 183.4596 | -1527.4911 | -1368.3285 | -1558.3417 | -3342.4784 | -669.7232 | -435.7295 | 10.9431 | 14.0476 | 87.6087 | 5.168
2035 | 4308 | MW | 446.3757 | 573.0109 | 732.106 | 222.3753 | -1610.8088 | -1439.1041 | -1638.9456 | -3524.7954 | -708.3611 | -458.2672 | 10.9431 | 14.0476 | 109.5109 | 5.168
2035 | 4309 | MW | 479.8539 | 615.9867 | 787.014 | 244.6128 | -1694.1265 | -1486.2878 | -1692.6815 | -3707.1124 | -734.1197 | -473.2924 | 10.9431 | 14.0476 | 109.5109 | 5.168
2035 | 4310 | MW | 535.6508 | 687.613 | 878.5272 | 272.4097 | -1749.6716 | -1557.0634 | -1773.2854 | -3828.6571 | -759.8782 | -495.8301 | 13.6789 | 17.5595 | 131.4131 | 5.168
2035 | 4311 | MW | 212.0284 | 272.1802 | 347.7504 | 111.1876 | -1777.4442 | -1580.6553 | -1800.1533 | -3889.4294 | -772.7575 | -503.3427 | 13.6789 | 17.5595 | 153.3153 | 5.168
2035 | 4312 | MW | 234.3472 | 300.8307 | 384.3557 | 116.747 | -1777.4442 | -1580.6553 | -1800.1533 | -3889.4294 | -785.6368 | -503.3427 | 0 | 0 | 87.6087 | 1.7227
2035 | 4313 | MW | 256.666 | 329.4812 | 420.961 | 133.4252 | -1749.6716 | -1604.2472 | -1827.0213 | -3828.6571 | -798.5161 | -510.8553 | -65.6586 | -84.2858 | -262.8262 | -15.5041
2035 | 4314 | MW | 267.8254 | 343.8065 | 439.2636 | 133.4252 | -1638.5813 | -1557.0634 | -1773.2854 | -3585.5677 | -772.7575 | -495.8301 | -71.1302 | -91.3096 | -262.8262 | -15.5041
2035 | 4315 | MW | 278.9848 | 358.1318 | 457.5663 | 138.9845 | -1444.1734 | -1439.1041 | -1638.9456 | -3160.1614 | -695.4818 | -458.2672 | -76.6018 | -98.3334 | -240.9241 | -17.2268
2035 | 4316 | MW | 937.3889 | 1203.3228 | 1537.4226 | 472.5475 | -1360.8557 | -1368.3285 | -1558.3417 | -2977.8444 | -643.9646 | -435.7295 | -82.0733 | -105.3572 | -240.9241 | -17.2268
2035 | 4317 | MW | 948.5483 | 1217.6481 | 1555.7253 | 472.5475 | -1277.538 | -1321.1447 | -1504.6058 | -2795.5274 | -605.3267 | -420.7044 | -82.0733 | -105.3572 | -240.9241 | -17.2268
2035 | 4318 | MW | 926.2295 | 1188.9976 | 1519.12 | 461.4287 | -1110.9026 | -1179.5935 | -1343.398 | -2430.8934 | -540.9303 | -375.6289 | 0 | 0 | 65.7066 | 1.7227
2035 | 4319 | MW | 892.7514 | 1146.0217 | 1445.9094 | 450.3099 | -972.0398 | -1014.4504 | -1155.3223 | -2127.0317 | -463.6545 | -323.0408 | 19.1504 | 24.5833 | 131.4131 | 6.8907
2035 | 4320 | MW | 825.795 | 1060.0701 | 1336.0935 | 411.3943 | -805.4044 | -872.8992 | -994.1145 | -1762.3977 | -386.3788 | -277.9654 | 19.1504 | 24.5833 | 109.5109 | 5.168
2035 | 4321 | MW | 736.5199 | 945.4679 | 1207.9749 | 366.9192 | -722.0867 | -778.5317 | -886.6427 | -1580.0807 | -347.7409 | -247.9151 | 13.6789 | 17.5595 | 21.9022 | 8.6134
2035 | 4322 | MW | 647.2447 | 830.8658 | 1061.5537 | 322.4441 | -666.5416 | -731.348 | -832.9068 | -1458.536 | -321.9823 | -232.8899 | 10.9431 | 14.0476 | 21.9022 | 6.8907
2035 | 4323 | MW | 569.129 | 730.5889 | 933.4352 | 283.5285 | -638.769 | -707.7561 | -806.0388 | -1397.7637 | -321.9823 | -225.3773 | 8.2073 | 10.5357 | 21.9022 | 6.8907
2035 | 4324 | MW | 502.1726 | 644.6372 | 823.6193 | 250.1722 | -666.5416 | -684.1642 | -779.1708 | -1458.536 | -321.9823 | -217.8648 | 8.2073 | 10.5357 | 21.9022 | 6.8907
2035 | 4325 | MW | 446.3757 | 573.0109 | 732.106 | 216.8159 | -638.769 | -613.3886 | -698.567 | -1397.7637 | -334.8616 | -195.327 | 8.2073 | 10.5357 | 21.9022 | 5.168
2035 | 4326 | MW | 401.7381 | 515.7098 | 658.8954 | 194.5784 | -666.5416 | -660.5724 | -752.3029 | -1458.536 | -360.6202 | -210.3522 | 8.2073 | 10.5357 | 21.9022 | 5.168
2035 | 4327 | MW | 345.9411 | 444.0834 | 585.6848 | 172.3408 | -777.6318 | -731.348 | -832.9068 | -1701.6254 | -412.1373 | -232.8899 | 8.2073 | 10.5357 | 21.9022 | 3.4454
2035 | 4328 | MW | 301.3036 | 386.7823 | 512.4742 | 144.5439 | -888.7221 | -825.7154 | -940.3786 | -1944.7147 | -463.6545 | -262.9402 | 8.2073 | 10.5357 | 21.9022 | 3.4454
2035 | 4329 | MW | 290.1442 | 372.4571 | 475.8689 | 144.5439 | -1027.5849 | -943.6748 | -1074.7184 | -2248.5764 | -515.1717 | -300.5031 | 8.2073 | 10.5357 | 21.9022 | 3.4454
2035 | 4330 | MW | 312.463 | 401.1076 | 512.4742 | 155.6627 | -1166.4477 | -1061.6341 | -1209.0582 | -2552.4381 | -566.6889 | -338.066 | 8.2073 | 10.5357 | 21.9022 | 3.4454
2035 | 4331 | MW | 357.1005 | 458.4087 | 585.6848 | 177.9002 | -1277.538 | -1156.0016 | -1316.53 | -2795.5274 | -605.3267 | -368.1163 | 8.2073 | 10.5357 | 21.9022 | 5.168
2035 | 4332 | MW | 435.2163 | 558.6856 | 713.8034 | 216.8159 | -1360.8557 | -1250.3691 | -1424.0019 | -2977.8444 | -631.0853 | -398.1666 | 10.9431 | 14.0476 | 43.8044 | 5.168
2035 | 4333 | MW | 479.8539 | 615.9867 | 787.014 | 244.6128 | -1444.1734 | -1297.5528 | -1477.7378 | -3160.1614 | -643.9646 | -413.1918 | 10.9431 | 14.0476 | 43.8044 | 5.168
2035 | 4334 | MW | 524.4914 | 673.2878 | 860.2246 | 261.2909 | -1499.7185 | -1344.7366 | -1531.4737 | -3281.7061 | -669.7232 | -428.2169 | 10.9431 | 14.0476 | 43.8044 | 5.168
2035 | 4335 | MW | 212.0284 | 272.1802 | 347.7504 | 100.0689 | -1555.2636 | -1415.5122 | -1612.0776 | -3403.2507 | -695.4818 | -450.7547 | 13.6789 | 17.5595 | 43.8044 | 5.168
2035 | 4336 | MW | 234.3472 | 300.8307 | 384.3557 | 111.1876 | -1583.0362 | -1462.6959 | -1665.8135 | -3464.0231 | -708.3611 | -465.7798 | 0 | 0 | -21.9022 | 1.7227
2035 | 4337 | MW | 256.666 | 329.4812 | 439.2636 | 127.8658 | -1583.0362 | -1509.8797 | -1719.5494 | -3464.0231 | -721.2404 | -480.805 | -65.6586 | -84.2858 | -328.5328 | -17.2268
2035 | 4338 | MW | 290.1442 | 372.4571 | 475.8689 | 144.5439 | -1527.4911 | -1486.2878 | -1692.6815 | -3342.4784 | -708.3611 | -473.2924 | -71.1302 | -91.3096 | -328.5328 | -17.2268
2035 | 4339 | MW | 290.1442 | 372.4571 | 475.8689 | 144.5439 | -1416.4008 | -1415.5122 | -1612.0776 | -3099.3891 | -669.7232 | -450.7547 | -73.866 | -94.8215 | -328.5328 | -18.9495
2035 | 4340 | MW | 959.7077 | 1231.9734 | 1574.0279 | 478.1068 | -1333.0831 | -1391.9203 | -1585.2096 | -2917.0721 | -631.0853 | -443.2421 | -76.6018 | -98.3334 | -306.6306 | -18.9495
2035 | 4341 | MW | 959.7077 | 1231.9734 | 1574.0279 | 478.1068 | -1249.7654 | -1321.1447 | -1504.6058 | -2734.7551 | -605.3267 | -420.7044 | -76.6018 | -98.3334 | -284.7284 | -18.9495
2035 | 4342 | MW | 915.0701 | 1174.6723 | 1500.8173 | 461.4287 | -1110.9026 | -1156.0016 | -1316.53 | -2430.8934 | -540.9303 | -368.1163 | 0 | 0 | -21.9022 | 1.7227
2035 | 4343 | MW | 881.592 | 1131.6965 | 1445.9094 | 439.1912 | -944.2672 | -990.8585 | -1128.4543 | -2066.2594 | -463.6545 | -315.5283 | 16.4147 | 21.0714 | 43.8044 | 6.8907
2035 | 4344 | MW | 814.6356 | 1045.7448 | 1336.0935 | 405.8349 | -805.4044 | -849.3073 | -967.2466 | -1762.3977 | -386.3788 | -270.4528 | 16.4147 | 21.0714 | 43.8044 | 5.168
2035 | 4345 | MW | 736.5199 | 945.4679 | 1207.9749 | 366.9192 | -749.8593 | -778.5317 | -886.6427 | -1640.853 | -360.6202 | -247.9151 | 13.6789 | 17.5595 | 21.9022 | 10.3361
2035 | 4346 | MW | 636.0853 | 816.5405 | 1043.2511 | 316.8848 | -694.3141 | -731.348 | -832.9068 | -1519.3084 | -334.8616 | -232.8899 | 10.9431 | 14.0476 | 21.9022 | 8.6134
2035 | 4347 | MW | 557.9696 | 716.2636 | 896.8299 | 272.4097 | -666.5416 | -707.7561 | -806.0388 | -1458.536 | -334.8616 | -225.3773 | 8.2073 | 10.5357 | 21.9022 | 6.8907
2035 | 4348 | MW | 479.8539 | 615.9867 | 787.014 | 233.494 | -666.5416 | -707.7561 | -806.0388 | -1458.536 | -334.8616 | -225.3773 | 8.2073 | 10.5357 | 21.9022 | 6.8907
2035 | 4349 | MW | 412.8975 | 530.0351 | 677.1981 | 205.6971 | -666.5416 | -636.9805 | -725.4349 | -1458.536 | -347.7409 | -202.8396 | 8.2073 | 10.5357 | 21.9022 | 6.8907
2035 | 4350 | MW | 357.1005 | 458.4087 | 585.6848 | 177.9002 | -777.6318 | -731.348 | -832.9068 | -1701.6254 | -412.1373 | -232.8899 | 8.2073 | 10.5357 | 21.9022 | 6.8907
2035 | 4351 | MW | 312.463 | 401.1076 | 512.4742 | 161.2221 | -1027.5849 | -920.0829 | -1047.8504 | -2248.5764 | -540.9303 | -292.9905 | 8.2073 | 10.5357 | 21.9022 | 3.4454
2035 | 4352 | MW | 290.1442 | 372.4571 | 475.8689 | 155.6627 | -1305.3105 | -1156.0016 | -1316.53 | -2856.2997 | -708.3611 | -368.1163 | 8.2073 | 10.5357 | 21.9022 | 3.4454
2035 | 4353 | MW | 256.666 | 329.4812 | 420.961 | 138.9845 | -1555.2636 | -1368.3285 | -1558.3417 | -3403.2507 | -824.2747 | -435.7295 | 8.2073 | 10.5357 | 21.9022 | 3.4454
2035 | 4354 | MW | 234.3472 | 300.8307 | 402.6583 | 116.747 | -1721.899 | -1533.4715 | -1746.4174 | -3767.8848 | -901.5504 | -488.3176 | 8.2073 | 10.5357 | 21.9022 | 3.4454
2035 | 4355 | MW | 245.5066 | 315.156 | 402.6583 | 127.8658 | -1888.5344 | -1675.0228 | -1907.6252 | -4132.5188 | -953.0676 | -533.393 | 8.2073 | 10.5357 | 21.9022 | 5.168
2035 | 4356 | MW | 301.3036 | 386.7823 | 512.4742 | 150.1033 | -1999.6247 | -1745.7984 | -1988.2291 | -4375.6081 | -978.8262 | -555.9308 | 10.9431 | 14.0476 | 43.8044 | 5.168
2035 | 4357 | MW | 345.9411 | 444.0834 | 567.3822 | 166.7815 | -2055.1698 | -1816.574 | -2068.8329 | -4497.1528 | -991.7055 | -578.4685 | 10.9431 | 14.0476 | 43.8044 | 5.168
2035 | 4358 | MW | 368.2599 | 472.734 | 622.2901 | 183.4596 | -2110.7149 | -1863.7577 | -2122.5689 | -4618.6974 | -991.7055 | -593.4936 | 10.9431 | 14.0476 | 43.8044 | 5.168
2035 | 4359 | MW | 457.5351 | 587.3361 | 750.4087 | 227.9347 | -2138.4875 | -1887.3496 | -2149.4368 | -4679.4698 | -1017.4641 | -601.0062 | 13.6789 | 17.5595 | 43.8044 | 5.168
2035 | 4360 | MW | 245.5066 | 315.156 | 402.6583 | 116.747 | -2138.4875 | -1887.3496 | -2149.4368 | -4679.4698 | -1030.3434 | -601.0062 | -2.7358 | -3.5119 | 0 | 1.7227
2035 | 4361 | MW | 301.3036 | 386.7823 | 494.1716 | 144.5439 | -2110.7149 | -1863.7577 | -2122.5689 | -4618.6974 | -1030.3434 | -593.4936 | -71.1302 | -91.3096 | -262.8262 | -18.9495
2035 | 4362 | MW | 345.9411 | 444.0834 | 567.3822 | 166.7815 | -1944.0795 | -1722.2065 | -1961.3611 | -4254.0634 | -965.9469 | -548.4182 | -79.3375 | -101.8453 | -284.7284 | -20.6722
2035 | 4363 | MW | 368.2599 | 472.734 | 622.2901 | 172.3408 | -1694.1265 | -1509.8797 | -1719.5494 | -3707.1124 | -824.2747 | -480.805 | -82.0733 | -105.3572 | -284.7284 | -20.6722
2035 | 4364 | MW | 368.2599 | 472.734 | 622.2901 | 177.9002 | -1499.7185 | -1391.9203 | -1585.2096 | -3281.7061 | -721.2404 | -443.2421 | -84.8091 | -108.8691 | -262.8262 | -20.6722
2035 | 4365 | MW | 1093.6204 | 1403.8766 | 1793.6597 | 544.8194 | -1360.8557 | -1297.5528 | -1477.7378 | -2977.8444 | -656.8439 | -413.1918 | -84.8091 | -108.8691 | -262.8262 | -20.6722
2035 | 4366 | MW | 1104.7798 | 1418.2019 | 1793.6597 | 550.3788 | -1194.2203 | -1156.0016 | -1316.53 | -2613.2104 | -579.5681 | -368.1163 | -2.7358 | -3.5119 | -21.9022 | 1.7227
2035 | 4367 | MW | 1048.9828 | 1346.5755 | 1720.4491 | 522.5819 | -999.8123 | -1014.4504 | -1155.3223 | -2187.8041 | -489.4131 | -323.0408 | 16.4147 | 21.0714 | 43.8044 | 6.8907
2035 | 4368 | MW | 970.8671 | 1246.2986 | 1592.3306 | 483.6662 | -860.9495 | -872.8992 | -994.1145 | -1883.9424 | -412.1373 | -277.9654 | 16.4147 | 21.0714 | 43.8044 | 6.8907
2035 | 4369 | MW | 881.592 | 1131.6965 | 1445.9094 | 433.6318 | -749.8593 | -778.5317 | -886.6427 | -1640.853 | -360.6202 | -247.9151 | 16.4147 | 21.0714 | 65.7066 | 10.3361
2035 | 4370 | MW | 769.998 | 988.4437 | 1262.8829 | 383.5973 | -694.3141 | -731.348 | -832.9068 | -1519.3084 | -347.7409 | -232.8899 | 13.6789 | 17.5595 | 65.7066 | 8.6134
2035 | 4371 | MW | 658.4041 | 845.191 | 1079.8564 | 328.0035 | -694.3141 | -707.7561 | -806.0388 | -1519.3084 | -334.8616 | -225.3773 | 10.9431 | 14.0476 | 65.7066 | 8.6134
2035 | 4372 | MW | 557.9696 | 716.2636 | 915.1325 | 277.9691 | -694.3141 | -707.7561 | -806.0388 | -1519.3084 | -334.8616 | -225.3773 | 10.9431 | 14.0476 | 65.7066 | 6.8907
2035 | 4373 | MW | 468.6945 | 601.6614 | 750.4087 | 233.494 | -722.0867 | -636.9805 | -725.4349 | -1580.0807 | -360.6202 | -202.8396 | 10.9431 | 14.0476 | 65.7066 | 6.8907
2035 | 4374 | MW | 379.4193 | 487.0592 | 622.2901 | 194.5784 | -833.1769 | -754.9398 | -859.7747 | -1823.17 | -425.0166 | -240.4025 | 8.2073 | 10.5357 | 65.7066 | 6.8907
2035 | 4375 | MW | 301.3036 | 386.7823 | 494.1716 | 161.2221 | -1083.13 | -967.2667 | -1101.5864 | -2370.1211 | -528.051 | -308.0157 | 8.2073 | 10.5357 | 65.7066 | 3.4454
2035 | 4376 | MW | 278.9848 | 358.1318 | 457.5663 | 144.5439 | -1388.6282 | -1226.7772 | -1397.1339 | -3038.6167 | -656.8439 | -390.654 | 8.2073 | 10.5357 | 65.7066 | 3.4454
2035 | 4377 | MW | 234.3472 | 300.8307 | 384.3557 | 116.747 | -1610.8088 | -1439.1041 | -1638.9456 | -3524.7954 | -759.8782 | -458.2672 | 10.9431 | 14.0476 | 65.7066 | 3.4454
2035 | 4378 | MW | 212.0284 | 272.1802 | 366.053 | 105.6283 | -1805.2167 | -1604.2472 | -1827.0213 | -3950.2018 | -837.154 | -510.8553 | 10.9431 | 14.0476 | 87.6087 | 5.168
2035 | 4379 | MW | 234.3472 | 300.8307 | 402.6583 | 122.3064 | -1944.0795 | -1745.7984 | -1988.2291 | -4254.0634 | -901.5504 | -555.9308 | 13.6789 | 17.5595 | 87.6087 | 5.168
2035 | 4380 | MW | 290.1442 | 372.4571 | 475.8689 | 144.5439 | -2055.1698 | -1816.574 | -2068.8329 | -4497.1528 | -953.0676 | -578.4685 | 13.6789 | 17.5595 | 109.5109 | 5.168
2035 | 4381 | MW | 323.6224 | 415.4329 | 530.7769 | 161.2221 | -2138.4875 | -1887.3496 | -2149.4368 | -4679.4698 | -1004.5848 | -601.0062 | 13.6789 | 17.5595 | 109.5109 | 5.168
2035 | 4382 | MW | 357.1005 | 458.4087 | 585.6848 | 183.4596 | -2194.0326 | -1958.1252 | -2230.0407 | -4801.0144 | -1056.102 | -623.544 | 16.4147 | 21.0714 | 131.4131 | 5.168
2035 | 4383 | MW | 446.3757 | 573.0109 | 732.106 | 222.3753 | -2221.8052 | -1981.7171 | -2256.9087 | -4861.7868 | -1081.8605 | -631.0565 | 19.1504 | 24.5833 | 131.4131 | 5.168
2035 | 4384 | MW | 245.5066 | 315.156 | 402.6583 | 122.3064 | -2221.8052 | -1981.7171 | -2256.9087 | -4861.7868 | -1107.6191 | -631.0565 | 0 | 0 | 65.7066 | 1.7227
2035 | 4385 | MW | 301.3036 | 386.7823 | 494.1716 | 155.6627 | -2166.2601 | -1958.1252 | -2230.0407 | -4740.2421 | -1120.4984 | -623.544 | -84.8091 | -108.8691 | -240.9241 | -18.9495
2035 | 4386 | MW | 357.1005 | 458.4087 | 585.6848 | 172.3408 | -1999.6247 | -1840.1659 | -2095.7009 | -4375.6081 | -1030.3434 | -585.9811 | -90.2806 | -115.8929 | -240.9241 | -18.9495
2035 | 4387 | MW | 379.4193 | 487.0592 | 622.2901 | 183.4596 | -1749.6716 | -1580.6553 | -1800.1533 | -3828.6571 | -875.7919 | -503.3427 | -95.7522 | -122.9167 | -240.9241 | -18.9495
2035 | 4388 | MW | 379.4193 | 487.0592 | 622.2901 | 183.4596 | -1583.0362 | -1462.6959 | -1665.8135 | -3464.0231 | -759.8782 | -465.7798 | -98.488 | -126.4287 | -219.0219 | -20.6722
2035 | 4389 | MW | 1082.461 | 1389.5514 | 1775.3571 | 539.26 | -1444.1734 | -1368.3285 | -1558.3417 | -3160.1614 | -682.6025 | -435.7295 | -95.7522 | -122.9167 | -197.1197 | -20.6722
2035 | 4390 | MW | 1093.6204 | 1403.8766 | 1775.3571 | 544.8194 | -1249.7654 | -1226.7772 | -1397.1339 | -2734.7551 | -592.4474 | -390.654 | 0 | 0 | 65.7066 | 1.7227
2035 | 4391 | MW | 1026.6641 | 1317.925 | 1683.8438 | 511.4631 | -1027.5849 | -1038.0423 | -1182.1902 | -2248.5764 | -489.4131 | -330.5534 | 21.8862 | 28.0953 | 109.5109 | 6.8907
2035 | 4392 | MW | 937.3889 | 1203.3228 | 1537.4226 | 466.9881 | -860.9495 | -896.4911 | -1020.9825 | -1883.9424 | -412.1373 | -285.478 | 19.1504 | 24.5833 | 87.6087 | 5.168
2035 | 4393 | MW | 848.1138 | 1088.7206 | 1391.0014 | 422.513 | -749.8593 | -778.5317 | -886.6427 | -1640.853 | -360.6202 | -247.9151 | 19.1504 | 24.5833 | 43.8044 | 12.0588
2035 | 4394 | MW | 736.5199 | 945.4679 | 1207.9749 | 366.9192 | -694.3141 | -731.348 | -832.9068 | -1519.3084 | -347.7409 | -232.8899 | 13.6789 | 17.5595 | 43.8044 | 10.3361
2035 | 4395 | MW | 624.9259 | 802.2152 | 1024.9484 | 305.766 | -694.3141 | -707.7561 | -806.0388 | -1519.3084 | -334.8616 | -225.3773 | 13.6789 | 17.5595 | 43.8044 | 8.6134
2035 | 4396 | MW | 513.332 | 658.9625 | 841.9219 | 255.7316 | -694.3141 | -707.7561 | -806.0388 | -1519.3084 | -334.8616 | -225.3773 | 10.9431 | 14.0476 | 21.9022 | 8.6134
2035 | 4397 | MW | 424.0569 | 544.3603 | 695.5007 | 211.2565 | -722.0867 | -636.9805 | -725.4349 | -1580.0807 | -360.6202 | -202.8396 | 10.9431 | 14.0476 | 21.9022 | 8.6134
2035 | 4398 | MW | 345.9411 | 444.0834 | 567.3822 | 177.9002 | -833.1769 | -754.9398 | -859.7747 | -1823.17 | -425.0166 | -240.4025 | 8.2073 | 10.5357 | 21.9022 | 6.8907
2035 | 4399 | MW | 290.1442 | 372.4571 | 457.5663 | 150.1033 | -1083.13 | -967.2667 | -1101.5864 | -2370.1211 | -528.051 | -308.0157 | 8.2073 | 10.5357 | 21.9022 | 3.4454
2035 | 4400 | MW | 256.666 | 329.4812 | 420.961 | 133.4252 | -1388.6282 | -1226.7772 | -1397.1339 | -3038.6167 | -656.8439 | -390.654 | 10.9431 | 14.0476 | 43.8044 | 3.4454
2035 | 4401 | MW | 212.0284 | 272.1802 | 366.053 | 111.1876 | -1610.8088 | -1439.1041 | -1638.9456 | -3524.7954 | -759.8782 | -458.2672 | 10.9431 | 14.0476 | 43.8044 | 5.168
2035 | 4402 | MW | 200.8691 | 257.8549 | 347.7504 | 100.0689 | -1805.2167 | -1604.2472 | -1827.0213 | -3950.2018 | -837.154 | -510.8553 | 10.9431 | 14.0476 | 43.8044 | 5.168
2035 | 4403 | MW | 223.1878 | 286.5054 | 366.053 | 111.1876 | -1944.0795 | -1745.7984 | -1988.2291 | -4254.0634 | -901.5504 | -555.9308 | 10.9431 | 14.0476 | 43.8044 | 5.168
2035 | 4404 | MW | 278.9848 | 358.1318 | 457.5663 | 138.9845 | -2055.1698 | -1816.574 | -2068.8329 | -4497.1528 | -953.0676 | -578.4685 | 13.6789 | 17.5595 | 43.8044 | 5.168
2035 | 4405 | MW | 323.6224 | 415.4329 | 530.7769 | 161.2221 | -2138.4875 | -1887.3496 | -2149.4368 | -4679.4698 | -1004.5848 | -601.0062 | 16.4147 | 21.0714 | 43.8044 | 5.168
2035 | 4406 | MW | 357.1005 | 458.4087 | 585.6848 | 177.9002 | -2194.0326 | -1958.1252 | -2230.0407 | -4801.0144 | -1056.102 | -623.544 | 16.4147 | 21.0714 | 43.8044 | 5.168
2035 | 4407 | MW | 435.2163 | 558.6856 | 713.8034 | 216.8159 | -2221.8052 | -1981.7171 | -2256.9087 | -4861.7868 | -1081.8605 | -631.0565 | 19.1504 | 24.5833 | 65.7066 | 5.168
2035 | 4408 | MW | 245.5066 | 315.156 | 402.6583 | 122.3064 | -2221.8052 | -1981.7171 | -2256.9087 | -4861.7868 | -1107.6191 | -631.0565 | 0 | 0 | 0 | 1.7227
2035 | 4409 | MW | 312.463 | 401.1076 | 512.4742 | 155.6627 | -2166.2601 | -1958.1252 | -2230.0407 | -4740.2421 | -1120.4984 | -623.544 | -95.7522 | -122.9167 | -306.6306 | -20.6722
2035 | 4410 | MW | 357.1005 | 458.4087 | 585.6848 | 172.3408 | -2027.3972 | -1840.1659 | -2095.7009 | -4436.3804 | -1030.3434 | -585.9811 | -101.2237 | -129.9406 | -306.6306 | -22.3949
2035 | 4411 | MW | 379.4193 | 487.0592 | 640.5928 | 183.4596 | -1749.6716 | -1580.6553 | -1800.1533 | -3828.6571 | -875.7919 | -503.3427 | -109.4311 | -140.4763 | -306.6306 | -24.1176
2035 | 4412 | MW | 379.4193 | 487.0592 | 622.2901 | 183.4596 | -1583.0362 | -1462.6959 | -1665.8135 | -3464.0231 | -759.8782 | -465.7798 | -112.1668 | -143.9882 | -284.7284 | -24.1176
2035 | 4413 | MW | 1071.3016 | 1375.2261 | 1757.0544 | 539.26 | -1444.1734 | -1368.3285 | -1558.3417 | -3160.1614 | -682.6025 | -435.7295 | -112.1668 | -143.9882 | -284.7284 | -24.1176
2035 | 4414 | MW | 1082.461 | 1389.5514 | 1775.3571 | 539.26 | -1249.7654 | -1226.7772 | -1397.1339 | -2734.7551 | -592.4474 | -390.654 | 0 | 0 | 0 | 1.7227
2035 | 4415 | MW | 1015.5047 | 1303.5997 | 1683.8438 | 505.9038 | -1027.5849 | -1038.0423 | -1182.1902 | -2248.5764 | -489.4131 | -330.5534 | 24.622 | 31.6072 | 65.7066 | 8.6134
2035 | 4416 | MW | 937.3889 | 1203.3228 | 1537.4226 | 461.4287 | -860.9495 | -896.4911 | -1020.9825 | -1883.9424 | -412.1373 | -285.478 | 21.8862 | 28.0953 | 43.8044 | 6.8907
2035 | 4417 | MW | 836.9544 | 1074.3954 | 1372.6988 | 416.9536 | -749.8593 | -778.5317 | -886.6427 | -1640.853 | -360.6202 | -247.9151 | 13.6789 | 17.5595 | 21.9022 | 10.3361
2035 | 4418 | MW | 725.3605 | 931.1427 | 1207.9749 | 355.8004 | -694.3141 | -731.348 | -832.9068 | -1519.3084 | -334.8616 | -232.8899 | 10.9431 | 14.0476 | 21.9022 | 8.6134
2035 | 4419 | MW | 613.7666 | 787.8899 | 1006.6458 | 300.2066 | -666.5416 | -707.7561 | -806.0388 | -1458.536 | -334.8616 | -225.3773 | 10.9431 | 14.0476 | 21.9022 | 6.8907
2035 | 4420 | MW | 502.1726 | 644.6372 | 823.6193 | 250.1722 | -666.5416 | -707.7561 | -806.0388 | -1458.536 | -334.8616 | -225.3773 | 8.2073 | 10.5357 | 21.9022 | 6.8907
2035 | 4421 | MW | 412.8975 | 530.0351 | 677.1981 | 205.6971 | -666.5416 | -636.9805 | -725.4349 | -1458.536 | -347.7409 | -202.8396 | 8.2073 | 10.5357 | 21.9022 | 6.8907
2035 | 4422 | MW | 345.9411 | 444.0834 | 549.0795 | 172.3408 | -777.6318 | -731.348 | -832.9068 | -1701.6254 | -412.1373 | -232.8899 | 8.2073 | 10.5357 | 21.9022 | 6.8907
2035 | 4423 | MW | 267.8254 | 343.8065 | 439.2636 | 144.5439 | -1027.5849 | -920.0829 | -1047.8504 | -2248.5764 | -540.9303 | -292.9905 | 8.2073 | 10.5357 | 21.9022 | 3.4454
2035 | 4424 | MW | 245.5066 | 315.156 | 420.961 | 127.8658 | -1305.3105 | -1156.0016 | -1316.53 | -2856.2997 | -708.3611 | -368.1163 | 8.2073 | 10.5357 | 21.9022 | 3.4454
2035 | 4425 | MW | 212.0284 | 272.1802 | 366.053 | 105.6283 | -1555.2636 | -1368.3285 | -1558.3417 | -3403.2507 | -824.2747 | -435.7295 | 10.9431 | 14.0476 | 21.9022 | 3.4454
2035 | 4426 | MW | 200.8691 | 257.8549 | 347.7504 | 100.0689 | -1721.899 | -1533.4715 | -1746.4174 | -3767.8848 | -901.5504 | -488.3176 | 10.9431 | 14.0476 | 21.9022 | 5.168
2035 | 4427 | MW | 223.1878 | 286.5054 | 366.053 | 116.747 | -1888.5344 | -1675.0228 | -1907.6252 | -4132.5188 | -953.0676 | -533.393 | 10.9431 | 14.0476 | 21.9022 | 5.168
2035 | 4428 | MW | 278.9848 | 358.1318 | 457.5663 | 144.5439 | -1999.6247 | -1745.7984 | -1988.2291 | -4375.6081 | -978.8262 | -555.9308 | 10.9431 | 14.0476 | 21.9022 | 5.168
2035 | 4429 | MW | 312.463 | 401.1076 | 512.4742 | 161.2221 | -2055.1698 | -1816.574 | -2068.8329 | -4497.1528 | -991.7055 | -578.4685 | 10.9431 | 14.0476 | 21.9022 | 5.168
2035 | 4430 | MW | 357.1005 | 458.4087 | 567.3822 | 177.9002 | -2110.7149 | -1863.7577 | -2122.5689 | -4618.6974 | -991.7055 | -593.4936 | 13.6789 | 17.5595 | 21.9022 | 5.168
2035 | 4431 | MW | 446.3757 | 573.0109 | 732.106 | 222.3753 | -2138.4875 | -1887.3496 | -2149.4368 | -4679.4698 | -1017.4641 | -601.0062 | 13.6789 | 17.5595 | 21.9022 | 5.168
2035 | 4432 | MW | 256.666 | 329.4812 | 420.961 | 127.8658 | -2138.4875 | -1887.3496 | -2149.4368 | -4679.4698 | -1030.3434 | -601.0062 | 0 | 0 | -21.9022 | 1.7227
2035 | 4433 | MW | 312.463 | 401.1076 | 512.4742 | 161.2221 | -2110.7149 | -1863.7577 | -2122.5689 | -4618.6974 | -1030.3434 | -593.4936 | -65.6586 | -84.2858 | -197.1197 | -15.5041
2035 | 4434 | MW | 357.1005 | 458.4087 | 585.6848 | 177.9002 | -1944.0795 | -1722.2065 | -1961.3611 | -4254.0634 | -965.9469 | -548.4182 | -71.1302 | -91.3096 | -197.1197 | -15.5041
2035 | 4435 | MW | 379.4193 | 487.0592 | 640.5928 | 183.4596 | -1694.1265 | -1509.8797 | -1719.5494 | -3707.1124 | -824.2747 | -480.805 | -73.866 | -94.8215 | -197.1197 | -17.2268
2035 | 4436 | MW | 390.5787 | 501.3845 | 640.5928 | 189.019 | -1499.7185 | -1391.9203 | -1585.2096 | -3281.7061 | -721.2404 | -443.2421 | -76.6018 | -98.3334 | -197.1197 | -17.2268
2035 | 4437 | MW | 1082.461 | 1389.5514 | 1775.3571 | 533.7007 | -1360.8557 | -1297.5528 | -1477.7378 | -2977.8444 | -656.8439 | -413.1918 | -76.6018 | -98.3334 | -219.0219 | -17.2268
2035 | 4438 | MW | 1082.461 | 1389.5514 | 1775.3571 | 539.26 | -1194.2203 | -1156.0016 | -1316.53 | -2613.2104 | -579.5681 | -368.1163 | 0 | 0 | -21.9022 | 1.7227
2035 | 4439 | MW | 1026.6641 | 1317.925 | 1683.8438 | 505.9038 | -999.8123 | -1014.4504 | -1155.3223 | -2187.8041 | -489.4131 | -323.0408 | 19.1504 | 24.5833 | 21.9022 | 6.8907
2035 | 4440 | MW | 937.3889 | 1203.3228 | 1537.4226 | 461.4287 | -860.9495 | -872.8992 | -994.1145 | -1883.9424 | -412.1373 | -277.9654 | 16.4147 | 21.0714 | 21.9022 | 5.168
2035 | 4441 | MW | 836.9544 | 1074.3954 | 1372.6988 | 416.9536 | -777.6318 | -802.1236 | -913.5106 | -1701.6254 | -373.4995 | -255.4276 | 13.6789 | 17.5595 | 43.8044 | 10.3361
2035 | 4442 | MW | 725.3605 | 931.1427 | 1189.6723 | 361.3598 | -722.0867 | -754.9398 | -859.7747 | -1580.0807 | -347.7409 | -240.4025 | 10.9431 | 14.0476 | 21.9022 | 8.6134
2035 | 4443 | MW | 613.7666 | 787.8899 | 988.3431 | 300.2066 | -694.3141 | -731.348 | -832.9068 | -1519.3084 | -334.8616 | -232.8899 | 8.2073 | 10.5357 | 21.9022 | 6.8907
2035 | 4444 | MW | 502.1726 | 644.6372 | 823.6193 | 250.1722 | -722.0867 | -731.348 | -832.9068 | -1580.0807 | -347.7409 | -232.8899 | 8.2073 | 10.5357 | 21.9022 | 6.8907
2035 | 4445 | MW | 412.8975 | 530.0351 | 677.1981 | 205.6971 | -722.0867 | -660.5724 | -752.3029 | -1580.0807 | -360.6202 | -210.3522 | 8.2073 | 10.5357 | 21.9022 | 6.8907
2035 | 4446 | MW | 334.7818 | 429.7582 | 549.0795 | 172.3408 | -860.9495 | -778.5317 | -886.6427 | -1883.9424 | -425.0166 | -247.9151 | 8.2073 | 10.5357 | 21.9022 | 6.8907
2035 | 4447 | MW | 267.8254 | 343.8065 | 439.2636 | 144.5439 | -1110.9026 | -990.8585 | -1128.4543 | -2430.8934 | -553.8096 | -315.5283 | 8.2073 | 10.5357 | 21.9022 | 3.4454
2035 | 4448 | MW | 256.666 | 329.4812 | 420.961 | 133.4252 | -1416.4008 | -1297.5528 | -1477.7378 | -3099.3891 | -695.4818 | -413.1918 | 8.2073 | 10.5357 | 21.9022 | 3.4454
2035 | 4449 | MW | 212.0284 | 272.1802 | 366.053 | 105.6283 | -1638.5813 | -1557.0634 | -1773.2854 | -3585.5677 | -785.6368 | -495.8301 | 8.2073 | 10.5357 | 21.9022 | 3.4454
2035 | 4450 | MW | 200.8691 | 257.8549 | 329.4477 | 100.0689 | -1832.9893 | -1745.7984 | -1988.2291 | -4010.9741 | -850.0333 | -555.9308 | 8.2073 | 10.5357 | 43.8044 | 3.4454
2035 | 4451 | MW | 223.1878 | 286.5054 | 384.3557 | 116.747 | -1999.6247 | -1910.9415 | -2176.3048 | -4375.6081 | -901.5504 | -608.5188 | 10.9431 | 14.0476 | 43.8044 | 5.168
2035 | 4452 | MW | 278.9848 | 358.1318 | 457.5663 | 138.9845 | -2110.7149 | -1981.7171 | -2256.9087 | -4618.6974 | -927.309 | -631.0565 | 10.9431 | 14.0476 | 43.8044 | 5.168
2035 | 4453 | MW | 312.463 | 401.1076 | 512.4742 | 161.2221 | -2194.0326 | -2028.9008 | -2310.6446 | -4801.0144 | -953.0676 | -646.0817 | 10.9431 | 14.0476 | 43.8044 | 5.168
2035 | 4454 | MW | 345.9411 | 444.0834 | 567.3822 | 172.3408 | -2249.5778 | -2076.0846 | -2364.3805 | -4922.5591 | -978.8262 | -661.1068 | 13.6789 | 17.5595 | 43.8044 | 5.168
2035 | 4455 | MW | 435.2163 | 558.6856 | 713.8034 | 216.8159 | -2305.1229 | -2099.6764 | -2391.2485 | -5044.1038 | -991.7055 | -668.6194 | 13.6789 | 17.5595 | 65.7066 | 5.168
2035 | 4456 | MW | 256.666 | 329.4812 | 420.961 | 122.3064 | -2305.1229 | -2076.0846 | -2364.3805 | -5044.1038 | -1004.5848 | -661.1068 | 0 | 0 | 0 | 1.7227
2035 | 4457 | MW | 312.463 | 401.1076 | 512.4742 | 155.6627 | -2249.5778 | -2028.9008 | -2310.6446 | -4922.5591 | -991.7055 | -646.0817 | -71.1302 | -91.3096 | -284.7284 | -18.9495
2035 | 4458 | MW | 368.2599 | 472.734 | 603.9875 | 177.9002 | -2082.9424 | -1863.7577 | -2122.5689 | -4557.9251 | -927.309 | -593.4936 | -79.3375 | -101.8453 | -306.6306 | -20.6722
2035 | 4459 | MW | 390.5787 | 501.3845 | 640.5928 | 189.019 | -1805.2167 | -1627.839 | -1853.8893 | -3950.2018 | -811.3954 | -518.3679 | -84.8091 | -108.8691 | -306.6306 | -20.6722
2035 | 4460 | MW | 390.5787 | 501.3845 | 640.5928 | 189.019 | -1610.8088 | -1486.2878 | -1692.6815 | -3524.7954 | -734.1197 | -473.2924 | -87.5449 | -112.381 | -284.7284 | -22.3949
2035 | 4461 | MW | 1071.3016 | 1375.2261 | 1757.0544 | 533.7007 | -1471.9459 | -1391.9203 | -1585.2096 | -3220.9337 | -669.7232 | -443.2421 | -87.5449 | -112.381 | -284.7284 | -20.6722
2035 | 4462 | MW | 1082.461 | 1389.5514 | 1757.0544 | 539.26 | -1249.7654 | -1226.7772 | -1397.1339 | -2734.7551 | -592.4474 | -390.654 | 0 | 0 | 0 | 1.7227
2035 | 4463 | MW | 1015.5047 | 1303.5997 | 1665.5412 | 505.9038 | -1055.3575 | -1038.0423 | -1182.1902 | -2309.3487 | -489.4131 | -330.5534 | 19.1504 | 24.5833 | 43.8044 | 6.8907
2035 | 4464 | MW | 926.2295 | 1188.9976 | 1519.12 | 461.4287 | -888.7221 | -896.4911 | -1020.9825 | -1944.7147 | -412.1373 | -285.478 | 16.4147 | 21.0714 | 43.8044 | 5.168
2035 | 4465 | MW | 836.9544 | 1074.3954 | 1372.6988 | 416.9536 | -749.8593 | -778.5317 | -886.6427 | -1640.853 | -360.6202 | -247.9151 | 13.6789 | 17.5595 | 21.9022 | 10.3361
2035 | 4466 | MW | 725.3605 | 931.1427 | 1189.6723 | 361.3598 | -694.3141 | -731.348 | -832.9068 | -1519.3084 | -334.8616 | -232.8899 | 10.9431 | 14.0476 | 21.9022 | 8.6134
2035 | 4467 | MW | 602.6072 | 773.5647 | 988.3431 | 300.2066 | -694.3141 | -707.7561 | -806.0388 | -1519.3084 | -321.9823 | -225.3773 | 10.9431 | 14.0476 | 21.9022 | 6.8907
2035 | 4468 | MW | 502.1726 | 644.6372 | 823.6193 | 250.1722 | -694.3141 | -707.7561 | -806.0388 | -1519.3084 | -321.9823 | -225.3773 | 8.2073 | 10.5357 | 21.9022 | 6.8907
2035 | 4469 | MW | 424.0569 | 544.3603 | 695.5007 | 211.2565 | -666.5416 | -636.9805 | -725.4349 | -1458.536 | -334.8616 | -202.8396 | 8.2073 | 10.5357 | 21.9022 | 6.8907
2035 | 4470 | MW | 368.2599 | 472.734 | 603.9875 | 177.9002 | -722.0867 | -684.1642 | -779.1708 | -1580.0807 | -360.6202 | -217.8648 | 8.2073 | 10.5357 | 21.9022 | 6.8907
2035 | 4471 | MW | 323.6224 | 415.4329 | 530.7769 | 161.2221 | -860.9495 | -802.1236 | -913.5106 | -1883.9424 | -437.8959 | -255.4276 | 8.2073 | 10.5357 | 21.9022 | 3.4454
2035 | 4472 | MW | 301.3036 | 386.7823 | 494.1716 | 144.5439 | -1083.13 | -990.8585 | -1128.4543 | -2370.1211 | -540.9303 | -315.5283 | 8.2073 | 10.5357 | 21.9022 | 3.4454
2035 | 4473 | MW | 267.8254 | 343.8065 | 439.2636 | 133.4252 | -1277.538 | -1156.0016 | -1316.53 | -2795.5274 | -618.206 | -368.1163 | 8.2073 | 10.5357 | 21.9022 | 3.4454
2035 | 4474 | MW | 290.1442 | 372.4571 | 475.8689 | 150.1033 | -1416.4008 | -1297.5528 | -1477.7378 | -3099.3891 | -656.8439 | -413.1918 | 10.9431 | 14.0476 | 21.9022 | 3.4454
2035 | 4475 | MW | 345.9411 | 444.0834 | 567.3822 | 177.9002 | -1555.2636 | -1415.5122 | -1612.0776 | -3403.2507 | -695.4818 | -450.7547 | 10.9431 | 14.0476 | 21.9022 | 5.168
2035 | 4476 | MW | 435.2163 | 558.6856 | 713.8034 | 222.3753 | -1638.5813 | -1486.2878 | -1692.6815 | -3585.5677 | -721.2404 | -473.2924 | 10.9431 | 14.0476 | 21.9022 | 5.168
2035 | 4477 | MW | 491.0132 | 630.312 | 805.3166 | 250.1722 | -1694.1265 | -1557.0634 | -1773.2854 | -3707.1124 | -746.9989 | -495.8301 | 13.6789 | 17.5595 | 21.9022 | 5.168
2035 | 4478 | MW | 535.6508 | 687.613 | 878.5272 | 277.9691 | -1749.6716 | -1627.839 | -1853.8893 | -3828.6571 | -759.8782 | -518.3679 | 13.6789 | 17.5595 | 21.9022 | 5.168
2035 | 4479 | MW | 234.3472 | 300.8307 | 384.3557 | 116.747 | -1777.4442 | -1651.4309 | -1880.7572 | -3889.4294 | -772.7575 | -525.8804 | 13.6789 | 17.5595 | 43.8044 | 5.168
2035 | 4480 | MW | 267.8254 | 343.8065 | 439.2636 | 133.4252 | -1805.2167 | -1675.0228 | -1907.6252 | -3950.2018 | -785.6368 | -533.393 | 0 | 0 | 0 | 1.7227
2035 | 4481 | MW | 290.1442 | 372.4571 | 475.8689 | 150.1033 | -1805.2167 | -1675.0228 | -1907.6252 | -3950.2018 | -798.5161 | -533.393 | -62.9229 | -80.7739 | -197.1197 | -17.2268
2035 | 4482 | MW | 301.3036 | 386.7823 | 494.1716 | 155.6627 | -1721.899 | -1604.2472 | -1827.0213 | -3767.8848 | -772.7575 | -510.8553 | -65.6586 | -84.2858 | -219.0219 | -17.2268
2035 | 4483 | MW | 301.3036 | 386.7823 | 494.1716 | 150.1033 | -1555.2636 | -1462.6959 | -1665.8135 | -3403.2507 | -708.3611 | -465.7798 | -68.3944 | -87.7977 | -219.0219 | -17.2268
2035 | 4484 | MW | 970.8671 | 1246.2986 | 1592.3306 | 483.6662 | -1444.1734 | -1368.3285 | -1558.3417 | -3160.1614 | -656.8439 | -435.7295 | -68.3944 | -87.7977 | -219.0219 | -18.9495
2035 | 4485 | MW | 970.8671 | 1246.2986 | 1592.3306 | 478.1068 | -1360.8557 | -1297.5528 | -1477.7378 | -2977.8444 | -631.0853 | -413.1918 | -68.3944 | -87.7977 | -219.0219 | -17.2268
2035 | 4486 | MW | 926.2295 | 1188.9976 | 1519.12 | 461.4287 | -1194.2203 | -1156.0016 | -1316.53 | -2613.2104 | -566.6889 | -368.1163 | 0 | 0 | 0 | 1.7227
2035 | 4487 | MW | 892.7514 | 1146.0217 | 1464.212 | 444.7506 | -999.8123 | -990.8585 | -1128.4543 | -2187.8041 | -476.5338 | -315.5283 | 16.4147 | 21.0714 | 43.8044 | 6.8907
2035 | 4488 | MW | 836.9544 | 1074.3954 | 1372.6988 | 411.3943 | -833.1769 | -849.3073 | -967.2466 | -1823.17 | -399.2581 | -270.4528 | 16.4147 | 21.0714 | 21.9022 | 5.168
2035 | 4489 | MW | 747.6793 | 959.7932 | 1226.2776 | 372.4786 | -749.8593 | -754.9398 | -859.7747 | -1640.853 | -360.6202 | -240.4025 | 10.9431 | 14.0476 | 65.7066 | 10.3361
2035 | 4490 | MW | 647.2447 | 830.8658 | 1061.5537 | 316.8848 | -694.3141 | -707.7561 | -806.0388 | -1519.3084 | -334.8616 | -225.3773 | 10.9431 | 14.0476 | 65.7066 | 8.6134
2035 | 4491 | MW | 557.9696 | 716.2636 | 933.4352 | 277.9691 | -666.5416 | -684.1642 | -779.1708 | -1458.536 | -321.9823 | -217.8648 | 8.2073 | 10.5357 | 65.7066 | 6.8907
2035 | 4492 | MW | 502.1726 | 644.6372 | 823.6193 | 244.6128 | -666.5416 | -684.1642 | -779.1708 | -1458.536 | -321.9823 | -217.8648 | 8.2073 | 10.5357 | 65.7066 | 6.8907
2035 | 4493 | MW | 446.3757 | 573.0109 | 732.106 | 216.8159 | -666.5416 | -589.7967 | -671.699 | -1458.536 | -334.8616 | -187.8144 | 8.2073 | 10.5357 | 43.8044 | 6.8907
2035 | 4494 | MW | 401.7381 | 515.7098 | 658.8954 | 194.5784 | -694.3141 | -636.9805 | -725.4349 | -1519.3084 | -360.6202 | -202.8396 | 8.2073 | 10.5357 | 43.8044 | 6.8907
2035 | 4495 | MW | 357.1005 | 458.4087 | 585.6848 | 172.3408 | -805.4044 | -731.348 | -832.9068 | -1762.3977 | -412.1373 | -232.8899 | 8.2073 | 10.5357 | 43.8044 | 3.4454
2035 | 4496 | MW | 301.3036 | 386.7823 | 494.1716 | 150.1033 | -944.2672 | -802.1236 | -913.5106 | -2066.2594 | -463.6545 | -255.4276 | 8.2073 | 10.5357 | 65.7066 | 3.4454
2035 | 4497 | MW | 278.9848 | 358.1318 | 457.5663 | 144.5439 | -1110.9026 | -920.0829 | -1047.8504 | -2430.8934 | -528.051 | -292.9905 | 8.2073 | 10.5357 | 65.7066 | 3.4454
2035 | 4498 | MW | 301.3036 | 386.7823 | 494.1716 | 155.6627 | -1249.7654 | -1038.0423 | -1182.1902 | -2734.7551 | -592.4474 | -330.5534 | 8.2073 | 10.5357 | 65.7066 | 3.4454
2035 | 4499 | MW | 345.9411 | 444.0834 | 585.6848 | 177.9002 | -1360.8557 | -1156.0016 | -1316.53 | -2977.8444 | -631.0853 | -368.1163 | 8.2073 | 10.5357 | 87.6087 | 5.168
2035 | 4500 | MW | 435.2163 | 558.6856 | 713.8034 | 222.3753 | -1471.9459 | -1226.7772 | -1397.1339 | -3220.9337 | -656.8439 | -390.654 | 10.9431 | 14.0476 | 87.6087 | 5.168
2035 | 4501 | MW | 491.0132 | 630.312 | 805.3166 | 250.1722 | -1555.2636 | -1297.5528 | -1477.7378 | -3403.2507 | -682.6025 | -413.1918 | 10.9431 | 14.0476 | 87.6087 | 5.168
2035 | 4502 | MW | 569.129 | 730.5889 | 933.4352 | 283.5285 | -1638.5813 | -1344.7366 | -1531.4737 | -3585.5677 | -708.3611 | -428.2169 | 10.9431 | 14.0476 | 109.5109 | 5.168
2035 | 4503 | MW | 223.1878 | 286.5054 | 366.053 | 111.1876 | -1694.1265 | -1415.5122 | -1612.0776 | -3707.1124 | -734.1197 | -450.7547 | 10.9431 | 14.0476 | 109.5109 | 5.168
2035 | 4504 | MW | 245.5066 | 315.156 | 402.6583 | 127.8658 | -1721.899 | -1462.6959 | -1665.8135 | -3767.8848 | -746.9989 | -465.7798 | 0 | 0 | 65.7066 | 1.7227
2035 | 4505 | MW | 278.9848 | 358.1318 | 457.5663 | 133.4252 | -1721.899 | -1486.2878 | -1692.6815 | -3767.8848 | -759.8782 | -473.2924 | -54.7155 | -70.2381 | -197.1197 | -15.5041
2035 | 4506 | MW | 290.1442 | 372.4571 | 475.8689 | 138.9845 | -1666.3539 | -1462.6959 | -1665.8135 | -3646.3401 | -746.9989 | -465.7798 | -60.1871 | -77.262 | -197.1197 | -15.5041
2035 | 4507 | MW | 290.1442 | 372.4571 | 475.8689 | 144.5439 | -1527.4911 | -1368.3285 | -1558.3417 | -3342.4784 | -708.3611 | -435.7295 | -62.9229 | -80.7739 | -197.1197 | -17.2268
2035 | 4508 | MW | 970.8671 | 1246.2986 | 1592.3306 | 483.6662 | -1416.4008 | -1297.5528 | -1477.7378 | -3099.3891 | -669.7232 | -413.1918 | -65.6586 | -84.2858 | -175.2175 | -17.2268
2035 | 4509 | MW | 970.8671 | 1246.2986 | 1592.3306 | 489.2256 | -1333.0831 | -1273.961 | -1450.8698 | -2917.0721 | -643.9646 | -405.6792 | -65.6586 | -84.2858 | -175.2175 | -17.2268
2035 | 4510 | MW | 959.7077 | 1231.9734 | 1574.0279 | 472.5475 | -1166.4477 | -1132.4098 | -1289.6621 | -2552.4381 | -566.6889 | -360.6037 | 0 | 0 | 65.7066 | 1.7227
2035 | 4511 | MW | 926.2295 | 1188.9976 | 1519.12 | 455.8693 | -999.8123 | -990.8585 | -1128.4543 | -2187.8041 | -476.5338 | -315.5283 | 16.4147 | 21.0714 | 109.5109 | 6.8907
2035 | 4512 | MW | 859.2732 | 1103.0459 | 1409.3041 | 422.513 | -833.1769 | -849.3073 | -967.2466 | -1823.17 | -399.2581 | -270.4528 | 13.6789 | 17.5595 | 87.6087 | 5.168
2035 | 4513 | MW | 781.1574 | 1002.769 | 1281.1855 | 383.5973 | -777.6318 | -778.5317 | -886.6427 | -1701.6254 | -373.4995 | -247.9151 | 13.6789 | 17.5595 | 43.8044 | 10.3361
2035 | 4514 | MW | 680.7229 | 873.8416 | 1116.4617 | 339.1223 | -722.0867 | -731.348 | -832.9068 | -1580.0807 | -347.7409 | -232.8899 | 10.9431 | 14.0476 | 43.8044 | 8.6134
2035 | 4515 | MW | 591.4478 | 759.2394 | 970.0405 | 294.6472 | -694.3141 | -707.7561 | -806.0388 | -1519.3084 | -334.8616 | -225.3773 | 8.2073 | 10.5357 | 21.9022 | 6.8907
2035 | 4516 | MW | 524.4914 | 673.2878 | 860.2246 | 261.2909 | -694.3141 | -707.7561 | -806.0388 | -1519.3084 | -347.7409 | -225.3773 | 8.2073 | 10.5357 | 21.9022 | 6.8907
2035 | 4517 | MW | 457.5351 | 587.3361 | 732.106 | 233.494 | -722.0867 | -636.9805 | -725.4349 | -1580.0807 | -360.6202 | -202.8396 | 8.2073 | 10.5357 | 21.9022 | 6.8907
2035 | 4518 | MW | 390.5787 | 501.3845 | 640.5928 | 200.1377 | -833.1769 | -754.9398 | -859.7747 | -1823.17 | -425.0166 | -240.4025 | 8.2073 | 10.5357 | 21.9022 | 6.8907
2035 | 4519 | MW | 334.7818 | 429.7582 | 549.0795 | 177.9002 | -1110.9026 | -990.8585 | -1128.4543 | -2430.8934 | -553.8096 | -315.5283 | 8.2073 | 10.5357 | 21.9022 | 3.4454
2035 | 4520 | MW | 301.3036 | 386.7823 | 494.1716 | 161.2221 | -1444.1734 | -1273.961 | -1450.8698 | -3160.1614 | -708.3611 | -405.6792 | 8.2073 | 10.5357 | 21.9022 | 3.4454
2035 | 4521 | MW | 278.9848 | 358.1318 | 457.5663 | 144.5439 | -1721.899 | -1509.8797 | -1719.5494 | -3767.8848 | -824.2747 | -480.805 | 8.2073 | 10.5357 | 21.9022 | 3.4454
2035 | 4522 | MW | 256.666 | 329.4812 | 420.961 | 133.4252 | -1888.5344 | -1651.4309 | -1880.7572 | -4132.5188 | -888.6712 | -525.8804 | 8.2073 | 10.5357 | 43.8044 | 3.4454
2035 | 4523 | MW | 267.8254 | 343.8065 | 439.2636 | 138.9845 | -2055.1698 | -1792.9821 | -2041.965 | -4497.1528 | -953.0676 | -570.9559 | 10.9431 | 14.0476 | 43.8044 | 5.168
2035 | 4524 | MW | 312.463 | 401.1076 | 512.4742 | 155.6627 | -2166.2601 | -1887.3496 | -2149.4368 | -4740.2421 | -991.7055 | -601.0062 | 10.9431 | 14.0476 | 43.8044 | 5.168
2035 | 4525 | MW | 345.9411 | 444.0834 | 567.3822 | 172.3408 | -2221.8052 | -1958.1252 | -2230.0407 | -4861.7868 | -1004.5848 | -623.544 | 10.9431 | 14.0476 | 43.8044 | 5.168
2035 | 4526 | MW | 379.4193 | 487.0592 | 622.2901 | 189.019 | -2277.3503 | -2028.9008 | -2310.6446 | -4983.3314 | -1017.4641 | -646.0817 | 10.9431 | 14.0476 | 65.7066 | 5.168
2035 | 4527 | MW | 457.5351 | 587.3361 | 750.4087 | 233.494 | -2332.8955 | -2052.4927 | -2337.5125 | -5104.8761 | -1043.2227 | -653.5943 | 13.6789 | 17.5595 | 65.7066 | 5.168
2035 | 4528 | MW | 256.666 | 329.4812 | 420.961 | 122.3064 | -2360.668 | -2076.0846 | -2364.3805 | -5165.6485 | -1056.102 | -661.1068 | 0 | 0 | 0 | 1.7227
2035 | 4529 | MW | 312.463 | 401.1076 | 512.4742 | 155.6627 | -2305.1229 | -2028.9008 | -2310.6446 | -5044.1038 | -1056.102 | -646.0817 | -65.6586 | -84.2858 | -328.5328 | -18.9495
2035 | 4530 | MW | 357.1005 | 458.4087 | 585.6848 | 177.9002 | -2166.2601 | -1887.3496 | -2149.4368 | -4740.2421 | -991.7055 | -601.0062 | -73.866 | -94.8215 | -328.5328 | -20.6722
2035 | 4531 | MW | 379.4193 | 487.0592 | 640.5928 | 189.019 | -1888.5344 | -1627.839 | -1853.8893 | -4132.5188 | -862.9126 | -518.3679 | -79.3375 | -101.8453 | -328.5328 | -22.3949
2035 | 4532 | MW | 379.4193 | 487.0592 | 622.2901 | 189.019 | -1694.1265 | -1486.2878 | -1692.6815 | -3707.1124 | -785.6368 | -473.2924 | -84.8091 | -108.8691 | -306.6306 | -22.3949
2035 | 4533 | MW | 1104.7798 | 1418.2019 | 1811.9624 | 550.3788 | -1527.4911 | -1391.9203 | -1585.2096 | -3342.4784 | -708.3611 | -443.2421 | -84.8091 | -108.8691 | -284.7284 | -22.3949
2035 | 4534 | MW | 1115.9392 | 1432.5272 | 1811.9624 | 555.9382 | -1305.3105 | -1226.7772 | -1397.1339 | -2856.2997 | -605.3267 | -390.654 | 0 | 0 | 0 | 1.7227
2035 | 4535 | MW | 1048.9828 | 1346.5755 | 1720.4491 | 528.1413 | -1083.13 | -1038.0423 | -1182.1902 | -2370.1211 | -502.2924 | -330.5534 | 19.1504 | 24.5833 | 65.7066 | 6.8907
2035 | 4536 | MW | 970.8671 | 1246.2986 | 1592.3306 | 483.6662 | -888.7221 | -896.4911 | -1020.9825 | -1944.7147 | -412.1373 | -285.478 | 16.4147 | 21.0714 | 43.8044 | 6.8907
2035 | 4537 | MW | 881.592 | 1131.6965 | 1445.9094 | 439.1912 | -777.6318 | -802.1236 | -913.5106 | -1701.6254 | -360.6202 | -255.4276 | 13.6789 | 17.5595 | 43.8044 | 10.3361
2035 | 4538 | MW | 781.1574 | 1002.769 | 1281.1855 | 389.1567 | -722.0867 | -731.348 | -832.9068 | -1580.0807 | -347.7409 | -232.8899 | 13.6789 | 17.5595 | 21.9022 | 8.6134
2035 | 4539 | MW | 669.5635 | 859.5163 | 1079.8564 | 333.5629 | -694.3141 | -707.7561 | -806.0388 | -1519.3084 | -334.8616 | -225.3773 | 10.9431 | 14.0476 | 21.9022 | 6.8907
2035 | 4540 | MW | 557.9696 | 716.2636 | 915.1325 | 283.5285 | -722.0867 | -707.7561 | -806.0388 | -1580.0807 | -334.8616 | -225.3773 | 10.9431 | 14.0476 | 21.9022 | 6.8907
2035 | 4541 | MW | 468.6945 | 601.6614 | 768.7113 | 239.0534 | -722.0867 | -660.5724 | -752.3029 | -1580.0807 | -360.6202 | -210.3522 | 8.2073 | 10.5357 | 21.9022 | 6.8907
2035 | 4542 | MW | 390.5787 | 501.3845 | 640.5928 | 200.1377 | -860.9495 | -754.9398 | -859.7747 | -1883.9424 | -437.8959 | -240.4025 | 8.2073 | 10.5357 | 21.9022 | 6.8907
2035 | 4543 | MW | 312.463 | 401.1076 | 512.4742 | 166.7815 | -1110.9026 | -967.2667 | -1101.5864 | -2430.8934 | -553.8096 | -308.0157 | 8.2073 | 10.5357 | 21.9022 | 3.4454
2035 | 4544 | MW | 278.9848 | 358.1318 | 457.5663 | 150.1033 | -1444.1734 | -1250.3691 | -1424.0019 | -3160.1614 | -708.3611 | -398.1666 | 8.2073 | 10.5357 | 21.9022 | 3.4454
2035 | 4545 | MW | 234.3472 | 300.8307 | 402.6583 | 116.747 | -1749.6716 | -1486.2878 | -1692.6815 | -3828.6571 | -837.154 | -473.2924 | 8.2073 | 10.5357 | 21.9022 | 3.4454
2035 | 4546 | MW | 212.0284 | 272.1802 | 366.053 | 105.6283 | -1971.8521 | -1627.839 | -1853.8893 | -4314.8358 | -914.4297 | -518.3679 | 8.2073 | 10.5357 | 43.8044 | 3.4454
2035 | 4547 | MW | 234.3472 | 300.8307 | 384.3557 | 116.747 | -2110.7149 | -1792.9821 | -2041.965 | -4618.6974 | -978.8262 | -570.9559 | 10.9431 | 14.0476 | 43.8044 | 5.168
2035 | 4548 | MW | 290.1442 | 372.4571 | 475.8689 | 144.5439 | -2221.8052 | -1863.7577 | -2122.5689 | -4861.7868 | -1017.4641 | -593.4936 | 10.9431 | 14.0476 | 43.8044 | 5.168
2035 | 4549 | MW | 323.6224 | 415.4329 | 530.7769 | 161.2221 | -2277.3503 | -1910.9415 | -2176.3048 | -4983.3314 | -1030.3434 | -608.5188 | 13.6789 | 17.5595 | 43.8044 | 5.168
2035 | 4550 | MW | 357.1005 | 458.4087 | 585.6848 | 177.9002 | -2332.8955 | -1981.7171 | -2256.9087 | -5104.8761 | -1043.2227 | -631.0565 | 13.6789 | 17.5595 | 65.7066 | 5.168
2035 | 4551 | MW | 446.3757 | 573.0109 | 732.106 | 222.3753 | -2360.668 | -2005.3089 | -2283.7766 | -5165.6485 | -1056.102 | -638.5691 | 16.4147 | 21.0714 | 65.7066 | 5.168
2035 | 4552 | MW | 256.666 | 329.4812 | 420.961 | 122.3064 | -2388.4406 | -2028.9008 | -2310.6446 | -5226.4208 | -1056.102 | -646.0817 | 0 | 0 | 0 | 1.7227
2035 | 4553 | MW | 312.463 | 401.1076 | 512.4742 | 155.6627 | -2360.668 | -2005.3089 | -2283.7766 | -5165.6485 | -1056.102 | -638.5691 | -79.3375 | -101.8453 | -328.5328 | -22.3949
2035 | 4554 | MW | 357.1005 | 458.4087 | 585.6848 | 177.9002 | -2194.0326 | -1887.3496 | -2149.4368 | -4801.0144 | -991.7055 | -601.0062 | -84.8091 | -108.8691 | -350.435 | -22.3949
2035 | 4555 | MW | 379.4193 | 487.0592 | 640.5928 | 183.4596 | -1916.307 | -1675.0228 | -1907.6252 | -4193.2911 | -862.9126 | -533.393 | -87.5449 | -112.381 | -350.435 | -24.1176
2035 | 4556 | MW | 379.4193 | 487.0592 | 640.5928 | 183.4596 | -1694.1265 | -1509.8797 | -1719.5494 | -3707.1124 | -772.7575 | -480.805 | -87.5449 | -112.381 | -328.5328 | -24.1176
2035 | 4557 | MW | 1082.461 | 1389.5514 | 1775.3571 | 544.8194 | -1527.4911 | -1415.5122 | -1612.0776 | -3342.4784 | -708.3611 | -450.7547 | -87.5449 | -112.381 | -306.6306 | -22.3949
2035 | 4558 | MW | 1093.6204 | 1403.8766 | 1775.3571 | 550.3788 | -1305.3105 | -1250.3691 | -1424.0019 | -2856.2997 | -605.3267 | -398.1666 | 0 | 0 | 0 | 1.7227
2035 | 4559 | MW | 1026.6641 | 1317.925 | 1683.8438 | 517.0225 | -1083.13 | -1061.6341 | -1209.0582 | -2370.1211 | -502.2924 | -338.066 | 19.1504 | 24.5833 | 65.7066 | 6.8907
2035 | 4560 | MW | 948.5483 | 1217.6481 | 1537.4226 | 472.5475 | -888.7221 | -896.4911 | -1020.9825 | -1944.7147 | -412.1373 | -285.478 | 16.4147 | 21.0714 | 43.8044 | 6.8907
2035 | 4561 | MW | 848.1138 | 1088.7206 | 1391.0014 | 428.0724 | -777.6318 | -802.1236 | -913.5106 | -1701.6254 | -373.4995 | -255.4276 | 13.6789 | 17.5595 | 43.8044 | 12.0588
2035 | 4562 | MW | 736.5199 | 945.4679 | 1207.9749 | 366.9192 | -722.0867 | -754.9398 | -859.7747 | -1580.0807 | -347.7409 | -240.4025 | 13.6789 | 17.5595 | 21.9022 | 10.3361
2035 | 4563 | MW | 624.9259 | 802.2152 | 1024.9484 | 311.3254 | -722.0867 | -731.348 | -832.9068 | -1580.0807 | -334.8616 | -232.8899 | 10.9431 | 14.0476 | 21.9022 | 8.6134
2035 | 4564 | MW | 524.4914 | 673.2878 | 841.9219 | 261.2909 | -722.0867 | -731.348 | -832.9068 | -1580.0807 | -347.7409 | -232.8899 | 10.9431 | 14.0476 | 21.9022 | 6.8907
2035 | 4565 | MW | 435.2163 | 558.6856 | 695.5007 | 216.8159 | -749.8593 | -660.5724 | -752.3029 | -1640.853 | -360.6202 | -210.3522 | 10.9431 | 14.0476 | 21.9022 | 6.8907
2035 | 4566 | MW | 357.1005 | 458.4087 | 585.6848 | 183.4596 | -860.9495 | -778.5317 | -886.6427 | -1883.9424 | -425.0166 | -247.9151 | 8.2073 | 10.5357 | 21.9022 | 6.8907
2035 | 4567 | MW | 290.1442 | 372.4571 | 457.5663 | 150.1033 | -1138.6752 | -990.8585 | -1128.4543 | -2491.6657 | -553.8096 | -315.5283 | 8.2073 | 10.5357 | 21.9022 | 3.4454
2035 | 4568 | MW | 256.666 | 329.4812 | 420.961 | 133.4252 | -1499.7185 | -1250.3691 | -1424.0019 | -3281.7061 | -695.4818 | -398.1666 | 10.9431 | 14.0476 | 21.9022 | 3.4454
2035 | 4569 | MW | 223.1878 | 286.5054 | 366.053 | 111.1876 | -1805.2167 | -1509.8797 | -1719.5494 | -3950.2018 | -824.2747 | -480.805 | 10.9431 | 14.0476 | 21.9022 | 3.4454
2035 | 4570 | MW | 212.0284 | 272.1802 | 347.7504 | 105.6283 | -2027.3972 | -1675.0228 | -1907.6252 | -4436.3804 | -914.4297 | -533.393 | 10.9431 | 14.0476 | 21.9022 | 5.168
2035 | 4571 | MW | 234.3472 | 300.8307 | 384.3557 | 116.747 | -2194.0326 | -1816.574 | -2068.8329 | -4801.0144 | -991.7055 | -578.4685 | 10.9431 | 14.0476 | 43.8044 | 5.168
2035 | 4572 | MW | 278.9848 | 358.1318 | 475.8689 | 138.9845 | -2332.8955 | -1934.5333 | -2203.1727 | -5104.8761 | -1030.3434 | -616.0314 | 13.6789 | 17.5595 | 43.8044 | 5.168
2035 | 4573 | MW | 312.463 | 401.1076 | 512.4742 | 161.2221 | -2388.4406 | -2028.9008 | -2310.6446 | -5226.4208 | -1056.102 | -646.0817 | 13.6789 | 17.5595 | 43.8044 | 5.168
2035 | 4574 | MW | 357.1005 | 458.4087 | 585.6848 | 177.9002 | -2443.9857 | -2123.2683 | -2418.1164 | -5347.9655 | -1081.8605 | -676.132 | 16.4147 | 21.0714 | 43.8044 | 6.8907
2035 | 4575 | MW | 446.3757 | 573.0109 | 732.106 | 216.8159 | -2499.5308 | -2194.0439 | -2498.7203 | -5469.5101 | -1094.7398 | -698.6697 | 16.4147 | 21.0714 | 43.8044 | 6.8907
2035 | 4576 | MW | 256.666 | 329.4812 | 420.961 | 127.8658 | -2499.5308 | -2264.8195 | -2579.3242 | -5469.5101 | -1107.6191 | -721.2075 | 0 | 0 | 0 | 1.7227
2035 | 4577 | MW | 312.463 | 401.1076 | 512.4742 | 161.2221 | -2471.7583 | -2264.8195 | -2579.3242 | -5408.7378 | -1107.6191 | -721.2075 | -79.3375 | -101.8453 | -284.7284 | -22.3949
2035 | 4578 | MW | 368.2599 | 472.734 | 603.9875 | 177.9002 | -2277.3503 | -2146.8602 | -2444.9844 | -4983.3314 | -1030.3434 | -683.6446 | -84.8091 | -108.8691 | -284.7284 | -22.3949
2035 | 4579 | MW | 390.5787 | 501.3845 | 658.8954 | 189.019 | -1999.6247 | -1887.3496 | -2149.4368 | -4375.6081 | -888.6712 | -601.0062 | -87.5449 | -112.381 | -284.7284 | -22.3949
2035 | 4580 | MW | 390.5787 | 501.3845 | 640.5928 | 189.019 | -1777.4442 | -1698.6146 | -1934.4931 | -3889.4294 | -798.5161 | -540.9056 | -87.5449 | -112.381 | -284.7284 | -22.3949
2035 | 4581 | MW | 1071.3016 | 1375.2261 | 1757.0544 | 533.7007 | -1583.0362 | -1557.0634 | -1773.2854 | -3464.0231 | -721.2404 | -495.8301 | -84.8091 | -108.8691 | -262.8262 | -20.6722
2035 | 4582 | MW | 1082.461 | 1389.5514 | 1775.3571 | 539.26 | -1333.0831 | -1344.7366 | -1531.4737 | -2917.0721 | -618.206 | -428.2169 | 0 | 0 | 0 | 1.7227
2035 | 4583 | MW | 1015.5047 | 1303.5997 | 1665.5412 | 505.9038 | -1110.9026 | -1108.8179 | -1262.7941 | -2430.8934 | -502.2924 | -353.0912 | 19.1504 | 24.5833 | 43.8044 | 6.8907
2035 | 4584 | MW | 937.3889 | 1203.3228 | 1537.4226 | 461.4287 | -916.4946 | -943.6748 | -1074.7184 | -2005.487 | -425.0166 | -300.5031 | 16.4147 | 21.0714 | 43.8044 | 6.8907
2035 | 4585 | MW | 836.9544 | 1074.3954 | 1372.6988 | 416.9536 | -805.4044 | -825.7154 | -940.3786 | -1762.3977 | -373.4995 | -262.9402 | 13.6789 | 17.5595 | 87.6087 | 10.3361
2035 | 4586 | MW | 725.3605 | 931.1427 | 1189.6723 | 361.3598 | -749.8593 | -778.5317 | -886.6427 | -1640.853 | -347.7409 | -247.9151 | 10.9431 | 14.0476 | 65.7066 | 8.6134
2035 | 4587 | MW | 613.7666 | 787.8899 | 1006.6458 | 305.766 | -722.0867 | -754.9398 | -859.7747 | -1580.0807 | -334.8616 | -240.4025 | 8.2073 | 10.5357 | 65.7066 | 6.8907
2035 | 4588 | MW | 502.1726 | 644.6372 | 823.6193 | 250.1722 | -722.0867 | -731.348 | -832.9068 | -1580.0807 | -347.7409 | -232.8899 | 8.2073 | 10.5357 | 65.7066 | 6.8907
2035 | 4589 | MW | 412.8975 | 530.0351 | 677.1981 | 205.6971 | -749.8593 | -684.1642 | -779.1708 | -1640.853 | -360.6202 | -217.8648 | 8.2073 | 10.5357 | 65.7066 | 6.8907
2035 | 4590 | MW | 345.9411 | 444.0834 | 567.3822 | 172.3408 | -888.7221 | -802.1236 | -913.5106 | -1944.7147 | -437.8959 | -255.4276 | 8.2073 | 10.5357 | 65.7066 | 6.8907
2035 | 4591 | MW | 278.9848 | 358.1318 | 439.2636 | 144.5439 | -1166.4477 | -1014.4504 | -1155.3223 | -2552.4381 | -553.8096 | -323.0408 | 8.2073 | 10.5357 | 65.7066 | 3.4454
2035 | 4592 | MW | 256.666 | 329.4812 | 420.961 | 127.8658 | -1499.7185 | -1321.1447 | -1504.6058 | -3281.7061 | -721.2404 | -420.7044 | 8.2073 | 10.5357 | 65.7066 | 3.4454
2035 | 4593 | MW | 212.0284 | 272.1802 | 366.053 | 100.0689 | -1832.9893 | -1580.6553 | -1800.1533 | -4010.9741 | -850.0333 | -503.3427 | 8.2073 | 10.5357 | 65.7066 | 3.4454
2035 | 4594 | MW | 200.8691 | 257.8549 | 347.7504 | 100.0689 | -2082.9424 | -1745.7984 | -1988.2291 | -4557.9251 | -940.1883 | -555.9308 | 8.2073 | 10.5357 | 87.6087 | 3.4454
2035 | 4595 | MW | 223.1878 | 286.5054 | 366.053 | 111.1876 | -2249.5778 | -1910.9415 | -2176.3048 | -4922.5591 | -1017.4641 | -608.5188 | 8.2073 | 10.5357 | 87.6087 | 5.168
2035 | 4596 | MW | 278.9848 | 358.1318 | 457.5663 | 138.9845 | -2360.668 | -2028.9008 | -2310.6446 | -5165.6485 | -1043.2227 | -646.0817 | 8.2073 | 10.5357 | 109.5109 | 5.168
2035 | 4597 | MW | 312.463 | 401.1076 | 512.4742 | 161.2221 | -2416.2131 | -2146.8602 | -2444.9844 | -5287.1931 | -1056.102 | -683.6446 | 10.9431 | 14.0476 | 109.5109 | 5.168
2035 | 4598 | MW | 345.9411 | 444.0834 | 567.3822 | 177.9002 | -2471.7583 | -2241.2276 | -2552.4562 | -5408.7378 | -1068.9812 | -713.6949 | 10.9431 | 14.0476 | 131.4131 | 5.168
2035 | 4599 | MW | 435.2163 | 558.6856 | 713.8034 | 216.8159 | -2499.5308 | -2312.0032 | -2633.0601 | -5469.5101 | -1107.6191 | -736.2326 | 13.6789 | 17.5595 | 131.4131 | 5.168
2035 | 4600 | MW | 256.666 | 329.4812 | 420.961 | 127.8658 | -2499.5308 | -2335.5951 | -2659.9281 | -5469.5101 | -1133.3777 | -743.7452 | 0 | 0 | 65.7066 | 1.7227
2035 | 4601 | MW | 312.463 | 401.1076 | 512.4742 | 161.2221 | -2416.2131 | -2359.187 | -2686.796 | -5287.1931 | -1159.1363 | -751.2578 | -71.1302 | -91.3096 | -219.0219 | -20.6722
2035 | 4602 | MW | 368.2599 | 472.734 | 603.9875 | 177.9002 | -2249.5778 | -2241.2276 | -2552.4562 | -4922.5591 | -1068.9812 | -713.6949 | -76.6018 | -98.3334 | -219.0219 | -20.6722
2035 | 4603 | MW | 390.5787 | 501.3845 | 658.8954 | 189.019 | -1971.8521 | -1958.1252 | -2230.0407 | -4314.8358 | -914.4297 | -623.544 | -82.0733 | -105.3572 | -219.0219 | -20.6722
2035 | 4604 | MW | 390.5787 | 501.3845 | 640.5928 | 189.019 | -1749.6716 | -1745.7984 | -1988.2291 | -3828.6571 | -798.5161 | -555.9308 | -84.8091 | -108.8691 | -197.1197 | -22.3949
2035 | 4605 | MW | 1082.461 | 1389.5514 | 1775.3571 | 544.8194 | -1583.0362 | -1604.2472 | -1827.0213 | -3464.0231 | -721.2404 | -510.8553 | -82.0733 | -105.3572 | -175.2175 | -20.6722
2035 | 4606 | MW | 1082.461 | 1389.5514 | 1775.3571 | 544.8194 | -1333.0831 | -1368.3285 | -1558.3417 | -2917.0721 | -631.0853 | -435.7295 | -2.7358 | -3.5119 | 43.8044 | 1.7227
2035 | 4607 | MW | 1026.6641 | 1317.925 | 1665.5412 | 511.4631 | -1110.9026 | -1132.4098 | -1289.6621 | -2430.8934 | -515.1717 | -360.6037 | 16.4147 | 21.0714 | 109.5109 | 6.8907
2035 | 4608 | MW | 937.3889 | 1203.3228 | 1537.4226 | 466.9881 | -916.4946 | -943.6748 | -1074.7184 | -2005.487 | -425.0166 | -300.5031 | 16.4147 | 21.0714 | 87.6087 | 5.168
2035 | 4609 | MW | 836.9544 | 1074.3954 | 1372.6988 | 416.9536 | -805.4044 | -825.7154 | -940.3786 | -1762.3977 | -373.4995 | -262.9402 | 13.6789 | 17.5595 | 87.6087 | 10.3361
2035 | 4610 | MW | 725.3605 | 931.1427 | 1189.6723 | 361.3598 | -749.8593 | -778.5317 | -886.6427 | -1640.853 | -360.6202 | -247.9151 | 13.6789 | 17.5595 | 65.7066 | 8.6134
2035 | 4611 | MW | 613.7666 | 787.8899 | 1006.6458 | 305.766 | -722.0867 | -754.9398 | -859.7747 | -1580.0807 | -347.7409 | -240.4025 | 10.9431 | 14.0476 | 65.7066 | 8.6134
2035 | 4612 | MW | 502.1726 | 644.6372 | 823.6193 | 250.1722 | -722.0867 | -731.348 | -832.9068 | -1580.0807 | -347.7409 | -232.8899 | 10.9431 | 14.0476 | 65.7066 | 6.8907
2035 | 4613 | MW | 412.8975 | 530.0351 | 677.1981 | 205.6971 | -749.8593 | -684.1642 | -779.1708 | -1640.853 | -373.4995 | -217.8648 | 10.9431 | 14.0476 | 65.7066 | 6.8907
2035 | 4614 | MW | 334.7818 | 429.7582 | 549.0795 | 172.3408 | -860.9495 | -802.1236 | -913.5106 | -1883.9424 | -437.8959 | -255.4276 | 8.2073 | 10.5357 | 65.7066 | 6.8907
2035 | 4615 | MW | 267.8254 | 343.8065 | 439.2636 | 144.5439 | -1166.4477 | -1038.0423 | -1182.1902 | -2552.4381 | -579.5681 | -330.5534 | 8.2073 | 10.5357 | 65.7066 | 3.4454
2035 | 4616 | MW | 256.666 | 329.4812 | 420.961 | 127.8658 | -1527.4911 | -1321.1447 | -1504.6058 | -3342.4784 | -759.8782 | -420.7044 | 10.9431 | 14.0476 | 65.7066 | 3.4454
2035 | 4617 | MW | 223.1878 | 286.5054 | 366.053 | 111.1876 | -1832.9893 | -1604.2472 | -1827.0213 | -4010.9741 | -901.5504 | -510.8553 | 10.9431 | 14.0476 | 65.7066 | 3.4454
2035 | 4618 | MW | 200.8691 | 257.8549 | 347.7504 | 100.0689 | -2082.9424 | -1816.574 | -2068.8329 | -4557.9251 | -1017.4641 | -578.4685 | 10.9431 | 14.0476 | 87.6087 | 5.168
2035 | 4619 | MW | 223.1878 | 286.5054 | 384.3557 | 111.1876 | -2249.5778 | -1981.7171 | -2256.9087 | -4922.5591 | -1107.6191 | -631.0565 | 10.9431 | 14.0476 | 87.6087 | 5.168
2035 | 4620 | MW | 290.1442 | 372.4571 | 475.8689 | 138.9845 | -2388.4406 | -2099.6764 | -2391.2485 | -5226.4208 | -1159.1363 | -668.6194 | 10.9431 | 14.0476 | 109.5109 | 5.168
2035 | 4621 | MW | 323.6224 | 415.4329 | 530.7769 | 161.2221 | -2443.9857 | -2170.452 | -2471.8523 | -5347.9655 | -1184.8949 | -691.1572 | 13.6789 | 17.5595 | 131.4131 | 5.168
2035 | 4622 | MW | 345.9411 | 444.0834 | 585.6848 | 172.3408 | -2499.5308 | -2241.2276 | -2552.4562 | -5469.5101 | -1210.6535 | -713.6949 | 13.6789 | 17.5595 | 131.4131 | 5.168
2035 | 4623 | MW | 435.2163 | 558.6856 | 713.8034 | 216.8159 | -2527.3034 | -2288.4114 | -2606.1921 | -5530.2825 | -1210.6535 | -728.72 | 16.4147 | 21.0714 | 153.3153 | 5.168
2035 | 4624 | MW | 256.666 | 329.4812 | 420.961 | 127.8658 | -2527.3034 | -2312.0032 | -2633.0601 | -5530.2825 | -1210.6535 | -736.2326 | 0 | 0 | 87.6087 | 1.7227
2035 | 4625 | MW | 312.463 | 401.1076 | 512.4742 | 161.2221 | -2471.7583 | -2312.0032 | -2633.0601 | -5408.7378 | -1197.7742 | -736.2326 | -68.3944 | -87.7977 | -262.8262 | -20.6722
2035 | 4626 | MW | 368.2599 | 472.734 | 603.9875 | 177.9002 | -2277.3503 | -2170.452 | -2471.8523 | -4983.3314 | -1107.6191 | -691.1572 | -71.1302 | -91.3096 | -262.8262 | -20.6722
2035 | 4627 | MW | 390.5787 | 501.3845 | 640.5928 | 189.019 | -1999.6247 | -1863.7577 | -2122.5689 | -4375.6081 | -953.0676 | -593.4936 | -73.866 | -94.8215 | -240.9241 | -22.3949
2035 | 4628 | MW | 390.5787 | 501.3845 | 640.5928 | 189.019 | -1749.6716 | -1651.4309 | -1880.7572 | -3828.6571 | -824.2747 | -525.8804 | -76.6018 | -98.3334 | -219.0219 | -24.1176
2035 | 4629 | MW | 1071.3016 | 1375.2261 | 1757.0544 | 533.7007 | -1555.2636 | -1533.4715 | -1746.4174 | -3403.2507 | -746.9989 | -488.3176 | -76.6018 | -98.3334 | -219.0219 | -22.3949
2035 | 4630 | MW | 1082.461 | 1389.5514 | 1775.3571 | 539.26 | -1333.0831 | -1321.1447 | -1504.6058 | -2917.0721 | -631.0853 | -420.7044 | 0 | 0 | 65.7066 | 1.7227
2035 | 4631 | MW | 1026.6641 | 1317.925 | 1683.8438 | 505.9038 | -1110.9026 | -1108.8179 | -1262.7941 | -2430.8934 | -515.1717 | -353.0912 | 19.1504 | 24.5833 | 131.4131 | 6.8907
2035 | 4632 | MW | 937.3889 | 1203.3228 | 1537.4226 | 461.4287 | -916.4946 | -943.6748 | -1074.7184 | -2005.487 | -437.8959 | -300.5031 | 16.4147 | 21.0714 | 109.5109 | 6.8907
2035 | 4633 | MW | 836.9544 | 1074.3954 | 1372.6988 | 416.9536 | -749.8593 | -802.1236 | -913.5106 | -1640.853 | -373.4995 | -255.4276 | 10.9431 | 14.0476 | 65.7066 | 10.3361
2035 | 4634 | MW | 725.3605 | 931.1427 | 1189.6723 | 361.3598 | -722.0867 | -754.9398 | -859.7747 | -1580.0807 | -347.7409 | -240.4025 | 10.9431 | 14.0476 | 65.7066 | 10.3361
2035 | 4635 | MW | 602.6072 | 773.5647 | 988.3431 | 300.2066 | -694.3141 | -707.7561 | -806.0388 | -1519.3084 | -334.8616 | -225.3773 | 8.2073 | 10.5357 | 43.8044 | 8.6134
2035 | 4636 | MW | 502.1726 | 644.6372 | 823.6193 | 250.1722 | -694.3141 | -707.7561 | -806.0388 | -1519.3084 | -334.8616 | -225.3773 | 8.2073 | 10.5357 | 43.8044 | 8.6134
2035 | 4637 | MW | 435.2163 | 558.6856 | 713.8034 | 211.2565 | -694.3141 | -636.9805 | -725.4349 | -1519.3084 | -347.7409 | -202.8396 | 8.2073 | 10.5357 | 43.8044 | 6.8907
2035 | 4638 | MW | 368.2599 | 472.734 | 622.2901 | 177.9002 | -722.0867 | -684.1642 | -779.1708 | -1580.0807 | -373.4995 | -217.8648 | 8.2073 | 10.5357 | 43.8044 | 6.8907
2035 | 4639 | MW | 323.6224 | 415.4329 | 549.0795 | 155.6627 | -888.7221 | -825.7154 | -940.3786 | -1944.7147 | -463.6545 | -262.9402 | 8.2073 | 10.5357 | 43.8044 | 3.4454
2035 | 4640 | MW | 290.1442 | 372.4571 | 475.8689 | 144.5439 | -1110.9026 | -1014.4504 | -1155.3223 | -2430.8934 | -592.4474 | -323.0408 | 8.2073 | 10.5357 | 65.7066 | 3.4454
2035 | 4641 | MW | 267.8254 | 343.8065 | 439.2636 | 127.8658 | -1333.0831 | -1203.1854 | -1370.266 | -2917.0721 | -708.3611 | -383.1415 | 8.2073 | 10.5357 | 65.7066 | 3.4454
2035 | 4642 | MW | 290.1442 | 372.4571 | 475.8689 | 150.1033 | -1527.4911 | -1344.7366 | -1531.4737 | -3342.4784 | -798.5161 | -428.2169 | 8.2073 | 10.5357 | 87.6087 | 5.168
2035 | 4643 | MW | 357.1005 | 458.4087 | 585.6848 | 183.4596 | -1666.3539 | -1439.1041 | -1638.9456 | -3646.3401 | -862.9126 | -458.2672 | 10.9431 | 14.0476 | 87.6087 | 5.168
2035 | 4644 | MW | 446.3757 | 573.0109 | 750.4087 | 227.9347 | -1777.4442 | -1533.4715 | -1746.4174 | -3889.4294 | -901.5504 | -488.3176 | 10.9431 | 14.0476 | 109.5109 | 5.168
2035 | 4645 | MW | 502.1726 | 644.6372 | 823.6193 | 255.7316 | -1860.7618 | -1604.2472 | -1827.0213 | -4071.7464 | -927.309 | -510.8553 | 10.9431 | 14.0476 | 131.4131 | 6.8907
2035 | 4646 | MW | 546.8102 | 701.9383 | 878.5272 | 277.9691 | -1944.0795 | -1675.0228 | -1907.6252 | -4254.0634 | -965.9469 | -533.393 | 10.9431 | 14.0476 | 131.4131 | 6.8907
2035 | 4647 | MW | 223.1878 | 286.5054 | 366.053 | 116.747 | -1971.8521 | -1722.2065 | -1961.3611 | -4314.8358 | -978.8262 | -548.4182 | 10.9431 | 14.0476 | 153.3153 | 6.8907
2035 | 4648 | MW | 256.666 | 329.4812 | 420.961 | 127.8658 | -1971.8521 | -1745.7984 | -1988.2291 | -4314.8358 | -991.7055 | -555.9308 | 0 | 0 | 65.7066 | 1.7227
2035 | 4649 | MW | 290.1442 | 372.4571 | 475.8689 | 144.5439 | -1971.8521 | -1769.3902 | -2015.097 | -4314.8358 | -991.7055 | -563.4433 | -57.4513 | -73.75 | -240.9241 | -20.6722
2035 | 4650 | MW | 301.3036 | 386.7823 | 475.8689 | 155.6627 | -1860.7618 | -1698.6146 | -1934.4931 | -4071.7464 | -940.1883 | -540.9056 | -60.1871 | -77.262 | -219.0219 | -20.6722
2035 | 4651 | MW | 301.3036 | 386.7823 | 494.1716 | 150.1033 | -1666.3539 | -1557.0634 | -1773.2854 | -3646.3401 | -811.3954 | -495.8301 | -65.6586 | -84.2858 | -197.1197 | -20.6722
2035 | 4652 | MW | 970.8671 | 1246.2986 | 1592.3306 | 483.6662 | -1527.4911 | -1415.5122 | -1612.0776 | -3342.4784 | -721.2404 | -450.7547 | -68.3944 | -87.7977 | -197.1197 | -18.9495
2035 | 4653 | MW | 970.8671 | 1246.2986 | 1592.3306 | 489.2256 | -1388.6282 | -1368.3285 | -1558.3417 | -3038.6167 | -656.8439 | -435.7295 | -68.3944 | -87.7977 | -197.1197 | -18.9495
2035 | 4654 | MW | 937.3889 | 1203.3228 | 1537.4226 | 466.9881 | -1221.9929 | -1203.1854 | -1370.266 | -2673.9827 | -579.5681 | -383.1415 | 0 | 0 | 43.8044 | 1.7227
2035 | 4655 | MW | 892.7514 | 1146.0217 | 1464.212 | 444.7506 | -1027.5849 | -1038.0423 | -1182.1902 | -2248.5764 | -489.4131 | -330.5534 | 16.4147 | 21.0714 | 109.5109 | 6.8907
2035 | 4656 | MW | 836.9544 | 1074.3954 | 1372.6988 | 416.9536 | -860.9495 | -872.8992 | -994.1145 | -1883.9424 | -412.1373 | -277.9654 | 13.6789 | 17.5595 | 87.6087 | 6.8907
2035 | 4657 | MW | 747.6793 | 959.7932 | 1226.2776 | 372.4786 | -749.8593 | -778.5317 | -886.6427 | -1640.853 | -360.6202 | -247.9151 | 10.9431 | 14.0476 | 65.7066 | 10.3361
2035 | 4658 | MW | 647.2447 | 830.8658 | 1061.5537 | 322.4441 | -694.3141 | -731.348 | -832.9068 | -1519.3084 | -334.8616 | -232.8899 | 8.2073 | 10.5357 | 65.7066 | 8.6134
2035 | 4659 | MW | 569.129 | 730.5889 | 933.4352 | 277.9691 | -666.5416 | -707.7561 | -806.0388 | -1458.536 | -321.9823 | -225.3773 | 8.2073 | 10.5357 | 65.7066 | 6.8907
2035 | 4660 | MW | 502.1726 | 644.6372 | 841.9219 | 239.0534 | -666.5416 | -684.1642 | -779.1708 | -1458.536 | -321.9823 | -217.8648 | 8.2073 | 10.5357 | 43.8044 | 6.8907
2035 | 4661 | MW | 446.3757 | 573.0109 | 750.4087 | 211.2565 | -666.5416 | -613.3886 | -698.567 | -1458.536 | -334.8616 | -195.327 | 5.4716 | 7.0238 | 43.8044 | 6.8907
2035 | 4662 | MW | 401.7381 | 515.7098 | 677.1981 | 189.019 | -694.3141 | -660.5724 | -752.3029 | -1519.3084 | -360.6202 | -210.3522 | 5.4716 | 7.0238 | 43.8044 | 6.8907
2035 | 4663 | MW | 357.1005 | 458.4087 | 603.9875 | 166.7815 | -805.4044 | -754.9398 | -859.7747 | -1762.3977 | -412.1373 | -240.4025 | 5.4716 | 7.0238 | 43.8044 | 3.4454
2035 | 4664 | MW | 312.463 | 401.1076 | 512.4742 | 150.1033 | -944.2672 | -849.3073 | -967.2466 | -2066.2594 | -476.5338 | -270.4528 | 8.2073 | 10.5357 | 65.7066 | 3.4454
2035 | 4665 | MW | 301.3036 | 386.7823 | 475.8689 | 150.1033 | -1110.9026 | -990.8585 | -1128.4543 | -2430.8934 | -540.9303 | -315.5283 | 8.2073 | 10.5357 | 65.7066 | 3.4454
2035 | 4666 | MW | 323.6224 | 415.4329 | 530.7769 | 166.7815 | -1249.7654 | -1108.8179 | -1262.7941 | -2734.7551 | -605.3267 | -353.0912 | 8.2073 | 10.5357 | 65.7066 | 5.168
2035 | 4667 | MW | 368.2599 | 472.734 | 603.9875 | 194.5784 | -1388.6282 | -1203.1854 | -1370.266 | -3038.6167 | -669.7232 | -383.1415 | 8.2073 | 10.5357 | 65.7066 | 5.168
2035 | 4668 | MW | 446.3757 | 573.0109 | 732.106 | 222.3753 | -1499.7185 | -1250.3691 | -1424.0019 | -3281.7061 | -708.3611 | -398.1666 | 8.2073 | 10.5357 | 87.6087 | 5.168
2035 | 4669 | MW | 502.1726 | 644.6372 | 823.6193 | 255.7316 | -1555.2636 | -1321.1447 | -1504.6058 | -3403.2507 | -721.2404 | -420.7044 | 8.2073 | 10.5357 | 87.6087 | 5.168
2035 | 4670 | MW | 524.4914 | 673.2878 | 860.2246 | 272.4097 | -1638.5813 | -1391.9203 | -1585.2096 | -3585.5677 | -746.9989 | -443.2421 | 8.2073 | 10.5357 | 109.5109 | 5.168
2035 | 4671 | MW | 212.0284 | 272.1802 | 347.7504 | 100.0689 | -1721.899 | -1439.1041 | -1638.9456 | -3767.8848 | -785.6368 | -458.2672 | 8.2073 | 10.5357 | 109.5109 | 5.168
2035 | 4672 | MW | 245.5066 | 315.156 | 402.6583 | 116.747 | -1749.6716 | -1486.2878 | -1692.6815 | -3828.6571 | -798.5161 | -473.2924 | 0 | 0 | 65.7066 | 1.7227
2035 | 4673 | MW | 278.9848 | 358.1318 | 457.5663 | 133.4252 | -1777.4442 | -1533.4715 | -1746.4174 | -3889.4294 | -811.3954 | -488.3176 | -46.5082 | -59.7024 | -219.0219 | -17.2268
2035 | 4674 | MW | 290.1442 | 372.4571 | 475.8689 | 144.5439 | -1694.1265 | -1509.8797 | -1719.5494 | -3707.1124 | -798.5161 | -480.805 | -49.244 | -63.2143 | -219.0219 | -17.2268
2035 | 4675 | MW | 301.3036 | 386.7823 | 494.1716 | 144.5439 | -1527.4911 | -1415.5122 | -1612.0776 | -3342.4784 | -734.1197 | -450.7547 | -54.7155 | -70.2381 | -219.0219 | -17.2268
2035 | 4676 | MW | 970.8671 | 1246.2986 | 1592.3306 | 478.1068 | -1416.4008 | -1321.1447 | -1504.6058 | -3099.3891 | -669.7232 | -420.7044 | -57.4513 | -73.75 | -197.1197 | -18.9495
2035 | 4677 | MW | 970.8671 | 1246.2986 | 1592.3306 | 483.6662 | -1333.0831 | -1297.5528 | -1477.7378 | -2917.0721 | -631.0853 | -413.1918 | -57.4513 | -73.75 | -197.1197 | -18.9495
2035 | 4678 | MW | 948.5483 | 1217.6481 | 1537.4226 | 472.5475 | -1166.4477 | -1156.0016 | -1316.53 | -2552.4381 | -553.8096 | -368.1163 | -2.7358 | -3.5119 | 65.7066 | 1.7227
2035 | 4679 | MW | 903.9107 | 1160.347 | 1482.5147 | 455.8693 | -999.8123 | -990.8585 | -1128.4543 | -2187.8041 | -476.5338 | -315.5283 | 13.6789 | 17.5595 | 109.5109 | 6.8907
2035 | 4680 | MW | 848.1138 | 1088.7206 | 1391.0014 | 422.513 | -833.1769 | -849.3073 | -967.2466 | -1823.17 | -399.2581 | -270.4528 | 10.9431 | 14.0476 | 87.6087 | 5.168
2035 | 4681 | MW | 758.8386 | 974.1185 | 1244.5802 | 378.038 | -777.6318 | -778.5317 | -886.6427 | -1701.6254 | -373.4995 | -247.9151 | 13.6789 | 17.5595 | 43.8044 | 12.0588
2035 | 4682 | MW | 669.5635 | 859.5163 | 1098.159 | 333.5629 | -722.0867 | -731.348 | -832.9068 | -1580.0807 | -347.7409 | -232.8899 | 10.9431 | 14.0476 | 43.8044 | 10.3361
2035 | 4683 | MW | 580.2884 | 744.9141 | 951.7378 | 294.6472 | -694.3141 | -707.7561 | -806.0388 | -1519.3084 | -334.8616 | -225.3773 | 8.2073 | 10.5357 | 21.9022 | 8.6134
2035 | 4684 | MW | 513.332 | 658.9625 | 841.9219 | 255.7316 | -694.3141 | -707.7561 | -806.0388 | -1519.3084 | -347.7409 | -225.3773 | 8.2073 | 10.5357 | 21.9022 | 6.8907
2035 | 4685 | MW | 446.3757 | 573.0109 | 732.106 | 222.3753 | -722.0867 | -660.5724 | -752.3029 | -1580.0807 | -373.4995 | -210.3522 | 8.2073 | 10.5357 | 21.9022 | 6.8907
2035 | 4686 | MW | 390.5787 | 501.3845 | 640.5928 | 194.5784 | -860.9495 | -754.9398 | -859.7747 | -1883.9424 | -437.8959 | -240.4025 | 8.2073 | 10.5357 | 21.9022 | 6.8907
2035 | 4687 | MW | 334.7818 | 429.7582 | 549.0795 | 177.9002 | -1138.6752 | -1014.4504 | -1155.3223 | -2491.6657 | -566.6889 | -323.0408 | 8.2073 | 10.5357 | 21.9022 | 3.4454
2035 | 4688 | MW | 301.3036 | 386.7823 | 494.1716 | 161.2221 | -1471.9459 | -1297.5528 | -1477.7378 | -3220.9337 | -721.2404 | -413.1918 | 8.2073 | 10.5357 | 21.9022 | 3.4454
2035 | 4689 | MW | 267.8254 | 343.8065 | 439.2636 | 138.9845 | -1749.6716 | -1557.0634 | -1773.2854 | -3828.6571 | -850.0333 | -495.8301 | 8.2073 | 10.5357 | 21.9022 | 5.168
2035 | 4690 | MW | 256.666 | 329.4812 | 420.961 | 127.8658 | -1944.0795 | -1722.2065 | -1961.3611 | -4254.0634 | -940.1883 | -548.4182 | 8.2073 | 10.5357 | 43.8044 | 5.168
2035 | 4691 | MW | 256.666 | 329.4812 | 439.2636 | 127.8658 | -2110.7149 | -1863.7577 | -2122.5689 | -4618.6974 | -1017.4641 | -593.4936 | 10.9431 | 14.0476 | 43.8044 | 5.168
2035 | 4692 | MW | 312.463 | 401.1076 | 512.4742 | 155.6627 | -2249.5778 | -1934.5333 | -2203.1727 | -4922.5591 | -1056.102 | -616.0314 | 10.9431 | 14.0476 | 43.8044 | 5.168
2035 | 4693 | MW | 345.9411 | 444.0834 | 567.3822 | 172.3408 | -2332.8955 | -1958.1252 | -2230.0407 | -5104.8761 | -1081.8605 | -623.544 | 10.9431 | 14.0476 | 43.8044 | 5.168
2035 | 4694 | MW | 379.4193 | 487.0592 | 622.2901 | 189.019 | -2416.2131 | -2028.9008 | -2310.6446 | -5287.1931 | -1107.6191 | -646.0817 | 10.9431 | 14.0476 | 43.8044 | 5.168
2035 | 4695 | MW | 468.6945 | 601.6614 | 768.7113 | 233.494 | -2443.9857 | -2076.0846 | -2364.3805 | -5347.9655 | -1133.3777 | -661.1068 | 13.6789 | 17.5595 | 43.8044 | 6.8907
2035 | 4696 | MW | 245.5066 | 315.156 | 420.961 | 122.3064 | -2443.9857 | -2099.6764 | -2391.2485 | -5347.9655 | -1159.1363 | -668.6194 | 0 | 0 | 0 | 1.7227
2035 | 4697 | MW | 312.463 | 401.1076 | 512.4742 | 155.6627 | -2388.4406 | -2076.0846 | -2364.3805 | -5226.4208 | -1159.1363 | -661.1068 | -65.6586 | -84.2858 | -284.7284 | -22.3949
2035 | 4698 | MW | 357.1005 | 458.4087 | 585.6848 | 177.9002 | -2221.8052 | -1934.5333 | -2203.1727 | -4861.7868 | -1081.8605 | -616.0314 | -68.3944 | -87.7977 | -306.6306 | -22.3949
2035 | 4699 | MW | 379.4193 | 487.0592 | 640.5928 | 183.4596 | -1944.0795 | -1698.6146 | -1934.4931 | -4254.0634 | -914.4297 | -540.9056 | -73.866 | -94.8215 | -306.6306 | -24.1176
2035 | 4700 | MW | 379.4193 | 487.0592 | 622.2901 | 183.4596 | -1721.899 | -1509.8797 | -1719.5494 | -3767.8848 | -785.6368 | -480.805 | -76.6018 | -98.3334 | -284.7284 | -24.1176
2035 | 4701 | MW | 1104.7798 | 1418.2019 | 1811.9624 | 550.3788 | -1527.4911 | -1415.5122 | -1612.0776 | -3342.4784 | -708.3611 | -450.7547 | -76.6018 | -98.3334 | -284.7284 | -24.1176
2035 | 4702 | MW | 1104.7798 | 1418.2019 | 1811.9624 | 550.3788 | -1305.3105 | -1226.7772 | -1397.1339 | -2856.2997 | -605.3267 | -390.654 | 0 | 0 | 0 | 1.7227
2035 | 4703 | MW | 1048.9828 | 1346.5755 | 1738.7518 | 517.0225 | -1083.13 | -1038.0423 | -1182.1902 | -2370.1211 | -502.2924 | -330.5534 | 16.4147 | 21.0714 | 43.8044 | 6.8907
2035 | 4704 | MW | 982.0265 | 1260.6239 | 1610.6332 | 478.1068 | -888.7221 | -896.4911 | -1020.9825 | -1944.7147 | -425.0166 | -285.478 | 16.4147 | 21.0714 | 43.8044 | 6.8907
2035 | 4705 | MW | 892.7514 | 1146.0217 | 1464.212 | 439.1912 | -777.6318 | -778.5317 | -886.6427 | -1701.6254 | -373.4995 | -247.9151 | 13.6789 | 17.5595 | 43.8044 | 10.3361
2035 | 4706 | MW | 781.1574 | 1002.769 | 1281.1855 | 389.1567 | -722.0867 | -731.348 | -832.9068 | -1580.0807 | -347.7409 | -232.8899 | 10.9431 | 14.0476 | 21.9022 | 8.6134
2035 | 4707 | MW | 669.5635 | 859.5163 | 1098.159 | 328.0035 | -694.3141 | -707.7561 | -806.0388 | -1519.3084 | -334.8616 | -225.3773 | 8.2073 | 10.5357 | 21.9022 | 6.8907
2035 | 4708 | MW | 557.9696 | 716.2636 | 915.1325 | 277.9691 | -722.0867 | -707.7561 | -806.0388 | -1580.0807 | -347.7409 | -225.3773 | 8.2073 | 10.5357 | 21.9022 | 6.8907
2035 | 4709 | MW | 468.6945 | 601.6614 | 768.7113 | 233.494 | -749.8593 | -660.5724 | -752.3029 | -1640.853 | -360.6202 | -210.3522 | 8.2073 | 10.5357 | 21.9022 | 6.8907
2035 | 4710 | MW | 390.5787 | 501.3845 | 640.5928 | 200.1377 | -860.9495 | -754.9398 | -859.7747 | -1883.9424 | -437.8959 | -240.4025 | 8.2073 | 10.5357 | 21.9022 | 6.8907
2035 | 4711 | MW | 312.463 | 401.1076 | 512.4742 | 161.2221 | -1138.6752 | -990.8585 | -1128.4543 | -2491.6657 | -566.6889 | -315.5283 | 8.2073 | 10.5357 | 21.9022 | 3.4454
2035 | 4712 | MW | 278.9848 | 358.1318 | 457.5663 | 144.5439 | -1471.9459 | -1273.961 | -1450.8698 | -3220.9337 | -721.2404 | -405.6792 | 8.2073 | 10.5357 | 21.9022 | 3.4454
2035 | 4713 | MW | 234.3472 | 300.8307 | 402.6583 | 116.747 | -1777.4442 | -1486.2878 | -1692.6815 | -3889.4294 | -824.2747 | -473.2924 | 8.2073 | 10.5357 | 21.9022 | 3.4454
2035 | 4714 | MW | 212.0284 | 272.1802 | 366.053 | 105.6283 | -1999.6247 | -1651.4309 | -1880.7572 | -4375.6081 | -888.6712 | -525.8804 | 8.2073 | 10.5357 | 21.9022 | 3.4454
2035 | 4715 | MW | 234.3472 | 300.8307 | 384.3557 | 116.747 | -2194.0326 | -1792.9821 | -2041.965 | -4801.0144 | -940.1883 | -570.9559 | 10.9431 | 14.0476 | 43.8044 | 5.168
2035 | 4716 | MW | 290.1442 | 372.4571 | 494.1716 | 144.5439 | -2305.1229 | -1887.3496 | -2149.4368 | -5044.1038 | -978.8262 | -601.0062 | 10.9431 | 14.0476 | 43.8044 | 5.168
2035 | 4717 | MW | 323.6224 | 415.4329 | 530.7769 | 166.7815 | -2388.4406 | -1981.7171 | -2256.9087 | -5226.4208 | -1004.5848 | -631.0565 | 10.9431 | 14.0476 | 43.8044 | 5.168
2035 | 4718 | MW | 357.1005 | 458.4087 | 585.6848 | 183.4596 | -2443.9857 | -2052.4927 | -2337.5125 | -5347.9655 | -1030.3434 | -653.5943 | 13.6789 | 17.5595 | 43.8044 | 5.168
2035 | 4719 | MW | 446.3757 | 573.0109 | 732.106 | 222.3753 | -2471.7583 | -2099.6764 | -2391.2485 | -5408.7378 | -1043.2227 | -668.6194 | 13.6789 | 17.5595 | 43.8044 | 5.168
2035 | 4720 | MW | 245.5066 | 315.156 | 420.961 | 122.3064 | -2499.5308 | -2123.2683 | -2418.1164 | -5469.5101 | -1056.102 | -676.132 | 0 | 0 | -21.9022 | 1.7227
2035 | 4721 | MW | 312.463 | 401.1076 | 512.4742 | 155.6627 | -2416.2131 | -2099.6764 | -2391.2485 | -5287.1931 | -1043.2227 | -668.6194 | -68.3944 | -87.7977 | -284.7284 | -20.6722
2035 | 4722 | MW | 357.1005 | 458.4087 | 585.6848 | 172.3408 | -2249.5778 | -2005.3089 | -2283.7766 | -4922.5591 | -965.9469 | -638.5691 | -71.1302 | -91.3096 | -306.6306 | -22.3949
2035 | 4723 | MW | 379.4193 | 487.0592 | 640.5928 | 183.4596 | -1971.8521 | -1769.3902 | -2015.097 | -4314.8358 | -837.154 | -563.4433 | -73.866 | -94.8215 | -306.6306 | -24.1176
2035 | 4724 | MW | 390.5787 | 501.3845 | 640.5928 | 189.019 | -1749.6716 | -1604.2472 | -1827.0213 | -3828.6571 | -759.8782 | -510.8553 | -73.866 | -94.8215 | -284.7284 | -24.1176
2035 | 4725 | MW | 1082.461 | 1389.5514 | 1775.3571 | 544.8194 | -1555.2636 | -1486.2878 | -1692.6815 | -3403.2507 | -695.4818 | -473.2924 | -73.866 | -94.8215 | -284.7284 | -22.3949
2035 | 4726 | MW | 1093.6204 | 1403.8766 | 1775.3571 | 544.8194 | -1305.3105 | -1273.961 | -1450.8698 | -2856.2997 | -605.3267 | -405.6792 | 0 | 0 | -21.9022 | 1.7227
2035 | 4727 | MW | 1026.6641 | 1317.925 | 1683.8438 | 511.4631 | -1083.13 | -1061.6341 | -1209.0582 | -2370.1211 | -502.2924 | -338.066 | 16.4147 | 21.0714 | 43.8044 | 6.8907
2035 | 4728 | MW | 948.5483 | 1217.6481 | 1555.7253 | 466.9881 | -888.7221 | -896.4911 | -1020.9825 | -1944.7147 | -425.0166 | -285.478 | 13.6789 | 17.5595 | 43.8044 | 6.8907
2035 | 4729 | MW | 848.1138 | 1088.7206 | 1391.0014 | 422.513 | -805.4044 | -802.1236 | -913.5106 | -1762.3977 | -373.4995 | -255.4276 | 13.6789 | 17.5595 | 43.8044 | 12.0588
2035 | 4730 | MW | 736.5199 | 945.4679 | 1207.9749 | 366.9192 | -749.8593 | -754.9398 | -859.7747 | -1640.853 | -347.7409 | -240.4025 | 10.9431 | 14.0476 | 21.9022 | 10.3361
2035 | 4731 | MW | 624.9259 | 802.2152 | 1024.9484 | 311.3254 | -722.0867 | -731.348 | -832.9068 | -1580.0807 | -334.8616 | -232.8899 | 10.9431 | 14.0476 | 21.9022 | 8.6134
2035 | 4732 | MW | 524.4914 | 673.2878 | 841.9219 | 255.7316 | -722.0867 | -731.348 | -832.9068 | -1580.0807 | -347.7409 | -232.8899 | 8.2073 | 10.5357 | 21.9022 | 8.6134
2035 | 4733 | MW | 435.2163 | 558.6856 | 695.5007 | 211.2565 | -749.8593 | -660.5724 | -752.3029 | -1640.853 | -373.4995 | -210.3522 | 8.2073 | 10.5357 | 21.9022 | 8.6134
2035 | 4734 | MW | 357.1005 | 458.4087 | 585.6848 | 177.9002 | -860.9495 | -778.5317 | -886.6427 | -1883.9424 | -437.8959 | -247.9151 | 8.2073 | 10.5357 | 21.9022 | 6.8907
2035 | 4735 | MW | 290.1442 | 372.4571 | 475.8689 | 150.1033 | -1138.6752 | -990.8585 | -1128.4543 | -2491.6657 | -553.8096 | -315.5283 | 8.2073 | 10.5357 | 21.9022 | 3.4454
2035 | 4736 | MW | 267.8254 | 343.8065 | 439.2636 | 133.4252 | -1471.9459 | -1273.961 | -1450.8698 | -3220.9337 | -708.3611 | -405.6792 | 8.2073 | 10.5357 | 21.9022 | 3.4454
2035 | 4737 | MW | 223.1878 | 286.5054 | 366.053 | 111.1876 | -1777.4442 | -1509.8797 | -1719.5494 | -3889.4294 | -824.2747 | -480.805 | 8.2073 | 10.5357 | 21.9022 | 5.168
2035 | 4738 | MW | 212.0284 | 272.1802 | 347.7504 | 105.6283 | -1999.6247 | -1675.0228 | -1907.6252 | -4375.6081 | -940.1883 | -533.393 | 8.2073 | 10.5357 | 21.9022 | 5.168
2035 | 4739 | MW | 234.3472 | 300.8307 | 384.3557 | 116.747 | -2194.0326 | -1840.1659 | -2095.7009 | -4801.0144 | -1030.3434 | -585.9811 | 10.9431 | 14.0476 | 43.8044 | 5.168
2035 | 4740 | MW | 290.1442 | 372.4571 | 475.8689 | 144.5439 | -2305.1229 | -1958.1252 | -2230.0407 | -5044.1038 | -1081.8605 | -623.544 | 10.9431 | 14.0476 | 43.8044 | 5.168
2035 | 4741 | MW | 323.6224 | 415.4329 | 530.7769 | 161.2221 | -2388.4406 | -2076.0846 | -2364.3805 | -5226.4208 | -1120.4984 | -661.1068 | 10.9431 | 14.0476 | 43.8044 | 5.168
2035 | 4742 | MW | 357.1005 | 458.4087 | 585.6848 | 177.9002 | -2471.7583 | -2217.6358 | -2525.5883 | -5408.7378 | -1159.1363 | -706.1823 | 13.6789 | 17.5595 | 43.8044 | 6.8907
2035 | 4743 | MW | 446.3757 | 573.0109 | 732.106 | 222.3753 | -2527.3034 | -2288.4114 | -2606.1921 | -5530.2825 | -1172.0156 | -728.72 | 13.6789 | 17.5595 | 65.7066 | 6.8907
2035 | 4744 | MW | 245.5066 | 315.156 | 420.961 | 122.3064 | -2527.3034 | -2312.0032 | -2633.0601 | -5530.2825 | -1184.8949 | -736.2326 | 0 | 0 | 0 | 1.7227
2035 | 4745 | MW | 312.463 | 401.1076 | 512.4742 | 155.6627 | -2471.7583 | -2288.4114 | -2606.1921 | -5408.7378 | -1184.8949 | -728.72 | -71.1302 | -91.3096 | -284.7284 | -22.3949
2035 | 4746 | MW | 357.1005 | 458.4087 | 603.9875 | 177.9002 | -2305.1229 | -2146.8602 | -2444.9844 | -5044.1038 | -1107.6191 | -683.6446 | -76.6018 | -98.3334 | -306.6306 | -24.1176
2035 | 4747 | MW | 390.5787 | 501.3845 | 640.5928 | 183.4596 | -1999.6247 | -1863.7577 | -2122.5689 | -4375.6081 | -953.0676 | -593.4936 | -76.6018 | -98.3334 | -306.6306 | -25.8402
2035 | 4748 | MW | 390.5787 | 501.3845 | 640.5928 | 189.019 | -1777.4442 | -1698.6146 | -1934.4931 | -3889.4294 | -837.154 | -540.9056 | -76.6018 | -98.3334 | -284.7284 | -25.8402
2035 | 4749 | MW | 1071.3016 | 1375.2261 | 1757.0544 | 533.7007 | -1610.8088 | -1509.8797 | -1719.5494 | -3524.7954 | -746.9989 | -480.805 | -73.866 | -94.8215 | -262.8262 | -25.8402
2035 | 4750 | MW | 1082.461 | 1389.5514 | 1775.3571 | 533.7007 | -1360.8557 | -1297.5528 | -1477.7378 | -2977.8444 | -643.9646 | -413.1918 | 0 | 0 | 0 | 1.7227
2035 | 4751 | MW | 1015.5047 | 1303.5997 | 1665.5412 | 505.9038 | -1110.9026 | -1085.226 | -1235.9262 | -2430.8934 | -528.051 | -345.5786 | 16.4147 | 21.0714 | 43.8044 | 8.6134
2035 | 4752 | MW | 937.3889 | 1203.3228 | 1537.4226 | 461.4287 | -916.4946 | -920.0829 | -1047.8504 | -2005.487 | -437.8959 | -292.9905 | 13.6789 | 17.5595 | 43.8044 | 6.8907
2035 | 4753 | MW | 836.9544 | 1074.3954 | 1391.0014 | 416.9536 | -805.4044 | -802.1236 | -913.5106 | -1762.3977 | -386.3788 | -255.4276 | 13.6789 | 17.5595 | 43.8044 | 12.0588
2035 | 4754 | MW | 725.3605 | 931.1427 | 1207.9749 | 355.8004 | -749.8593 | -754.9398 | -859.7747 | -1640.853 | -360.6202 | -240.4025 | 10.9431 | 14.0476 | 43.8044 | 10.3361
2035 | 4755 | MW | 613.7666 | 787.8899 | 1006.6458 | 300.2066 | -722.0867 | -731.348 | -832.9068 | -1580.0807 | -347.7409 | -232.8899 | 8.2073 | 10.5357 | 21.9022 | 8.6134
2035 | 4756 | MW | 502.1726 | 644.6372 | 841.9219 | 250.1722 | -722.0867 | -731.348 | -832.9068 | -1580.0807 | -347.7409 | -232.8899 | 8.2073 | 10.5357 | 21.9022 | 8.6134
2035 | 4757 | MW | 412.8975 | 530.0351 | 677.1981 | 205.6971 | -749.8593 | -684.1642 | -779.1708 | -1640.853 | -373.4995 | -217.8648 | 8.2073 | 10.5357 | 21.9022 | 6.8907
2035 | 4758 | MW | 345.9411 | 444.0834 | 549.0795 | 172.3408 | -888.7221 | -778.5317 | -886.6427 | -1944.7147 | -450.7752 | -247.9151 | 8.2073 | 10.5357 | 21.9022 | 6.8907
2035 | 4759 | MW | 278.9848 | 358.1318 | 457.5663 | 144.5439 | -1166.4477 | -1014.4504 | -1155.3223 | -2552.4381 | -579.5681 | -323.0408 | 8.2073 | 10.5357 | 21.9022 | 3.4454
2035 | 4760 | MW | 256.666 | 329.4812 | 420.961 | 133.4252 | -1527.4911 | -1297.5528 | -1477.7378 | -3342.4784 | -746.9989 | -413.1918 | 8.2073 | 10.5357 | 21.9022 | 3.4454
2035 | 4761 | MW | 212.0284 | 272.1802 | 366.053 | 105.6283 | -1832.9893 | -1533.4715 | -1746.4174 | -4010.9741 | -888.6712 | -488.3176 | 8.2073 | 10.5357 | 21.9022 | 5.168
2035 | 4762 | MW | 200.8691 | 257.8549 | 347.7504 | 100.0689 | -2082.9424 | -1722.2065 | -1961.3611 | -4557.9251 | -1004.5848 | -548.4182 | 8.2073 | 10.5357 | 43.8044 | 5.168
2035 | 4763 | MW | 234.3472 | 300.8307 | 384.3557 | 116.747 | -2249.5778 | -1887.3496 | -2149.4368 | -4922.5591 | -1094.7398 | -601.0062 | 10.9431 | 14.0476 | 43.8044 | 5.168
2035 | 4764 | MW | 290.1442 | 372.4571 | 475.8689 | 144.5439 | -2360.668 | -2005.3089 | -2283.7766 | -5165.6485 | -1146.257 | -638.5691 | 10.9431 | 14.0476 | 43.8044 | 5.168
2035 | 4765 | MW | 323.6224 | 415.4329 | 530.7769 | 161.2221 | -2471.7583 | -2099.6764 | -2391.2485 | -5408.7378 | -1184.8949 | -668.6194 | 10.9431 | 14.0476 | 43.8044 | 6.8907
2035 | 4766 | MW | 357.1005 | 458.4087 | 585.6848 | 177.9002 | -2527.3034 | -2217.6358 | -2525.5883 | -5530.2825 | -1210.6535 | -706.1823 | 13.6789 | 17.5595 | 65.7066 | 6.8907
2035 | 4767 | MW | 435.2163 | 558.6856 | 732.106 | 216.8159 | -2555.076 | -2288.4114 | -2606.1921 | -5591.0548 | -1236.412 | -728.72 | 13.6789 | 17.5595 | 65.7066 | 6.8907
2035 | 4768 | MW | 256.666 | 329.4812 | 420.961 | 127.8658 | -2555.076 | -2312.0032 | -2633.0601 | -5591.0548 | -1249.2913 | -736.2326 | 0 | 0 | 0 | 1.7227
2035 | 4769 | MW | 312.463 | 401.1076 | 512.4742 | 155.6627 | -2499.5308 | -2288.4114 | -2606.1921 | -5469.5101 | -1236.412 | -728.72 | -71.1302 | -91.3096 | -306.6306 | -25.8402
2035 | 4770 | MW | 357.1005 | 458.4087 | 603.9875 | 177.9002 | -2332.8955 | -2123.2683 | -2418.1164 | -5104.8761 | -1159.1363 | -676.132 | -73.866 | -94.8215 | -328.5328 | -25.8402
2035 | 4771 | MW | 390.5787 | 501.3845 | 640.5928 | 189.019 | -2027.3972 | -1840.1659 | -2095.7009 | -4436.3804 | -1004.5848 | -585.9811 | -79.3375 | -101.8453 | -328.5328 | -25.8402
2035 | 4772 | MW | 390.5787 | 501.3845 | 640.5928 | 189.019 | -1805.2167 | -1675.0228 | -1907.6252 | -3950.2018 | -875.7919 | -533.393 | -79.3375 | -101.8453 | -306.6306 | -25.8402
2035 | 4773 | MW | 1071.3016 | 1375.2261 | 1757.0544 | 539.26 | -1610.8088 | -1509.8797 | -1719.5494 | -3524.7954 | -772.7575 | -480.805 | -79.3375 | -101.8453 | -284.7284 | -24.1176
2035 | 4774 | MW | 1082.461 | 1389.5514 | 1757.0544 | 539.26 | -1388.6282 | -1297.5528 | -1477.7378 | -3038.6167 | -669.7232 | -413.1918 | 0 | 0 | 0 | 1.7227
2035 | 4775 | MW | 1015.5047 | 1303.5997 | 1665.5412 | 505.9038 | -1138.6752 | -1085.226 | -1235.9262 | -2491.6657 | -553.8096 | -345.5786 | 16.4147 | 21.0714 | 65.7066 | 6.8907
2035 | 4776 | MW | 937.3889 | 1203.3228 | 1537.4226 | 466.9881 | -944.2672 | -920.0829 | -1047.8504 | -2066.2594 | -450.7752 | -292.9905 | 16.4147 | 21.0714 | 43.8044 | 6.8907
2035 | 4777 | MW | 836.9544 | 1074.3954 | 1372.6988 | 416.9536 | -833.1769 | -802.1236 | -913.5106 | -1823.17 | -399.2581 | -255.4276 | 13.6789 | 17.5595 | 21.9022 | 12.0588
2035 | 4778 | MW | 725.3605 | 931.1427 | 1189.6723 | 361.3598 | -749.8593 | -754.9398 | -859.7747 | -1640.853 | -373.4995 | -240.4025 | 10.9431 | 14.0476 | 21.9022 | 10.3361
2035 | 4779 | MW | 613.7666 | 787.8899 | 1006.6458 | 305.766 | -722.0867 | -731.348 | -832.9068 | -1580.0807 | -360.6202 | -232.8899 | 10.9431 | 14.0476 | 21.9022 | 8.6134
2035 | 4780 | MW | 502.1726 | 644.6372 | 823.6193 | 250.1722 | -749.8593 | -731.348 | -832.9068 | -1640.853 | -360.6202 | -232.8899 | 8.2073 | 10.5357 | 21.9022 | 8.6134
2035 | 4781 | MW | 412.8975 | 530.0351 | 677.1981 | 205.6971 | -749.8593 | -684.1642 | -779.1708 | -1640.853 | -386.3788 | -217.8648 | 8.2073 | 10.5357 | 21.9022 | 6.8907
2035 | 4782 | MW | 334.7818 | 429.7582 | 549.0795 | 172.3408 | -888.7221 | -778.5317 | -886.6427 | -1944.7147 | -450.7752 | -247.9151 | 8.2073 | 10.5357 | 21.9022 | 6.8907
2035 | 4783 | MW | 267.8254 | 343.8065 | 439.2636 | 144.5439 | -1166.4477 | -1014.4504 | -1155.3223 | -2552.4381 | -579.5681 | -323.0408 | 8.2073 | 10.5357 | 21.9022 | 3.4454
2035 | 4784 | MW | 245.5066 | 315.156 | 420.961 | 133.4252 | -1555.2636 | -1297.5528 | -1477.7378 | -3403.2507 | -772.7575 | -413.1918 | 8.2073 | 10.5357 | 21.9022 | 3.4454
2035 | 4785 | MW | 212.0284 | 272.1802 | 366.053 | 105.6283 | -1860.7618 | -1557.0634 | -1773.2854 | -4071.7464 | -914.4297 | -495.8301 | 8.2073 | 10.5357 | 21.9022 | 5.168
2035 | 4786 | MW | 200.8691 | 257.8549 | 329.4477 | 100.0689 | -2110.7149 | -1745.7984 | -1988.2291 | -4618.6974 | -1017.4641 | -555.9308 | 10.9431 | 14.0476 | 21.9022 | 5.168
2035 | 4787 | MW | 223.1878 | 286.5054 | 366.053 | 111.1876 | -2332.8955 | -1910.9415 | -2176.3048 | -5104.8761 | -1094.7398 | -608.5188 | 10.9431 | 14.0476 | 21.9022 | 5.168
2035 | 4788 | MW | 278.9848 | 358.1318 | 475.8689 | 138.9845 | -2471.7583 | -2005.3089 | -2283.7766 | -5408.7378 | -1133.3777 | -638.5691 | 10.9431 | 14.0476 | 21.9022 | 5.168
2035 | 4789 | MW | 312.463 | 401.1076 | 512.4742 | 161.2221 | -2555.076 | -2099.6764 | -2391.2485 | -5591.0548 | -1159.1363 | -668.6194 | 10.9431 | 14.0476 | 21.9022 | 5.168
2035 | 4790 | MW | 357.1005 | 458.4087 | 585.6848 | 177.9002 | -2638.3937 | -2194.0439 | -2498.7203 | -5773.3718 | -1184.8949 | -698.6697 | 13.6789 | 17.5595 | 43.8044 | 5.168
2035 | 4791 | MW | 435.2163 | 558.6856 | 732.106 | 216.8159 | -2666.1662 | -2241.2276 | -2552.4562 | -5834.1441 | -1197.7742 | -713.6949 | 13.6789 | 17.5595 | 43.8044 | 6.8907
2035 | 4792 | MW | 256.666 | 329.4812 | 420.961 | 127.8658 | -2666.1662 | -2288.4114 | -2606.1921 | -5834.1441 | -1210.6535 | -728.72 | 0 | 0 | -21.9022 | 1.7227
2035 | 4793 | MW | 312.463 | 401.1076 | 512.4742 | 161.2221 | -2610.6211 | -2288.4114 | -2606.1921 | -5712.5995 | -1210.6535 | -728.72 | -68.3944 | -87.7977 | -240.9241 | -20.6722
2035 | 4794 | MW | 368.2599 | 472.734 | 603.9875 | 177.9002 | -2416.2131 | -2123.2683 | -2418.1164 | -5287.1931 | -1133.3777 | -676.132 | -73.866 | -94.8215 | -262.8262 | -20.6722
2035 | 4795 | MW | 390.5787 | 501.3845 | 658.8954 | 189.019 | -2110.7149 | -1816.574 | -2068.8329 | -4618.6974 | -991.7055 | -578.4685 | -79.3375 | -101.8453 | -262.8262 | -22.3949
2035 | 4796 | MW | 390.5787 | 501.3845 | 658.8954 | 189.019 | -1888.5344 | -1651.4309 | -1880.7572 | -4132.5188 | -862.9126 | -525.8804 | -82.0733 | -105.3572 | -240.9241 | -22.3949
2035 | 4797 | MW | 1071.3016 | 1375.2261 | 1757.0544 | 533.7007 | -1694.1265 | -1486.2878 | -1692.6815 | -3707.1124 | -785.6368 | -473.2924 | -82.0733 | -105.3572 | -240.9241 | -22.3949
2035 | 4798 | MW | 1082.461 | 1389.5514 | 1757.0544 | 539.26 | -1444.1734 | -1273.961 | -1450.8698 | -3160.1614 | -669.7232 | -405.6792 | 0 | 0 | -21.9022 | 1.7227
2035 | 4799 | MW | 1015.5047 | 1303.5997 | 1665.5412 | 505.9038 | -1194.2203 | -1085.226 | -1235.9262 | -2613.2104 | -566.6889 | -345.5786 | 19.1504 | 24.5833 | 43.8044 | 6.8907
2035 | 4800 | MW | 937.3889 | 1203.3228 | 1537.4226 | 461.4287 | -972.0398 | -920.0829 | -1047.8504 | -2127.0317 | -463.6545 | -292.9905 | 16.4147 | 21.0714 | 21.9022 | 6.8907
2035 | 4801 | MW | 836.9544 | 1074.3954 | 1372.6988 | 416.9536 | -833.1769 | -802.1236 | -913.5106 | -1823.17 | -399.2581 | -255.4276 | 13.6789 | 17.5595 | 65.7066 | 12.0588
2035 | 4802 | MW | 725.3605 | 931.1427 | 1189.6723 | 355.8004 | -749.8593 | -754.9398 | -859.7747 | -1640.853 | -373.4995 | -240.4025 | 10.9431 | 14.0476 | 65.7066 | 10.3361
2035 | 4803 | MW | 613.7666 | 787.8899 | 1006.6458 | 300.2066 | -722.0867 | -707.7561 | -806.0388 | -1580.0807 | -360.6202 | -225.3773 | 10.9431 | 14.0476 | 43.8044 | 8.6134
2035 | 4804 | MW | 513.332 | 658.9625 | 841.9219 | 250.1722 | -722.0867 | -707.7561 | -806.0388 | -1580.0807 | -347.7409 | -225.3773 | 8.2073 | 10.5357 | 43.8044 | 8.6134
2035 | 4805 | MW | 435.2163 | 558.6856 | 713.8034 | 211.2565 | -722.0867 | -660.5724 | -752.3029 | -1580.0807 | -360.6202 | -210.3522 | 8.2073 | 10.5357 | 43.8044 | 6.8907
2035 | 4806 | MW | 368.2599 | 472.734 | 603.9875 | 183.4596 | -749.8593 | -684.1642 | -779.1708 | -1640.853 | -386.3788 | -217.8648 | 8.2073 | 10.5357 | 43.8044 | 6.8907
2035 | 4807 | MW | 323.6224 | 415.4329 | 530.7769 | 161.2221 | -944.2672 | -802.1236 | -913.5106 | -2066.2594 | -476.5338 | -255.4276 | 8.2073 | 10.5357 | 43.8044 | 3.4454
2035 | 4808 | MW | 290.1442 | 372.4571 | 475.8689 | 144.5439 | -1194.2203 | -990.8585 | -1128.4543 | -2613.2104 | -605.3267 | -315.5283 | 8.2073 | 10.5357 | 43.8044 | 3.4454
2035 | 4809 | MW | 267.8254 | 343.8065 | 439.2636 | 138.9845 | -1471.9459 | -1156.0016 | -1316.53 | -3220.9337 | -721.2404 | -368.1163 | 8.2073 | 10.5357 | 65.7066 | 5.168
2035 | 4810 | MW | 290.1442 | 372.4571 | 475.8689 | 150.1033 | -1694.1265 | -1297.5528 | -1477.7378 | -3707.1124 | -811.3954 | -413.1918 | 8.2073 | 10.5357 | 65.7066 | 5.168
2035 | 4811 | MW | 334.7818 | 429.7582 | 549.0795 | 172.3408 | -1860.7618 | -1415.5122 | -1612.0776 | -4071.7464 | -862.9126 | -450.7547 | 10.9431 | 14.0476 | 65.7066 | 5.168
2035 | 4812 | MW | 435.2163 | 558.6856 | 732.106 | 211.2565 | -1971.8521 | -1509.8797 | -1719.5494 | -4314.8358 | -875.7919 | -480.805 | 10.9431 | 14.0476 | 65.7066 | 5.168
2035 | 4813 | MW | 491.0132 | 630.312 | 823.6193 | 250.1722 | -2055.1698 | -1580.6553 | -1800.1533 | -4497.1528 | -888.6712 | -503.3427 | 13.6789 | 17.5595 | 87.6087 | 6.8907
2035 | 4814 | MW | 557.9696 | 716.2636 | 915.1325 | 283.5285 | -2082.9424 | -1651.4309 | -1880.7572 | -4557.9251 | -888.6712 | -525.8804 | 13.6789 | 17.5595 | 87.6087 | 6.8907
2035 | 4815 | MW | 234.3472 | 300.8307 | 402.6583 | 116.747 | -2110.7149 | -1698.6146 | -1934.4931 | -4618.6974 | -901.5504 | -540.9056 | 13.6789 | 17.5595 | 87.6087 | 6.8907
2035 | 4816 | MW | 256.666 | 329.4812 | 420.961 | 127.8658 | -2110.7149 | -1745.7984 | -1988.2291 | -4618.6974 | -888.6712 | -555.9308 | 0 | 0 | 43.8044 | 1.7227
2035 | 4817 | MW | 278.9848 | 358.1318 | 457.5663 | 138.9845 | -2082.9424 | -1792.9821 | -2041.965 | -4557.9251 | -888.6712 | -570.9559 | -65.6586 | -84.2858 | -175.2175 | -17.2268
2035 | 4818 | MW | 278.9848 | 358.1318 | 457.5663 | 138.9845 | -1971.8521 | -1698.6146 | -1934.4931 | -4314.8358 | -850.0333 | -540.9056 | -68.3944 | -87.7977 | -175.2175 | -17.2268
2035 | 4819 | MW | 278.9848 | 358.1318 | 475.8689 | 138.9845 | -1749.6716 | -1533.4715 | -1746.4174 | -3828.6571 | -759.8782 | -488.3176 | -71.1302 | -91.3096 | -175.2175 | -17.2268
2035 | 4820 | MW | 959.7077 | 1231.9734 | 1574.0279 | 472.5475 | -1610.8088 | -1462.6959 | -1665.8135 | -3524.7954 | -708.3611 | -465.7798 | -73.866 | -94.8215 | -175.2175 | -17.2268
2035 | 4821 | MW | 959.7077 | 1231.9734 | 1574.0279 | 478.1068 | -1471.9459 | -1368.3285 | -1558.3417 | -3220.9337 | -669.7232 | -435.7295 | -71.1302 | -91.3096 | -175.2175 | -17.2268
2035 | 4822 | MW | 937.3889 | 1203.3228 | 1537.4226 | 461.4287 | -1277.538 | -1203.1854 | -1370.266 | -2795.5274 | -592.4474 | -383.1415 | 0 | 0 | 43.8044 | 1.7227
2035 | 4823 | MW | 903.9107 | 1160.347 | 1482.5147 | 450.3099 | -1083.13 | -1038.0423 | -1182.1902 | -2370.1211 | -515.1717 | -330.5534 | 16.4147 | 21.0714 | 87.6087 | 6.8907
2035 | 4824 | MW | 836.9544 | 1074.3954 | 1372.6988 | 416.9536 | -888.7221 | -896.4911 | -1020.9825 | -1944.7147 | -425.0166 | -285.478 | 16.4147 | 21.0714 | 87.6087 | 6.8907
2035 | 4825 | MW | 747.6793 | 959.7932 | 1226.2776 | 372.4786 | -777.6318 | -802.1236 | -913.5106 | -1701.6254 | -373.4995 | -255.4276 | 10.9431 | 14.0476 | 65.7066 | 10.3361
2035 | 4826 | MW | 658.4041 | 845.191 | 1079.8564 | 328.0035 | -722.0867 | -731.348 | -832.9068 | -1580.0807 | -347.7409 | -232.8899 | 10.9431 | 14.0476 | 65.7066 | 8.6134
2035 | 4827 | MW | 580.2884 | 744.9141 | 951.7378 | 289.0879 | -694.3141 | -707.7561 | -806.0388 | -1519.3084 | -334.8616 | -225.3773 | 8.2073 | 10.5357 | 65.7066 | 6.8907
2035 | 4828 | MW | 513.332 | 658.9625 | 823.6193 | 255.7316 | -694.3141 | -707.7561 | -806.0388 | -1519.3084 | -334.8616 | -225.3773 | 8.2073 | 10.5357 | 43.8044 | 6.8907
2035 | 4829 | MW | 446.3757 | 573.0109 | 732.106 | 222.3753 | -694.3141 | -636.9805 | -725.4349 | -1519.3084 | -347.7409 | -202.8396 | 8.2073 | 10.5357 | 43.8044 | 6.8907
2035 | 4830 | MW | 401.7381 | 515.7098 | 658.8954 | 200.1377 | -722.0867 | -660.5724 | -752.3029 | -1580.0807 | -373.4995 | -210.3522 | 8.2073 | 10.5357 | 43.8044 | 6.8907
2035 | 4831 | MW | 357.1005 | 458.4087 | 567.3822 | 177.9002 | -833.1769 | -754.9398 | -859.7747 | -1823.17 | -425.0166 | -240.4025 | 8.2073 | 10.5357 | 43.8044 | 3.4454
2035 | 4832 | MW | 301.3036 | 386.7823 | 494.1716 | 155.6627 | -999.8123 | -849.3073 | -967.2466 | -2187.8041 | -489.4131 | -270.4528 | 8.2073 | 10.5357 | 65.7066 | 3.4454
2035 | 4833 | MW | 290.1442 | 372.4571 | 475.8689 | 155.6627 | -1194.2203 | -990.8585 | -1128.4543 | -2613.2104 | -566.6889 | -315.5283 | 8.2073 | 10.5357 | 65.7066 | 3.4454
2035 | 4834 | MW | 323.6224 | 415.4329 | 530.7769 | 161.2221 | -1388.6282 | -1108.8179 | -1262.7941 | -3038.6167 | -643.9646 | -353.0912 | 8.2073 | 10.5357 | 65.7066 | 5.168
2035 | 4835 | MW | 379.4193 | 487.0592 | 622.2901 | 194.5784 | -1527.4911 | -1226.7772 | -1397.1339 | -3342.4784 | -721.2404 | -390.654 | 8.2073 | 10.5357 | 65.7066 | 5.168
2035 | 4836 | MW | 468.6945 | 601.6614 | 768.7113 | 244.6128 | -1638.5813 | -1321.1447 | -1504.6058 | -3585.5677 | -772.7575 | -420.7044 | 8.2073 | 10.5357 | 65.7066 | 5.168
2035 | 4837 | MW | 524.4914 | 673.2878 | 878.5272 | 266.8503 | -1721.899 | -1415.5122 | -1612.0776 | -3767.8848 | -824.2747 | -450.7547 | 10.9431 | 14.0476 | 87.6087 | 5.168
2035 | 4838 | MW | 591.4478 | 759.2394 | 970.0405 | 289.0879 | -1777.4442 | -1486.2878 | -1692.6815 | -3889.4294 | -862.9126 | -473.2924 | 10.9431 | 14.0476 | 87.6087 | 5.168
2035 | 4839 | MW | 234.3472 | 300.8307 | 384.3557 | 111.1876 | -1832.9893 | -1580.6553 | -1800.1533 | -4010.9741 | -901.5504 | -503.3427 | 10.9431 | 14.0476 | 87.6087 | 5.168
2035 | 4840 | MW | 256.666 | 329.4812 | 420.961 | 122.3064 | -1860.7618 | -1627.839 | -1853.8893 | -4071.7464 | -927.309 | -518.3679 | 0 | 0 | 43.8044 | 1.7227
2035 | 4841 | MW | 278.9848 | 358.1318 | 457.5663 | 144.5439 | -1860.7618 | -1675.0228 | -1907.6252 | -4071.7464 | -940.1883 | -533.393 | -49.244 | -63.2143 | -153.3153 | -17.2268
2035 | 4842 | MW | 290.1442 | 372.4571 | 475.8689 | 138.9845 | -1777.4442 | -1627.839 | -1853.8893 | -3889.4294 | -914.4297 | -518.3679 | -51.9798 | -66.7262 | -153.3153 | -17.2268
2035 | 4843 | MW | 290.1442 | 372.4571 | 475.8689 | 144.5439 | -1638.5813 | -1509.8797 | -1719.5494 | -3585.5677 | -837.154 | -480.805 | -57.4513 | -73.75 | -153.3153 | -18.9495
2035 | 4844 | MW | 993.1859 | 1274.9492 | 1628.9359 | 489.2256 | -1527.4911 | -1462.6959 | -1665.8135 | -3342.4784 | -759.8782 | -465.7798 | -60.1871 | -77.262 | -153.3153 | -18.9495
2035 | 4845 | MW | 982.0265 | 1260.6239 | 1628.9359 | 489.2256 | -1416.4008 | -1344.7366 | -1531.4737 | -3099.3891 | -695.4818 | -428.2169 | -60.1871 | -77.262 | -153.3153 | -18.9495
2035 | 4846 | MW | 948.5483 | 1217.6481 | 1555.7253 | 472.5475 | -1221.9929 | -1203.1854 | -1370.266 | -2673.9827 | -605.3267 | -383.1415 | 0 | 0 | 43.8044 | 1.7227
2035 | 4847 | MW | 915.0701 | 1174.6723 | 1500.8173 | 455.8693 | -1055.3575 | -1014.4504 | -1155.3223 | -2309.3487 | -515.1717 | -323.0408 | 13.6789 | 17.5595 | 87.6087 | 6.8907
2035 | 4848 | MW | 848.1138 | 1088.7206 | 1391.0014 | 416.9536 | -888.7221 | -872.8992 | -994.1145 | -1944.7147 | -425.0166 | -277.9654 | 13.6789 | 17.5595 | 65.7066 | 5.168
2035 | 4849 | MW | 758.8386 | 974.1185 | 1244.5802 | 378.038 | -833.1769 | -802.1236 | -913.5106 | -1823.17 | -386.3788 | -255.4276 | 10.9431 | 14.0476 | 43.8044 | 12.0588
2035 | 4850 | MW | 669.5635 | 859.5163 | 1079.8564 | 328.0035 | -749.8593 | -754.9398 | -859.7747 | -1640.853 | -360.6202 | -240.4025 | 16.4147 | 21.0714 | 43.8044 | 10.3361
2035 | 4851 | MW | 580.2884 | 744.9141 | 951.7378 | 289.0879 | -722.0867 | -731.348 | -832.9068 | -1580.0807 | -360.6202 | -232.8899 | 13.6789 | 17.5595 | 21.9022 | 8.6134
2035 | 4852 | MW | 513.332 | 658.9625 | 841.9219 | 255.7316 | -722.0867 | -731.348 | -832.9068 | -1580.0807 | -360.6202 | -232.8899 | 10.9431 | 14.0476 | 21.9022 | 8.6134
2035 | 4853 | MW | 446.3757 | 573.0109 | 732.106 | 222.3753 | -749.8593 | -684.1642 | -779.1708 | -1640.853 | -386.3788 | -217.8648 | 10.9431 | 14.0476 | 21.9022 | 6.8907
2035 | 4854 | MW | 379.4193 | 487.0592 | 622.2901 | 194.5784 | -888.7221 | -778.5317 | -886.6427 | -1944.7147 | -463.6545 | -247.9151 | 10.9431 | 14.0476 | 21.9022 | 6.8907
2035 | 4855 | MW | 323.6224 | 415.4329 | 512.4742 | 172.3408 | -1166.4477 | -1014.4504 | -1155.3223 | -2552.4381 | -592.4474 | -323.0408 | 10.9431 | 14.0476 | 21.9022 | 3.4454
2035 | 4856 | MW | 301.3036 | 386.7823 | 475.8689 | 161.2221 | -1527.4911 | -1297.5528 | -1477.7378 | -3342.4784 | -759.8782 | -413.1918 | 10.9431 | 14.0476 | 21.9022 | 3.4454
2035 | 4857 | MW | 267.8254 | 343.8065 | 439.2636 | 138.9845 | -1805.2167 | -1557.0634 | -1773.2854 | -3950.2018 | -901.5504 | -495.8301 | 10.9431 | 14.0476 | 21.9022 | 5.168
2035 | 4858 | MW | 245.5066 | 315.156 | 402.6583 | 122.3064 | -2027.3972 | -1745.7984 | -1988.2291 | -4436.3804 | -1004.5848 | -555.9308 | 10.9431 | 14.0476 | 43.8044 | 5.168
2035 | 4859 | MW | 256.666 | 329.4812 | 420.961 | 133.4252 | -2221.8052 | -1910.9415 | -2176.3048 | -4861.7868 | -1081.8605 | -608.5188 | 13.6789 | 17.5595 | 43.8044 | 5.168
2035 | 4860 | MW | 312.463 | 401.1076 | 512.4742 | 161.2221 | -2332.8955 | -2005.3089 | -2283.7766 | -5104.8761 | -1133.3777 | -638.5691 | 13.6789 | 17.5595 | 43.8044 | 5.168
2035 | 4861 | MW | 345.9411 | 444.0834 | 549.0795 | 177.9002 | -2416.2131 | -2076.0846 | -2364.3805 | -5287.1931 | -1172.0156 | -661.1068 | 16.4147 | 21.0714 | 43.8044 | 5.168
2035 | 4862 | MW | 368.2599 | 472.734 | 603.9875 | 189.019 | -2499.5308 | -2146.8602 | -2444.9844 | -5469.5101 | -1197.7742 | -683.6446 | 16.4147 | 21.0714 | 43.8044 | 6.8907
2035 | 4863 | MW | 457.5351 | 587.3361 | 750.4087 | 233.494 | -2527.3034 | -2170.452 | -2471.8523 | -5530.2825 | -1210.6535 | -691.1572 | 19.1504 | 24.5833 | 65.7066 | 6.8907
2035 | 4864 | MW | 245.5066 | 315.156 | 402.6583 | 122.3064 | -2527.3034 | -2194.0439 | -2498.7203 | -5530.2825 | -1210.6535 | -698.6697 | 0 | 0 | 0 | 1.7227
2035 | 4865 | MW | 301.3036 | 386.7823 | 494.1716 | 150.1033 | -2471.7583 | -2170.452 | -2471.8523 | -5408.7378 | -1197.7742 | -691.1572 | -79.3375 | -101.8453 | -306.6306 | -24.1176
2035 | 4866 | MW | 357.1005 | 458.4087 | 585.6848 | 172.3408 | -2277.3503 | -2076.0846 | -2364.3805 | -4983.3314 | -1120.4984 | -661.1068 | -84.8091 | -108.8691 | -306.6306 | -25.8402
2035 | 4867 | MW | 368.2599 | 472.734 | 622.2901 | 183.4596 | -1971.8521 | -1816.574 | -2068.8329 | -4314.8358 | -953.0676 | -578.4685 | -90.2806 | -115.8929 | -306.6306 | -25.8402
2035 | 4868 | MW | 379.4193 | 487.0592 | 622.2901 | 183.4596 | -1777.4442 | -1675.0228 | -1907.6252 | -3889.4294 | -824.2747 | -533.393 | -90.2806 | -115.8929 | -306.6306 | -25.8402
2035 | 4869 | MW | 1093.6204 | 1403.8766 | 1793.6597 | 550.3788 | -1583.0362 | -1509.8797 | -1719.5494 | -3464.0231 | -734.1197 | -480.805 | -87.5449 | -112.381 | -284.7284 | -25.8402
2035 | 4870 | MW | 1104.7798 | 1418.2019 | 1811.9624 | 555.9382 | -1360.8557 | -1321.1447 | -1504.6058 | -2977.8444 | -631.0853 | -420.7044 | 0 | 0 | 0 | 1.7227
2035 | 4871 | MW | 1048.9828 | 1346.5755 | 1720.4491 | 522.5819 | -1110.9026 | -1108.8179 | -1262.7941 | -2430.8934 | -528.051 | -353.0912 | 21.8862 | 28.0953 | 65.7066 | 6.8907
2035 | 4872 | MW | 970.8671 | 1246.2986 | 1610.6332 | 483.6662 | -944.2672 | -943.6748 | -1074.7184 | -2066.2594 | -437.8959 | -300.5031 | 19.1504 | 24.5833 | 43.8044 | 6.8907
2035 | 4873 | MW | 881.592 | 1131.6965 | 1445.9094 | 439.1912 | -833.1769 | -825.7154 | -940.3786 | -1823.17 | -386.3788 | -262.9402 | 16.4147 | 21.0714 | 43.8044 | 10.3361
2035 | 4874 | MW | 781.1574 | 1002.769 | 1281.1855 | 383.5973 | -777.6318 | -778.5317 | -886.6427 | -1701.6254 | -360.6202 | -247.9151 | 13.6789 | 17.5595 | 21.9022 | 10.3361
2035 | 4875 | MW | 669.5635 | 859.5163 | 1098.159 | 328.0035 | -749.8593 | -754.9398 | -859.7747 | -1640.853 | -347.7409 | -240.4025 | 13.6789 | 17.5595 | 21.9022 | 8.6134
2035 | 4876 | MW | 557.9696 | 716.2636 | 915.1325 | 277.9691 | -749.8593 | -731.348 | -832.9068 | -1640.853 | -360.6202 | -232.8899 | 10.9431 | 14.0476 | 21.9022 | 8.6134
2035 | 4877 | MW | 468.6945 | 601.6614 | 768.7113 | 233.494 | -777.6318 | -707.7561 | -806.0388 | -1701.6254 | -373.4995 | -225.3773 | 10.9431 | 14.0476 | 21.9022 | 6.8907
2035 | 4878 | MW | 390.5787 | 501.3845 | 640.5928 | 194.5784 | -888.7221 | -802.1236 | -913.5106 | -1944.7147 | -450.7752 | -255.4276 | 8.2073 | 10.5357 | 21.9022 | 6.8907
2035 | 4879 | MW | 312.463 | 401.1076 | 512.4742 | 161.2221 | -1194.2203 | -1038.0423 | -1182.1902 | -2613.2104 | -579.5681 | -330.5534 | 8.2073 | 10.5357 | 21.9022 | 3.4454
2035 | 4880 | MW | 278.9848 | 358.1318 | 457.5663 | 144.5439 | -1555.2636 | -1297.5528 | -1477.7378 | -3403.2507 | -746.9989 | -413.1918 | 8.2073 | 10.5357 | 21.9022 | 3.4454
2035 | 4881 | MW | 234.3472 | 300.8307 | 402.6583 | 116.747 | -1860.7618 | -1557.0634 | -1773.2854 | -4071.7464 | -862.9126 | -495.8301 | 10.9431 | 14.0476 | 21.9022 | 3.4454
2035 | 4882 | MW | 212.0284 | 272.1802 | 366.053 | 105.6283 | -2082.9424 | -1722.2065 | -1961.3611 | -4557.9251 | -965.9469 | -548.4182 | 10.9431 | 14.0476 | 21.9022 | 5.168
2035 | 4883 | MW | 234.3472 | 300.8307 | 384.3557 | 122.3064 | -2277.3503 | -1863.7577 | -2122.5689 | -4983.3314 | -1056.102 | -593.4936 | 13.6789 | 17.5595 | 43.8044 | 5.168
2035 | 4884 | MW | 290.1442 | 372.4571 | 475.8689 | 150.1033 | -2416.2131 | -1958.1252 | -2230.0407 | -5287.1931 | -1107.6191 | -623.544 | 13.6789 | 17.5595 | 43.8044 | 6.8907
2035 | 4885 | MW | 323.6224 | 415.4329 | 530.7769 | 166.7815 | -2499.5308 | -2052.4927 | -2337.5125 | -5469.5101 | -1133.3777 | -653.5943 | 16.4147 | 21.0714 | 43.8044 | 6.8907
2035 | 4886 | MW | 357.1005 | 458.4087 | 603.9875 | 177.9002 | -2582.8485 | -2146.8602 | -2444.9844 | -5651.8271 | -1159.1363 | -683.6446 | 19.1504 | 24.5833 | 43.8044 | 6.8907
2035 | 4887 | MW | 446.3757 | 573.0109 | 732.106 | 216.8159 | -2610.6211 | -2194.0439 | -2498.7203 | -5712.5995 | -1172.0156 | -698.6697 | 19.1504 | 24.5833 | 65.7066 | 6.8907
2035 | 4888 | MW | 256.666 | 329.4812 | 420.961 | 122.3064 | -2582.8485 | -2217.6358 | -2525.5883 | -5651.8271 | -1172.0156 | -706.1823 | 0 | 0 | 0 | 1.7227
2035 | 4889 | MW | 312.463 | 401.1076 | 512.4742 | 155.6627 | -2527.3034 | -2217.6358 | -2525.5883 | -5530.2825 | -1172.0156 | -706.1823 | -90.2806 | -115.8929 | -328.5328 | -24.1176
2035 | 4890 | MW | 357.1005 | 458.4087 | 585.6848 | 177.9002 | -2360.668 | -2099.6764 | -2391.2485 | -5165.6485 | -1081.8605 | -668.6194 | -95.7522 | -122.9167 | -350.435 | -25.8402
2035 | 4891 | MW | 379.4193 | 487.0592 | 640.5928 | 183.4596 | -2027.3972 | -1863.7577 | -2122.5689 | -4436.3804 | -927.309 | -593.4936 | -95.7522 | -122.9167 | -350.435 | -25.8402
2035 | 4892 | MW | 379.4193 | 487.0592 | 640.5928 | 189.019 | -1805.2167 | -1745.7984 | -1988.2291 | -3950.2018 | -811.3954 | -555.9308 | -95.7522 | -122.9167 | -328.5328 | -25.8402
2035 | 4893 | MW | 1082.461 | 1389.5514 | 1775.3571 | 539.26 | -1610.8088 | -1580.6553 | -1800.1533 | -3524.7954 | -734.1197 | -503.3427 | -90.2806 | -115.8929 | -306.6306 | -24.1176
2035 | 4894 | MW | 1093.6204 | 1403.8766 | 1775.3571 | 544.8194 | -1388.6282 | -1368.3285 | -1558.3417 | -3038.6167 | -631.0853 | -435.7295 | 0 | 0 | 0 | 1.7227
2035 | 4895 | MW | 1026.6641 | 1317.925 | 1683.8438 | 511.4631 | -1138.6752 | -1156.0016 | -1316.53 | -2491.6657 | -528.051 | -368.1163 | 19.1504 | 24.5833 | 65.7066 | 6.8907
2035 | 4896 | MW | 948.5483 | 1217.6481 | 1555.7253 | 466.9881 | -944.2672 | -967.2667 | -1101.5864 | -2066.2594 | -437.8959 | -308.0157 | 19.1504 | 24.5833 | 43.8044 | 6.8907
2035 | 4897 | MW | 848.1138 | 1088.7206 | 1391.0014 | 422.513 | -833.1769 | -849.3073 | -967.2466 | -1823.17 | -386.3788 | -270.4528 | 19.1504 | 24.5833 | 43.8044 | 12.0588
2035 | 4898 | MW | 736.5199 | 945.4679 | 1207.9749 | 366.9192 | -777.6318 | -802.1236 | -913.5106 | -1701.6254 | -360.6202 | -255.4276 | 16.4147 | 21.0714 | 21.9022 | 10.3361
2035 | 4899 | MW | 624.9259 | 802.2152 | 1024.9484 | 305.766 | -749.8593 | -754.9398 | -859.7747 | -1640.853 | -360.6202 | -240.4025 | 13.6789 | 17.5595 | 21.9022 | 8.6134
2035 | 4900 | MW | 524.4914 | 673.2878 | 860.2246 | 255.7316 | -749.8593 | -754.9398 | -859.7747 | -1640.853 | -360.6202 | -240.4025 | 10.9431 | 14.0476 | 21.9022 | 8.6134
2035 | 4901 | MW | 435.2163 | 558.6856 | 713.8034 | 211.2565 | -777.6318 | -731.348 | -832.9068 | -1701.6254 | -386.3788 | -232.8899 | 10.9431 | 14.0476 | 21.9022 | 6.8907
2035 | 4902 | MW | 357.1005 | 458.4087 | 585.6848 | 172.3408 | -916.4946 | -802.1236 | -913.5106 | -2005.487 | -450.7752 | -255.4276 | 10.9431 | 14.0476 | 21.9022 | 6.8907
2035 | 4903 | MW | 278.9848 | 358.1318 | 457.5663 | 144.5439 | -1194.2203 | -1038.0423 | -1182.1902 | -2613.2104 | -579.5681 | -330.5534 | 10.9431 | 14.0476 | 21.9022 | 3.4454
2035 | 4904 | MW | 256.666 | 329.4812 | 439.2636 | 133.4252 | -1555.2636 | -1321.1447 | -1504.6058 | -3403.2507 | -734.1197 | -420.7044 | 10.9431 | 14.0476 | 21.9022 | 3.4454
2035 | 4905 | MW | 212.0284 | 272.1802 | 366.053 | 105.6283 | -1888.5344 | -1580.6553 | -1800.1533 | -4132.5188 | -862.9126 | -503.3427 | 10.9431 | 14.0476 | 21.9022 | 3.4454
2035 | 4906 | MW | 212.0284 | 272.1802 | 347.7504 | 105.6283 | -2138.4875 | -1769.3902 | -2015.097 | -4679.4698 | -965.9469 | -563.4433 | 10.9431 | 14.0476 | 21.9022 | 5.168
2035 | 4907 | MW | 234.3472 | 300.8307 | 384.3557 | 116.747 | -2360.668 | -1934.5333 | -2203.1727 | -5165.6485 | -1056.102 | -616.0314 | 13.6789 | 17.5595 | 43.8044 | 5.168
2035 | 4908 | MW | 290.1442 | 372.4571 | 475.8689 | 144.5439 | -2471.7583 | -2028.9008 | -2310.6446 | -5408.7378 | -1094.7398 | -646.0817 | 13.6789 | 17.5595 | 43.8044 | 5.168
2035 | 4909 | MW | 323.6224 | 415.4329 | 530.7769 | 166.7815 | -2555.076 | -2123.2683 | -2418.1164 | -5591.0548 | -1120.4984 | -676.132 | 16.4147 | 21.0714 | 43.8044 | 5.168
2035 | 4910 | MW | 357.1005 | 458.4087 | 585.6848 | 177.9002 | -2610.6211 | -2217.6358 | -2525.5883 | -5712.5995 | -1159.1363 | -706.1823 | 16.4147 | 21.0714 | 65.7066 | 6.8907
2035 | 4911 | MW | 435.2163 | 558.6856 | 732.106 | 222.3753 | -2638.3937 | -2264.8195 | -2579.3242 | -5773.3718 | -1172.0156 | -721.2075 | 19.1504 | 24.5833 | 65.7066 | 6.8907
2035 | 4912 | MW | 256.666 | 329.4812 | 420.961 | 122.3064 | -2638.3937 | -2288.4114 | -2606.1921 | -5773.3718 | -1184.8949 | -728.72 | 0 | 0 | -21.9022 | 1.7227
2035 | 4913 | MW | 312.463 | 401.1076 | 512.4742 | 155.6627 | -2555.076 | -2264.8195 | -2579.3242 | -5591.0548 | -1172.0156 | -721.2075 | -87.5449 | -112.381 | -350.435 | -24.1176
2035 | 4914 | MW | 357.1005 | 458.4087 | 603.9875 | 177.9002 | -2360.668 | -2123.2683 | -2418.1164 | -5165.6485 | -1094.7398 | -676.132 | -93.0164 | -119.4048 | -350.435 | -25.8402
2035 | 4915 | MW | 390.5787 | 501.3845 | 640.5928 | 183.4596 | -2055.1698 | -1887.3496 | -2149.4368 | -4497.1528 | -953.0676 | -601.0062 | -98.488 | -126.4287 | -350.435 | -27.5629
2035 | 4916 | MW | 379.4193 | 487.0592 | 640.5928 | 189.019 | -1832.9893 | -1722.2065 | -1961.3611 | -4010.9741 | -837.154 | -548.4182 | -101.2237 | -129.9406 | -350.435 | -25.8402
2035 | 4917 | MW | 1071.3016 | 1375.2261 | 1757.0544 | 539.26 | -1610.8088 | -1580.6553 | -1800.1533 | -3524.7954 | -759.8782 | -503.3427 | -101.2237 | -129.9406 | -328.5328 | -25.8402
2035 | 4918 | MW | 1082.461 | 1389.5514 | 1775.3571 | 539.26 | -1388.6282 | -1368.3285 | -1558.3417 | -3038.6167 | -643.9646 | -435.7295 | 0 | 0 | -21.9022 | 1.7227
2035 | 4919 | MW | 1015.5047 | 1303.5997 | 1683.8438 | 505.9038 | -1138.6752 | -1132.4098 | -1289.6621 | -2491.6657 | -540.9303 | -360.6037 | 24.622 | 31.6072 | 65.7066 | 6.8907
2035 | 4920 | MW | 937.3889 | 1203.3228 | 1537.4226 | 461.4287 | -944.2672 | -967.2667 | -1101.5864 | -2066.2594 | -450.7752 | -308.0157 | 21.8862 | 28.0953 | 43.8044 | 6.8907
2035 | 4921 | MW | 836.9544 | 1074.3954 | 1372.6988 | 416.9536 | -833.1769 | -849.3073 | -967.2466 | -1823.17 | -399.2581 | -270.4528 | 19.1504 | 24.5833 | 65.7066 | 12.0588
2035 | 4922 | MW | 725.3605 | 931.1427 | 1207.9749 | 355.8004 | -777.6318 | -802.1236 | -913.5106 | -1701.6254 | -373.4995 | -255.4276 | 13.6789 | 17.5595 | 43.8044 | 10.3361
2035 | 4923 | MW | 613.7666 | 787.8899 | 1006.6458 | 300.2066 | -749.8593 | -754.9398 | -859.7747 | -1640.853 | -360.6202 | -240.4025 | 13.6789 | 17.5595 | 21.9022 | 8.6134
2035 | 4924 | MW | 502.1726 | 644.6372 | 841.9219 | 244.6128 | -749.8593 | -754.9398 | -859.7747 | -1640.853 | -360.6202 | -240.4025 | 10.9431 | 14.0476 | 21.9022 | 8.6134
2035 | 4925 | MW | 412.8975 | 530.0351 | 695.5007 | 205.6971 | -805.4044 | -754.9398 | -859.7747 | -1762.3977 | -386.3788 | -240.4025 | 10.9431 | 14.0476 | 21.9022 | 6.8907
2035 | 4926 | MW | 345.9411 | 444.0834 | 567.3822 | 172.3408 | -916.4946 | -825.7154 | -940.3786 | -2005.487 | -450.7752 | -262.9402 | 10.9431 | 14.0476 | 21.9022 | 6.8907
2035 | 4927 | MW | 278.9848 | 358.1318 | 439.2636 | 144.5439 | -1221.9929 | -1038.0423 | -1182.1902 | -2673.9827 | -579.5681 | -330.5534 | 10.9431 | 14.0476 | 21.9022 | 3.4454
2035 | 4928 | MW | 245.5066 | 315.156 | 420.961 | 127.8658 | -1583.0362 | -1297.5528 | -1477.7378 | -3464.0231 | -746.9989 | -413.1918 | 10.9431 | 14.0476 | 21.9022 | 3.4454
2035 | 4929 | MW | 212.0284 | 272.1802 | 366.053 | 105.6283 | -1916.307 | -1557.0634 | -1773.2854 | -4193.2911 | -875.7919 | -495.8301 | 10.9431 | 14.0476 | 21.9022 | 3.4454
2035 | 4930 | MW | 200.8691 | 257.8549 | 347.7504 | 100.0689 | -2166.2601 | -1722.2065 | -1961.3611 | -4740.2421 | -965.9469 | -548.4182 | 10.9431 | 14.0476 | 43.8044 | 5.168
2035 | 4931 | MW | 223.1878 | 286.5054 | 366.053 | 116.747 | -2360.668 | -1887.3496 | -2149.4368 | -5165.6485 | -1043.2227 | -601.0062 | 13.6789 | 17.5595 | 43.8044 | 5.168
2035 | 4932 | MW | 278.9848 | 358.1318 | 457.5663 | 144.5439 | -2471.7583 | -2005.3089 | -2283.7766 | -5408.7378 | -1094.7398 | -638.5691 | 13.6789 | 17.5595 | 43.8044 | 5.168
2035 | 4933 | MW | 312.463 | 401.1076 | 512.4742 | 161.2221 | -2555.076 | -2099.6764 | -2391.2485 | -5591.0548 | -1107.6191 | -668.6194 | 16.4147 | 21.0714 | 43.8044 | 6.8907
2035 | 4934 | MW | 345.9411 | 444.0834 | 567.3822 | 177.9002 | -2638.3937 | -2217.6358 | -2525.5883 | -5773.3718 | -1133.3777 | -706.1823 | 19.1504 | 24.5833 | 65.7066 | 6.8907
2035 | 4935 | MW | 435.2163 | 558.6856 | 713.8034 | 216.8159 | -2666.1662 | -2241.2276 | -2552.4562 | -5834.1441 | -1159.1363 | -713.6949 | 21.8862 | 28.0953 | 65.7066 | 6.8907
2035 | 4936 | MW | 256.666 | 329.4812 | 420.961 | 122.3064 | -2666.1662 | -2241.2276 | -2552.4562 | -5834.1441 | -1172.0156 | -713.6949 | 0 | 0 | -21.9022 | 1.7227
2035 | 4937 | MW | 312.463 | 401.1076 | 512.4742 | 161.2221 | -2610.6211 | -2194.0439 | -2498.7203 | -5712.5995 | -1159.1363 | -698.6697 | -93.0164 | -119.4048 | -372.3372 | -27.5629
2035 | 4938 | MW | 368.2599 | 472.734 | 603.9875 | 177.9002 | -2443.9857 | -2052.4927 | -2337.5125 | -5347.9655 | -1081.8605 | -653.5943 | -98.488 | -126.4287 | -372.3372 | -29.2856
2035 | 4939 | MW | 390.5787 | 501.3845 | 640.5928 | 183.4596 | -2110.7149 | -1792.9821 | -2041.965 | -4618.6974 | -927.309 | -570.9559 | -101.2237 | -129.9406 | -372.3372 | -27.5629
2035 | 4940 | MW | 390.5787 | 501.3845 | 640.5928 | 189.019 | -1860.7618 | -1627.839 | -1853.8893 | -4071.7464 | -811.3954 | -518.3679 | -103.9595 | -133.4525 | -350.435 | -27.5629
2035 | 4941 | MW | 1071.3016 | 1375.2261 | 1757.0544 | 533.7007 | -1666.3539 | -1486.2878 | -1692.6815 | -3646.3401 | -746.9989 | -473.2924 | -103.9595 | -133.4525 | -328.5328 | -25.8402
2035 | 4942 | MW | 1082.461 | 1389.5514 | 1775.3571 | 539.26 | -1416.4008 | -1321.1447 | -1504.6058 | -3099.3891 | -643.9646 | -420.7044 | 0 | 0 | -21.9022 | 1.7227
2035 | 4943 | MW | 1026.6641 | 1317.925 | 1683.8438 | 505.9038 | -1166.4477 | -1108.8179 | -1262.7941 | -2552.4381 | -540.9303 | -353.0912 | 24.622 | 31.6072 | 65.7066 | 6.8907
2035 | 4944 | MW | 937.3889 | 1203.3228 | 1537.4226 | 461.4287 | -972.0398 | -967.2667 | -1101.5864 | -2127.0317 | -450.7752 | -308.0157 | 21.8862 | 28.0953 | 43.8044 | 6.8907
2035 | 4945 | MW | 836.9544 | 1074.3954 | 1372.6988 | 411.3943 | -833.1769 | -849.3073 | -967.2466 | -1823.17 | -399.2581 | -270.4528 | 16.4147 | 21.0714 | 43.8044 | 12.0588
2035 | 4946 | MW | 725.3605 | 931.1427 | 1189.6723 | 361.3598 | -777.6318 | -802.1236 | -913.5106 | -1701.6254 | -373.4995 | -255.4276 | 16.4147 | 21.0714 | 43.8044 | 10.3361
2035 | 4947 | MW | 602.6072 | 773.5647 | 988.3431 | 305.766 | -749.8593 | -778.5317 | -886.6427 | -1640.853 | -360.6202 | -247.9151 | 13.6789 | 17.5595 | 21.9022 | 8.6134
2035 | 4948 | MW | 502.1726 | 644.6372 | 823.6193 | 250.1722 | -749.8593 | -754.9398 | -859.7747 | -1640.853 | -360.6202 | -240.4025 | 10.9431 | 14.0476 | 21.9022 | 8.6134
2035 | 4949 | MW | 412.8975 | 530.0351 | 677.1981 | 205.6971 | -805.4044 | -731.348 | -832.9068 | -1762.3977 | -386.3788 | -232.8899 | 10.9431 | 14.0476 | 21.9022 | 8.6134
2035 | 4950 | MW | 334.7818 | 429.7582 | 549.0795 | 172.3408 | -916.4946 | -802.1236 | -913.5106 | -2005.487 | -450.7752 | -255.4276 | 10.9431 | 14.0476 | 21.9022 | 8.6134
2035 | 4951 | MW | 267.8254 | 343.8065 | 439.2636 | 144.5439 | -1194.2203 | -1014.4504 | -1155.3223 | -2613.2104 | -579.5681 | -323.0408 | 10.9431 | 14.0476 | 21.9022 | 3.4454
2035 | 4952 | MW | 256.666 | 329.4812 | 420.961 | 133.4252 | -1555.2636 | -1273.961 | -1450.8698 | -3403.2507 | -746.9989 | -405.6792 | 10.9431 | 14.0476 | 21.9022 | 3.4454
2035 | 4953 | MW | 212.0284 | 272.1802 | 347.7504 | 105.6283 | -1888.5344 | -1509.8797 | -1719.5494 | -4132.5188 | -875.7919 | -480.805 | 10.9431 | 14.0476 | 21.9022 | 5.168
2035 | 4954 | MW | 200.8691 | 257.8549 | 329.4477 | 100.0689 | -2138.4875 | -1698.6146 | -1934.4931 | -4679.4698 | -965.9469 | -540.9056 | 13.6789 | 17.5595 | 43.8044 | 5.168
2035 | 4955 | MW | 223.1878 | 286.5054 | 366.053 | 116.747 | -2332.8955 | -1863.7577 | -2122.5689 | -5104.8761 | -1043.2227 | -593.4936 | 13.6789 | 17.5595 | 43.8044 | 5.168
2035 | 4956 | MW | 278.9848 | 358.1318 | 457.5663 | 144.5439 | -2471.7583 | -1981.7171 | -2256.9087 | -5408.7378 | -1081.8605 | -631.0565 | 13.6789 | 17.5595 | 43.8044 | 5.168
2035 | 4957 | MW | 312.463 | 401.1076 | 512.4742 | 161.2221 | -2555.076 | -2076.0846 | -2364.3805 | -5591.0548 | -1094.7398 | -661.1068 | 16.4147 | 21.0714 | 65.7066 | 6.8907
2035 | 4958 | MW | 345.9411 | 444.0834 | 567.3822 | 172.3408 | -2610.6211 | -2194.0439 | -2498.7203 | -5712.5995 | -1120.4984 | -698.6697 | 16.4147 | 21.0714 | 65.7066 | 6.8907
2035 | 4959 | MW | 435.2163 | 558.6856 | 713.8034 | 222.3753 | -2638.3937 | -2241.2276 | -2552.4562 | -5773.3718 | -1133.3777 | -713.6949 | 19.1504 | 24.5833 | 65.7066 | 6.8907
2035 | 4960 | MW | 256.666 | 329.4812 | 420.961 | 127.8658 | -2638.3937 | -2288.4114 | -2606.1921 | -5773.3718 | -1133.3777 | -728.72 | 2.7358 | 3.5119 | -21.9022 | 1.7227
2035 | 4961 | MW | 312.463 | 401.1076 | 512.4742 | 161.2221 | -2582.8485 | -2288.4114 | -2606.1921 | -5651.8271 | -1120.4984 | -728.72 | -82.0733 | -105.3572 | -372.3372 | -24.1176
2035 | 4962 | MW | 368.2599 | 472.734 | 603.9875 | 183.4596 | -2360.668 | -2123.2683 | -2418.1164 | -5165.6485 | -1017.4641 | -676.132 | -87.5449 | -112.381 | -372.3372 | -25.8402
2035 | 4963 | MW | 390.5787 | 501.3845 | 658.8954 | 189.019 | -2055.1698 | -1863.7577 | -2122.5689 | -4497.1528 | -875.7919 | -593.4936 | -93.0164 | -119.4048 | -372.3372 | -27.5629
2035 | 4964 | MW | 390.5787 | 501.3845 | 658.8954 | 189.019 | -1832.9893 | -1675.0228 | -1907.6252 | -4010.9741 | -785.6368 | -533.393 | -93.0164 | -119.4048 | -350.435 | -27.5629
2035 | 4965 | MW | 1071.3016 | 1375.2261 | 1757.0544 | 539.26 | -1638.5813 | -1533.4715 | -1746.4174 | -3585.5677 | -721.2404 | -488.3176 | -93.0164 | -119.4048 | -350.435 | -27.5629
2035 | 4966 | MW | 1082.461 | 1389.5514 | 1757.0544 | 539.26 | -1388.6282 | -1321.1447 | -1504.6058 | -3038.6167 | -631.0853 | -420.7044 | 2.7358 | 3.5119 | -21.9022 | 1.7227
2035 | 4967 | MW | 1015.5047 | 1303.5997 | 1665.5412 | 505.9038 | -1166.4477 | -1132.4098 | -1289.6621 | -2552.4381 | -528.051 | -360.6037 | 21.8862 | 28.0953 | 65.7066 | 8.6134
2035 | 4968 | MW | 937.3889 | 1203.3228 | 1537.4226 | 461.4287 | -972.0398 | -967.2667 | -1101.5864 | -2127.0317 | -437.8959 | -308.0157 | 21.8862 | 28.0953 | 43.8044 | 6.8907
2035 | 4969 | MW | 836.9544 | 1074.3954 | 1372.6988 | 416.9536 | -805.4044 | -849.3073 | -967.2466 | -1762.3977 | -373.4995 | -270.4528 | 13.6789 | 17.5595 | 87.6087 | 10.3361
2035 | 4970 | MW | 725.3605 | 931.1427 | 1189.6723 | 361.3598 | -749.8593 | -778.5317 | -886.6427 | -1640.853 | -347.7409 | -247.9151 | 10.9431 | 14.0476 | 65.7066 | 8.6134
2035 | 4971 | MW | 613.7666 | 787.8899 | 1006.6458 | 300.2066 | -749.8593 | -754.9398 | -859.7747 | -1640.853 | -347.7409 | -240.4025 | 8.2073 | 10.5357 | 65.7066 | 6.8907
2035 | 4972 | MW | 502.1726 | 644.6372 | 823.6193 | 250.1722 | -722.0867 | -731.348 | -832.9068 | -1580.0807 | -347.7409 | -232.8899 | 8.2073 | 10.5357 | 65.7066 | 6.8907
2035 | 4973 | MW | 424.0569 | 544.3603 | 695.5007 | 211.2565 | -722.0867 | -684.1642 | -779.1708 | -1580.0807 | -360.6202 | -217.8648 | 8.2073 | 10.5357 | 65.7066 | 6.8907
2035 | 4974 | MW | 368.2599 | 472.734 | 603.9875 | 177.9002 | -777.6318 | -707.7561 | -806.0388 | -1701.6254 | -386.3788 | -225.3773 | 8.2073 | 10.5357 | 65.7066 | 6.8907
2035 | 4975 | MW | 323.6224 | 415.4329 | 530.7769 | 161.2221 | -944.2672 | -825.7154 | -940.3786 | -2066.2594 | -463.6545 | -262.9402 | 8.2073 | 10.5357 | 65.7066 | 3.4454
2035 | 4976 | MW | 301.3036 | 386.7823 | 494.1716 | 144.5439 | -1194.2203 | -990.8585 | -1128.4543 | -2613.2104 | -579.5681 | -315.5283 | 8.2073 | 10.5357 | 65.7066 | 3.4454
2035 | 4977 | MW | 278.9848 | 358.1318 | 457.5663 | 138.9845 | -1444.1734 | -1156.0016 | -1316.53 | -3160.1614 | -669.7232 | -368.1163 | 8.2073 | 10.5357 | 65.7066 | 3.4454
2035 | 4978 | MW | 323.6224 | 415.4329 | 530.7769 | 161.2221 | -1638.5813 | -1321.1447 | -1504.6058 | -3585.5677 | -734.1197 | -420.7044 | 8.2073 | 10.5357 | 87.6087 | 3.4454
2035 | 4979 | MW | 379.4193 | 487.0592 | 622.2901 | 194.5784 | -1777.4442 | -1439.1041 | -1638.9456 | -3889.4294 | -798.5161 | -458.2672 | 8.2073 | 10.5357 | 87.6087 | 5.168
2035 | 4980 | MW | 435.2163 | 558.6856 | 713.8034 | 222.3753 | -1888.5344 | -1557.0634 | -1773.2854 | -4132.5188 | -824.2747 | -495.8301 | 10.9431 | 14.0476 | 109.5109 | 5.168
2035 | 4981 | MW | 502.1726 | 644.6372 | 823.6193 | 250.1722 | -1971.8521 | -1627.839 | -1853.8893 | -4314.8358 | -862.9126 | -518.3679 | 10.9431 | 14.0476 | 109.5109 | 5.168
2035 | 4982 | MW | 535.6508 | 687.613 | 878.5272 | 266.8503 | -2055.1698 | -1722.2065 | -1961.3611 | -4497.1528 | -901.5504 | -548.4182 | 10.9431 | 14.0476 | 131.4131 | 5.168
2035 | 4983 | MW | 234.3472 | 300.8307 | 384.3557 | 116.747 | -2082.9424 | -1745.7984 | -1988.2291 | -4557.9251 | -927.309 | -555.9308 | 10.9431 | 14.0476 | 131.4131 | 5.168
2035 | 4984 | MW | 267.8254 | 343.8065 | 439.2636 | 138.9845 | -2110.7149 | -1769.3902 | -2015.097 | -4618.6974 | -927.309 | -563.4433 | 0 | 0 | 65.7066 | 1.7227
2035 | 4985 | MW | 301.3036 | 386.7823 | 494.1716 | 155.6627 | -2082.9424 | -1769.3902 | -2015.097 | -4557.9251 | -927.309 | -563.4433 | -60.1871 | -77.262 | -240.9241 | -18.9495
2035 | 4986 | MW | 312.463 | 401.1076 | 512.4742 | 155.6627 | -1971.8521 | -1675.0228 | -1907.6252 | -4314.8358 | -875.7919 | -533.393 | -65.6586 | -84.2858 | -240.9241 | -18.9495
2035 | 4987 | MW | 312.463 | 401.1076 | 512.4742 | 161.2221 | -1749.6716 | -1533.4715 | -1746.4174 | -3828.6571 | -785.6368 | -488.3176 | -71.1302 | -91.3096 | -219.0219 | -20.6722
2035 | 4988 | MW | 970.8671 | 1246.2986 | 1592.3306 | 483.6662 | -1610.8088 | -1462.6959 | -1665.8135 | -3524.7954 | -721.2404 | -465.7798 | -73.866 | -94.8215 | -219.0219 | -20.6722
2035 | 4989 | MW | 970.8671 | 1246.2986 | 1592.3306 | 483.6662 | -1471.9459 | -1391.9203 | -1585.2096 | -3220.9337 | -669.7232 | -443.2421 | -73.866 | -94.8215 | -197.1197 | -20.6722
2035 | 4990 | MW | 948.5483 | 1217.6481 | 1555.7253 | 472.5475 | -1277.538 | -1226.7772 | -1397.1339 | -2795.5274 | -592.4474 | -390.654 | 0 | 0 | 65.7066 | 1.7227
2035 | 4991 | MW | 915.0701 | 1174.6723 | 1500.8173 | 455.8693 | -1110.9026 | -1061.6341 | -1209.0582 | -2430.8934 | -515.1717 | -338.066 | 16.4147 | 21.0714 | 109.5109 | 6.8907
2035 | 4992 | MW | 848.1138 | 1088.7206 | 1391.0014 | 422.513 | -916.4946 | -896.4911 | -1020.9825 | -2005.487 | -425.0166 | -285.478 | 13.6789 | 17.5595 | 109.5109 | 5.168
2035 | 4993 | MW | 769.998 | 988.4437 | 1262.8829 | 383.5973 | -777.6318 | -802.1236 | -913.5106 | -1701.6254 | -373.4995 | -255.4276 | 13.6789 | 17.5595 | 21.9022 | 10.3361
2035 | 4994 | MW | 669.5635 | 859.5163 | 1098.159 | 333.5629 | -749.8593 | -754.9398 | -859.7747 | -1640.853 | -347.7409 | -240.4025 | 10.9431 | 14.0476 | 21.9022 | 8.6134
2035 | 4995 | MW | 591.4478 | 759.2394 | 970.0405 | 294.6472 | -722.0867 | -707.7561 | -806.0388 | -1580.0807 | -347.7409 | -225.3773 | 8.2073 | 10.5357 | 21.9022 | 6.8907
2035 | 4996 | MW | 524.4914 | 673.2878 | 841.9219 | 261.2909 | -694.3141 | -707.7561 | -806.0388 | -1519.3084 | -347.7409 | -225.3773 | 8.2073 | 10.5357 | 21.9022 | 6.8907
2035 | 4997 | MW | 457.5351 | 587.3361 | 750.4087 | 227.9347 | -694.3141 | -660.5724 | -752.3029 | -1519.3084 | -347.7409 | -210.3522 | 8.2073 | 10.5357 | 21.9022 | 6.8907
2035 | 4998 | MW | 401.7381 | 515.7098 | 658.8954 | 205.6971 | -722.0867 | -660.5724 | -752.3029 | -1580.0807 | -386.3788 | -210.3522 | 8.2073 | 10.5357 | 21.9022 | 6.8907
2035 | 4999 | MW | 357.1005 | 458.4087 | 585.6848 | 183.4596 | -833.1769 | -754.9398 | -859.7747 | -1823.17 | -425.0166 | -240.4025 | 8.2073 | 10.5357 | 21.9022 | 3.4454
2035 | 5000 | MW | 312.463 | 401.1076 | 494.1716 | 155.6627 | -999.8123 | -872.8992 | -994.1145 | -2187.8041 | -489.4131 | -277.9654 | 8.2073 | 10.5357 | 21.9022 | 3.4454
2035 | 5001 | MW | 290.1442 | 372.4571 | 475.8689 | 144.5439 | -1221.9929 | -1014.4504 | -1155.3223 | -2673.9827 | -566.6889 | -323.0408 | 8.2073 | 10.5357 | 21.9022 | 3.4454
2035 | 5002 | MW | 301.3036 | 386.7823 | 494.1716 | 150.1033 | -1388.6282 | -1132.4098 | -1289.6621 | -3038.6167 | -643.9646 | -360.6037 | 8.2073 | 10.5357 | 21.9022 | 5.168
2035 | 5003 | MW | 357.1005 | 458.4087 | 585.6848 | 183.4596 | -1555.2636 | -1273.961 | -1450.8698 | -3403.2507 | -682.6025 | -405.6792 | 8.2073 | 10.5357 | 21.9022 | 5.168
2035 | 5004 | MW | 457.5351 | 587.3361 | 750.4087 | 233.494 | -1694.1265 | -1368.3285 | -1558.3417 | -3707.1124 | -734.1197 | -435.7295 | 10.9431 | 14.0476 | 21.9022 | 5.168
2035 | 5005 | MW | 524.4914 | 673.2878 | 841.9219 | 266.8503 | -1805.2167 | -1439.1041 | -1638.9456 | -3950.2018 | -772.7575 | -458.2672 | 10.9431 | 14.0476 | 21.9022 | 5.168
2035 | 5006 | MW | 557.9696 | 716.2636 | 915.1325 | 283.5285 | -1888.5344 | -1486.2878 | -1692.6815 | -4132.5188 | -811.3954 | -473.2924 | 10.9431 | 14.0476 | 21.9022 | 5.168
2035 | 5007 | MW | 223.1878 | 286.5054 | 366.053 | 111.1876 | -1944.0795 | -1533.4715 | -1746.4174 | -4254.0634 | -837.154 | -488.3176 | 10.9431 | 14.0476 | 21.9022 | 5.168
2035 | 5008 | MW | 245.5066 | 315.156 | 402.6583 | 122.3064 | -1971.8521 | -1580.6553 | -1800.1533 | -4314.8358 | -837.154 | -503.3427 | 0 | 0 | -21.9022 | 1.7227
2035 | 5009 | MW | 267.8254 | 343.8065 | 457.5663 | 133.4252 | -1944.0795 | -1580.6553 | -1800.1533 | -4254.0634 | -837.154 | -503.3427 | -57.4513 | -73.75 | -197.1197 | -17.2268
2035 | 5010 | MW | 290.1442 | 372.4571 | 475.8689 | 144.5439 | -1860.7618 | -1533.4715 | -1746.4174 | -4071.7464 | -798.5161 | -488.3176 | -62.9229 | -80.7739 | -219.0219 | -17.2268
2035 | 5011 | MW | 301.3036 | 386.7823 | 494.1716 | 150.1033 | -1721.899 | -1486.2878 | -1692.6815 | -3767.8848 | -746.9989 | -473.2924 | -68.3944 | -87.7977 | -219.0219 | -18.9495
2035 | 5012 | MW | 970.8671 | 1246.2986 | 1592.3306 | 494.785 | -1583.0362 | -1462.6959 | -1665.8135 | -3464.0231 | -708.3611 | -465.7798 | -71.1302 | -91.3096 | -219.0219 | -18.9495
2035 | 5013 | MW | 982.0265 | 1260.6239 | 1592.3306 | 494.785 | -1444.1734 | -1415.5122 | -1612.0776 | -3160.1614 | -669.7232 | -450.7547 | -71.1302 | -91.3096 | -219.0219 | -20.6722
2035 | 5014 | MW | 948.5483 | 1217.6481 | 1555.7253 | 478.1068 | -1249.7654 | -1250.3691 | -1424.0019 | -2734.7551 | -592.4474 | -398.1666 | 0 | 0 | -21.9022 | 1.7227
2035 | 5015 | MW | 926.2295 | 1188.9976 | 1519.12 | 461.4287 | -1055.3575 | -1061.6341 | -1209.0582 | -2309.3487 | -502.2924 | -338.066 | 16.4147 | 21.0714 | 43.8044 | 6.8907
2035 | 5016 | MW | 859.2732 | 1103.0459 | 1409.3041 | 428.0724 | -860.9495 | -896.4911 | -1020.9825 | -1883.9424 | -425.0166 | -285.478 | 13.6789 | 17.5595 | 21.9022 | 5.168
2035 | 5017 | MW | 781.1574 | 1002.769 | 1262.8829 | 389.1567 | -805.4044 | -802.1236 | -913.5106 | -1762.3977 | -386.3788 | -255.4276 | 16.4147 | 21.0714 | 43.8044 | 12.0588
2035 | 5018 | MW | 680.7229 | 873.8416 | 1116.4617 | 339.1223 | -749.8593 | -754.9398 | -859.7747 | -1640.853 | -360.6202 | -240.4025 | 10.9431 | 14.0476 | 43.8044 | 8.6134
2035 | 5019 | MW | 591.4478 | 759.2394 | 988.3431 | 289.0879 | -722.0867 | -731.348 | -832.9068 | -1580.0807 | -360.6202 | -232.8899 | 10.9431 | 14.0476 | 21.9022 | 8.6134
2035 | 5020 | MW | 513.332 | 658.9625 | 860.2246 | 250.1722 | -722.0867 | -707.7561 | -806.0388 | -1580.0807 | -360.6202 | -225.3773 | 8.2073 | 10.5357 | 21.9022 | 6.8907
2035 | 5021 | MW | 457.5351 | 587.3361 | 750.4087 | 216.8159 | -777.6318 | -707.7561 | -806.0388 | -1701.6254 | -386.3788 | -225.3773 | 8.2073 | 10.5357 | 21.9022 | 6.8907
2035 | 5022 | MW | 390.5787 | 501.3845 | 640.5928 | 194.5784 | -888.7221 | -778.5317 | -886.6427 | -1944.7147 | -463.6545 | -247.9151 | 8.2073 | 10.5357 | 21.9022 | 6.8907
2035 | 5023 | MW | 334.7818 | 429.7582 | 530.7769 | 172.3408 | -1194.2203 | -1014.4504 | -1155.3223 | -2613.2104 | -592.4474 | -323.0408 | 8.2073 | 10.5357 | 21.9022 | 3.4454
2035 | 5024 | MW | 301.3036 | 386.7823 | 512.4742 | 155.6627 | -1610.8088 | -1297.5528 | -1477.7378 | -3524.7954 | -759.8782 | -413.1918 | 8.2073 | 10.5357 | 21.9022 | 3.4454
2035 | 5025 | MW | 267.8254 | 343.8065 | 457.5663 | 138.9845 | -1916.307 | -1533.4715 | -1746.4174 | -4193.2911 | -901.5504 | -488.3176 | 8.2073 | 10.5357 | 21.9022 | 3.4454
2035 | 5026 | MW | 245.5066 | 315.156 | 402.6583 | 127.8658 | -2166.2601 | -1722.2065 | -1961.3611 | -4740.2421 | -991.7055 | -548.4182 | 8.2073 | 10.5357 | 43.8044 | 5.168
2035 | 5027 | MW | 256.666 | 329.4812 | 420.961 | 138.9845 | -2388.4406 | -1910.9415 | -2176.3048 | -5226.4208 | -1068.9812 | -608.5188 | 10.9431 | 14.0476 | 43.8044 | 5.168
2035 | 5028 | MW | 312.463 | 401.1076 | 512.4742 | 155.6627 | -2527.3034 | -2052.4927 | -2337.5125 | -5530.2825 | -1107.6191 | -653.5943 | 10.9431 | 14.0476 | 43.8044 | 6.8907
2035 | 5029 | MW | 345.9411 | 444.0834 | 567.3822 | 166.7815 | -2610.6211 | -2170.452 | -2471.8523 | -5712.5995 | -1120.4984 | -691.1572 | 13.6789 | 17.5595 | 43.8044 | 6.8907
2035 | 5030 | MW | 379.4193 | 487.0592 | 603.9875 | 189.019 | -2666.1662 | -2241.2276 | -2552.4562 | -5834.1441 | -1133.3777 | -713.6949 | 13.6789 | 17.5595 | 43.8044 | 8.6134
2035 | 5031 | MW | 457.5351 | 587.3361 | 750.4087 | 233.494 | -2666.1662 | -2288.4114 | -2606.1921 | -5834.1441 | -1146.257 | -728.72 | 16.4147 | 21.0714 | 65.7066 | 8.6134
2035 | 5032 | MW | 245.5066 | 315.156 | 402.6583 | 116.747 | -2638.3937 | -2288.4114 | -2606.1921 | -5773.3718 | -1159.1363 | -728.72 | 0 | 0 | 0 | 1.7227
2035 | 5033 | MW | 301.3036 | 386.7823 | 494.1716 | 150.1033 | -2555.076 | -2241.2276 | -2552.4562 | -5591.0548 | -1146.257 | -713.6949 | -79.3375 | -101.8453 | -306.6306 | -25.8402
2035 | 5034 | MW | 345.9411 | 444.0834 | 585.6848 | 172.3408 | -2360.668 | -2052.4927 | -2337.5125 | -5165.6485 | -1068.9812 | -653.5943 | -84.8091 | -108.8691 | -306.6306 | -24.1176
2035 | 5035 | MW | 379.4193 | 487.0592 | 622.2901 | 177.9002 | -2055.1698 | -1769.3902 | -2015.097 | -4497.1528 | -927.309 | -563.4433 | -87.5449 | -112.381 | -306.6306 | -25.8402
2035 | 5036 | MW | 379.4193 | 487.0592 | 622.2901 | 177.9002 | -1832.9893 | -1627.839 | -1853.8893 | -4010.9741 | -824.2747 | -518.3679 | -90.2806 | -115.8929 | -284.7284 | -25.8402
2035 | 5037 | MW | 1093.6204 | 1403.8766 | 1793.6597 | 550.3788 | -1610.8088 | -1462.6959 | -1665.8135 | -3524.7954 | -746.9989 | -465.7798 | -87.5449 | -112.381 | -284.7284 | -25.8402
2035 | 5038 | MW | 1104.7798 | 1418.2019 | 1811.9624 | 550.3788 | -1360.8557 | -1273.961 | -1450.8698 | -2977.8444 | -643.9646 | -405.6792 | 0 | 0 | 0 | 1.7227
2035 | 5039 | MW | 1048.9828 | 1346.5755 | 1720.4491 | 522.5819 | -1110.9026 | -1061.6341 | -1209.0582 | -2430.8934 | -528.051 | -338.066 | 19.1504 | 24.5833 | 43.8044 | 8.6134
2035 | 5040 | MW | 970.8671 | 1246.2986 | 1592.3306 | 483.6662 | -916.4946 | -896.4911 | -1020.9825 | -2005.487 | -437.8959 | -285.478 | 19.1504 | 24.5833 | 43.8044 | 6.8907
2035 | 5041 | MW | 892.7514 | 1146.0217 | 1464.212 | 439.1912 | -805.4044 | -802.1236 | -913.5106 | -1762.3977 | -386.3788 | -255.4276 | 16.4147 | 21.0714 | 43.8044 | 12.0588
2035 | 5042 | MW | 781.1574 | 1002.769 | 1299.4882 | 383.5973 | -749.8593 | -754.9398 | -859.7747 | -1640.853 | -360.6202 | -240.4025 | 13.6789 | 17.5595 | 43.8044 | 8.6134
2035 | 5043 | MW | 669.5635 | 859.5163 | 1098.159 | 328.0035 | -722.0867 | -731.348 | -832.9068 | -1580.0807 | -360.6202 | -232.8899 | 13.6789 | 17.5595 | 43.8044 | 8.6134
2035 | 5044 | MW | 557.9696 | 716.2636 | 915.1325 | 277.9691 | -749.8593 | -731.348 | -832.9068 | -1640.853 | -360.6202 | -232.8899 | 10.9431 | 14.0476 | 21.9022 | 6.8907
2035 | 5045 | MW | 468.6945 | 601.6614 | 768.7113 | 233.494 | -777.6318 | -707.7561 | -806.0388 | -1701.6254 | -386.3788 | -225.3773 | 10.9431 | 14.0476 | 21.9022 | 6.8907
2035 | 5046 | MW | 390.5787 | 501.3845 | 640.5928 | 189.019 | -916.4946 | -778.5317 | -886.6427 | -2005.487 | -463.6545 | -247.9151 | 8.2073 | 10.5357 | 21.9022 | 6.8907
2035 | 5047 | MW | 301.3036 | 386.7823 | 512.4742 | 150.1033 | -1194.2203 | -1014.4504 | -1155.3223 | -2613.2104 | -592.4474 | -323.0408 | 8.2073 | 10.5357 | 21.9022 | 3.4454
2035 | 5048 | MW | 267.8254 | 343.8065 | 457.5663 | 127.8658 | -1555.2636 | -1273.961 | -1450.8698 | -3403.2507 | -759.8782 | -405.6792 | 10.9431 | 14.0476 | 43.8044 | 3.4454
2035 | 5049 | MW | 234.3472 | 300.8307 | 384.3557 | 116.747 | -1860.7618 | -1509.8797 | -1719.5494 | -4071.7464 | -888.6712 | -480.805 | 10.9431 | 14.0476 | 43.8044 | 3.4454
2035 | 5050 | MW | 234.3472 | 300.8307 | 384.3557 | 116.747 | -2082.9424 | -1698.6146 | -1934.4931 | -4557.9251 | -991.7055 | -540.9056 | 10.9431 | 14.0476 | 43.8044 | 5.168
2035 | 5051 | MW | 234.3472 | 300.8307 | 384.3557 | 122.3064 | -2277.3503 | -1840.1659 | -2095.7009 | -4983.3314 | -1081.8605 | -585.9811 | 10.9431 | 14.0476 | 43.8044 | 5.168
2035 | 5052 | MW | 278.9848 | 358.1318 | 457.5663 | 144.5439 | -2416.2131 | -1934.5333 | -2203.1727 | -5287.1931 | -1133.3777 | -616.0314 | 13.6789 | 17.5595 | 43.8044 | 5.168
2035 | 5053 | MW | 312.463 | 401.1076 | 512.4742 | 155.6627 | -2499.5308 | -2028.9008 | -2310.6446 | -5469.5101 | -1159.1363 | -646.0817 | 13.6789 | 17.5595 | 43.8044 | 5.168
2035 | 5054 | MW | 357.1005 | 458.4087 | 585.6848 | 177.9002 | -2582.8485 | -2099.6764 | -2391.2485 | -5651.8271 | -1184.8949 | -668.6194 | 16.4147 | 21.0714 | 65.7066 | 5.168
2035 | 5055 | MW | 446.3757 | 573.0109 | 713.8034 | 227.9347 | -2610.6211 | -2146.8602 | -2444.9844 | -5712.5995 | -1197.7742 | -683.6446 | 16.4147 | 21.0714 | 65.7066 | 6.8907
2035 | 5056 | MW | 234.3472 | 300.8307 | 384.3557 | 111.1876 | -2610.6211 | -2146.8602 | -2444.9844 | -5712.5995 | -1197.7742 | -683.6446 | 0 | 0 | 0 | 1.7227
2035 | 5057 | MW | 301.3036 | 386.7823 | 494.1716 | 150.1033 | -2555.076 | -2123.2683 | -2418.1164 | -5591.0548 | -1197.7742 | -676.132 | -82.0733 | -105.3572 | -306.6306 | -22.3949
2035 | 5058 | MW | 345.9411 | 444.0834 | 567.3822 | 177.9002 | -2360.668 | -1958.1252 | -2230.0407 | -5165.6485 | -1107.6191 | -623.544 | -87.5449 | -112.381 | -328.5328 | -24.1176
2035 | 5059 | MW | 379.4193 | 487.0592 | 622.2901 | 183.4596 | -2027.3972 | -1698.6146 | -1934.4931 | -4436.3804 | -965.9469 | -540.9056 | -93.0164 | -119.4048 | -350.435 | -24.1176
2035 | 5060 | MW | 368.2599 | 472.734 | 603.9875 | 177.9002 | -1777.4442 | -1580.6553 | -1800.1533 | -3889.4294 | -850.0333 | -503.3427 | -95.7522 | -122.9167 | -328.5328 | -24.1176
2035 | 5061 | MW | 1093.6204 | 1403.8766 | 1775.3571 | 544.8194 | -1583.0362 | -1439.1041 | -1638.9456 | -3464.0231 | -759.8782 | -458.2672 | -93.0164 | -119.4048 | -306.6306 | -24.1176
2035 | 5062 | MW | 1093.6204 | 1403.8766 | 1793.6597 | 544.8194 | -1360.8557 | -1250.3691 | -1424.0019 | -2977.8444 | -643.9646 | -398.1666 | 0 | 0 | 0 | 1.7227
2035 | 5063 | MW | 1026.6641 | 1317.925 | 1683.8438 | 517.0225 | -1110.9026 | -1061.6341 | -1209.0582 | -2430.8934 | -528.051 | -338.066 | 19.1504 | 24.5833 | 65.7066 | 6.8907
2035 | 5064 | MW | 948.5483 | 1217.6481 | 1537.4226 | 472.5475 | -944.2672 | -920.0829 | -1047.8504 | -2066.2594 | -450.7752 | -292.9905 | 19.1504 | 24.5833 | 43.8044 | 6.8907
2035 | 5065 | MW | 848.1138 | 1088.7206 | 1391.0014 | 422.513 | -805.4044 | -802.1236 | -913.5106 | -1762.3977 | -386.3788 | -255.4276 | 16.4147 | 21.0714 | 43.8044 | 12.0588
2035 | 5066 | MW | 747.6793 | 959.7932 | 1226.2776 | 366.9192 | -749.8593 | -754.9398 | -859.7747 | -1640.853 | -360.6202 | -240.4025 | 13.6789 | 17.5595 | 21.9022 | 10.3361
2035 | 5067 | MW | 624.9259 | 802.2152 | 1024.9484 | 311.3254 | -749.8593 | -731.348 | -832.9068 | -1640.853 | -360.6202 | -232.8899 | 10.9431 | 14.0476 | 21.9022 | 8.6134
2035 | 5068 | MW | 513.332 | 658.9625 | 841.9219 | 255.7316 | -749.8593 | -731.348 | -832.9068 | -1640.853 | -360.6202 | -232.8899 | 8.2073 | 10.5357 | 21.9022 | 8.6134
2035 | 5069 | MW | 424.0569 | 544.3603 | 695.5007 | 211.2565 | -777.6318 | -731.348 | -832.9068 | -1701.6254 | -386.3788 | -232.8899 | 8.2073 | 10.5357 | 21.9022 | 6.8907
2035 | 5070 | MW | 357.1005 | 458.4087 | 585.6848 | 177.9002 | -916.4946 | -778.5317 | -886.6427 | -2005.487 | -463.6545 | -247.9151 | 8.2073 | 10.5357 | 21.9022 | 6.8907
2035 | 5071 | MW | 278.9848 | 358.1318 | 457.5663 | 138.9845 | -1194.2203 | -990.8585 | -1128.4543 | -2613.2104 | -605.3267 | -315.5283 | 8.2073 | 10.5357 | 21.9022 | 3.4454
2035 | 5072 | MW | 245.5066 | 315.156 | 420.961 | 122.3064 | -1555.2636 | -1273.961 | -1450.8698 | -3403.2507 | -811.3954 | -405.6792 | 8.2073 | 10.5357 | 21.9022 | 3.4454
2035 | 5073 | MW | 212.0284 | 272.1802 | 366.053 | 111.1876 | -1860.7618 | -1509.8797 | -1719.5494 | -4071.7464 | -978.8262 | -480.805 | 8.2073 | 10.5357 | 21.9022 | 5.168
2035 | 5074 | MW | 212.0284 | 272.1802 | 347.7504 | 111.1876 | -2110.7149 | -1675.0228 | -1907.6252 | -4618.6974 | -1094.7398 | -533.393 | 10.9431 | 14.0476 | 43.8044 | 5.168
2035 | 5075 | MW | 223.1878 | 286.5054 | 366.053 | 122.3064 | -2305.1229 | -1792.9821 | -2041.965 | -5044.1038 | -1172.0156 | -570.9559 | 10.9431 | 14.0476 | 43.8044 | 5.168
2035 | 5076 | MW | 278.9848 | 358.1318 | 439.2636 | 144.5439 | -2416.2131 | -1887.3496 | -2149.4368 | -5287.1931 | -1223.5328 | -601.0062 | 10.9431 | 14.0476 | 43.8044 | 5.168
2035 | 5077 | MW | 312.463 | 401.1076 | 512.4742 | 155.6627 | -2499.5308 | -1934.5333 | -2203.1727 | -5469.5101 | -1249.2913 | -616.0314 | 13.6789 | 17.5595 | 43.8044 | 6.8907
2035 | 5078 | MW | 345.9411 | 444.0834 | 585.6848 | 172.3408 | -2582.8485 | -2005.3089 | -2283.7766 | -5651.8271 | -1275.0499 | -638.5691 | 13.6789 | 17.5595 | 65.7066 | 6.8907
2035 | 5079 | MW | 435.2163 | 558.6856 | 713.8034 | 222.3753 | -2582.8485 | -2052.4927 | -2337.5125 | -5651.8271 | -1287.9292 | -653.5943 | 16.4147 | 21.0714 | 65.7066 | 6.8907
2035 | 5080 | MW | 245.5066 | 315.156 | 402.6583 | 116.747 | -2582.8485 | -2076.0846 | -2364.3805 | -5651.8271 | -1287.9292 | -661.1068 | 0 | 0 | -21.9022 | 1.7227
2035 | 5081 | MW | 301.3036 | 386.7823 | 494.1716 | 155.6627 | -2499.5308 | -2052.4927 | -2337.5125 | -5469.5101 | -1275.0499 | -653.5943 | -79.3375 | -101.8453 | -350.435 | -24.1176
2035 | 5082 | MW | 357.1005 | 458.4087 | 567.3822 | 183.4596 | -2305.1229 | -1910.9415 | -2176.3048 | -5044.1038 | -1159.1363 | -608.5188 | -87.5449 | -112.381 | -350.435 | -25.8402
2035 | 5083 | MW | 390.5787 | 501.3845 | 640.5928 | 189.019 | -1971.8521 | -1651.4309 | -1880.7572 | -4314.8358 | -978.8262 | -525.8804 | -95.7522 | -122.9167 | -350.435 | -25.8402
2035 | 5084 | MW | 379.4193 | 487.0592 | 622.2901 | 189.019 | -1777.4442 | -1580.6553 | -1800.1533 | -3889.4294 | -850.0333 | -503.3427 | -101.2237 | -129.9406 | -328.5328 | -25.8402
2035 | 5085 | MW | 1082.461 | 1389.5514 | 1775.3571 | 539.26 | -1583.0362 | -1439.1041 | -1638.9456 | -3464.0231 | -759.8782 | -458.2672 | -101.2237 | -129.9406 | -306.6306 | -25.8402
2035 | 5086 | MW | 1093.6204 | 1403.8766 | 1793.6597 | 539.26 | -1360.8557 | -1250.3691 | -1424.0019 | -2977.8444 | -643.9646 | -398.1666 | 0 | 0 | -21.9022 | 1.7227
2035 | 5087 | MW | 1026.6641 | 1317.925 | 1683.8438 | 511.4631 | -1110.9026 | -1061.6341 | -1209.0582 | -2430.8934 | -528.051 | -338.066 | 21.8862 | 28.0953 | 43.8044 | 8.6134
2035 | 5088 | MW | 937.3889 | 1203.3228 | 1537.4226 | 466.9881 | -916.4946 | -920.0829 | -1047.8504 | -2005.487 | -437.8959 | -292.9905 | 19.1504 | 24.5833 | 43.8044 | 6.8907
2035 | 5089 | MW | 848.1138 | 1088.7206 | 1391.0014 | 416.9536 | -805.4044 | -825.7154 | -940.3786 | -1762.3977 | -386.3788 | -262.9402 | 16.4147 | 21.0714 | 43.8044 | 12.0588
2035 | 5090 | MW | 736.5199 | 945.4679 | 1207.9749 | 361.3598 | -749.8593 | -754.9398 | -859.7747 | -1640.853 | -360.6202 | -240.4025 | 13.6789 | 17.5595 | 21.9022 | 8.6134
2035 | 5091 | MW | 613.7666 | 787.8899 | 1006.6458 | 300.2066 | -722.0867 | -731.348 | -832.9068 | -1580.0807 | -347.7409 | -232.8899 | 10.9431 | 14.0476 | 21.9022 | 6.8907
2035 | 5092 | MW | 502.1726 | 644.6372 | 823.6193 | 250.1722 | -722.0867 | -731.348 | -832.9068 | -1580.0807 | -360.6202 | -232.8899 | 10.9431 | 14.0476 | 21.9022 | 6.8907
2035 | 5093 | MW | 412.8975 | 530.0351 | 677.1981 | 205.6971 | -777.6318 | -731.348 | -832.9068 | -1701.6254 | -386.3788 | -232.8899 | 8.2073 | 10.5357 | 21.9022 | 6.8907
2035 | 5094 | MW | 334.7818 | 429.7582 | 549.0795 | 172.3408 | -888.7221 | -778.5317 | -886.6427 | -1944.7147 | -463.6545 | -247.9151 | 8.2073 | 10.5357 | 21.9022 | 6.8907
2035 | 5095 | MW | 267.8254 | 343.8065 | 439.2636 | 133.4252 | -1166.4477 | -1014.4504 | -1155.3223 | -2552.4381 | -579.5681 | -323.0408 | 8.2073 | 10.5357 | 21.9022 | 3.4454
2035 | 5096 | MW | 245.5066 | 315.156 | 420.961 | 122.3064 | -1499.7185 | -1273.961 | -1450.8698 | -3281.7061 | -746.9989 | -405.6792 | 10.9431 | 14.0476 | 21.9022 | 3.4454
2035 | 5097 | MW | 212.0284 | 272.1802 | 366.053 | 105.6283 | -1777.4442 | -1509.8797 | -1719.5494 | -3889.4294 | -862.9126 | -480.805 | 10.9431 | 14.0476 | 21.9022 | 3.4454
2035 | 5098 | MW | 212.0284 | 272.1802 | 347.7504 | 105.6283 | -1971.8521 | -1698.6146 | -1934.4931 | -4314.8358 | -940.1883 | -540.9056 | 10.9431 | 14.0476 | 21.9022 | 3.4454
2035 | 5099 | MW | 223.1878 | 286.5054 | 366.053 | 116.747 | -2138.4875 | -1840.1659 | -2095.7009 | -4679.4698 | -991.7055 | -585.9811 | 10.9431 | 14.0476 | 21.9022 | 3.4454
2035 | 5100 | MW | 267.8254 | 343.8065 | 439.2636 | 138.9845 | -2249.5778 | -1934.5333 | -2203.1727 | -4922.5591 | -1030.3434 | -616.0314 | 10.9431 | 14.0476 | 43.8044 | 5.168
2035 | 5101 | MW | 301.3036 | 386.7823 | 512.4742 | 155.6627 | -2332.8955 | -2005.3089 | -2283.7766 | -5104.8761 | -1043.2227 | -638.5691 | 13.6789 | 17.5595 | 43.8044 | 5.168
2035 | 5102 | MW | 345.9411 | 444.0834 | 567.3822 | 172.3408 | -2388.4406 | -2076.0846 | -2364.3805 | -5226.4208 | -1081.8605 | -661.1068 | 13.6789 | 17.5595 | 43.8044 | 5.168
2035 | 5103 | MW | 435.2163 | 558.6856 | 695.5007 | 227.9347 | -2443.9857 | -2123.2683 | -2418.1164 | -5347.9655 | -1107.6191 | -676.132 | 16.4147 | 21.0714 | 43.8044 | 5.168
2035 | 5104 | MW | 245.5066 | 315.156 | 402.6583 | 122.3064 | -2443.9857 | -2146.8602 | -2444.9844 | -5347.9655 | -1107.6191 | -683.6446 | 2.7358 | 3.5119 | -21.9022 | 0
2035 | 5105 | MW | 312.463 | 401.1076 | 494.1716 | 155.6627 | -2388.4406 | -2123.2683 | -2418.1164 | -5226.4208 | -1094.7398 | -676.132 | -65.6586 | -84.2858 | -306.6306 | -22.3949
2035 | 5106 | MW | 357.1005 | 458.4087 | 585.6848 | 183.4596 | -2194.0326 | -1934.5333 | -2203.1727 | -4801.0144 | -1017.4641 | -616.0314 | -71.1302 | -91.3096 | -328.5328 | -24.1176
2035 | 5107 | MW | 390.5787 | 501.3845 | 640.5928 | 194.5784 | -1888.5344 | -1651.4309 | -1880.7572 | -4132.5188 | -862.9126 | -525.8804 | -76.6018 | -98.3334 | -306.6306 | -25.8402
2035 | 5108 | MW | 379.4193 | 487.0592 | 622.2901 | 189.019 | -1694.1265 | -1557.0634 | -1773.2854 | -3707.1124 | -772.7575 | -495.8301 | -82.0733 | -105.3572 | -306.6306 | -25.8402
2035 | 5109 | MW | 1082.461 | 1389.5514 | 1775.3571 | 539.26 | -1499.7185 | -1415.5122 | -1612.0776 | -3281.7061 | -708.3611 | -450.7547 | -79.3375 | -101.8453 | -306.6306 | -25.8402
2035 | 5110 | MW | 1082.461 | 1389.5514 | 1775.3571 | 539.26 | -1305.3105 | -1226.7772 | -1397.1339 | -2856.2997 | -618.206 | -390.654 | 2.7358 | 3.5119 | -21.9022 | 1.7227
2035 | 5111 | MW | 1015.5047 | 1303.5997 | 1665.5412 | 511.4631 | -1083.13 | -1038.0423 | -1182.1902 | -2370.1211 | -515.1717 | -330.5534 | 21.8862 | 28.0953 | 43.8044 | 6.8907
2035 | 5112 | MW | 926.2295 | 1188.9976 | 1519.12 | 466.9881 | -888.7221 | -896.4911 | -1020.9825 | -1944.7147 | -437.8959 | -285.478 | 19.1504 | 24.5833 | 43.8044 | 6.8907
2035 | 5113 | MW | 836.9544 | 1074.3954 | 1372.6988 | 416.9536 | -805.4044 | -802.1236 | -913.5106 | -1762.3977 | -386.3788 | -255.4276 | 13.6789 | 17.5595 | 21.9022 | 10.3361
2035 | 5114 | MW | 736.5199 | 945.4679 | 1207.9749 | 361.3598 | -749.8593 | -754.9398 | -859.7747 | -1640.853 | -360.6202 | -240.4025 | 10.9431 | 14.0476 | 21.9022 | 10.3361
2035 | 5115 | MW | 613.7666 | 787.8899 | 1006.6458 | 300.2066 | -722.0867 | -731.348 | -832.9068 | -1580.0807 | -347.7409 | -232.8899 | 10.9431 | 14.0476 | 21.9022 | 8.6134
2035 | 5116 | MW | 502.1726 | 644.6372 | 823.6193 | 244.6128 | -722.0867 | -731.348 | -832.9068 | -1580.0807 | -360.6202 | -232.8899 | 8.2073 | 10.5357 | 21.9022 | 8.6134
2035 | 5117 | MW | 412.8975 | 530.0351 | 677.1981 | 205.6971 | -777.6318 | -731.348 | -832.9068 | -1701.6254 | -386.3788 | -232.8899 | 8.2073 | 10.5357 | 21.9022 | 6.8907
2035 | 5118 | MW | 334.7818 | 429.7582 | 549.0795 | 166.7815 | -888.7221 | -778.5317 | -886.6427 | -1944.7147 | -463.6545 | -247.9151 | 8.2073 | 10.5357 | 21.9022 | 6.8907
2035 | 5119 | MW | 267.8254 | 343.8065 | 439.2636 | 133.4252 | -1138.6752 | -990.8585 | -1128.4543 | -2491.6657 | -579.5681 | -315.5283 | 8.2073 | 10.5357 | 21.9022 | 3.4454
2035 | 5120 | MW | 245.5066 | 315.156 | 402.6583 | 122.3064 | -1471.9459 | -1226.7772 | -1397.1339 | -3220.9337 | -734.1197 | -390.654 | 8.2073 | 10.5357 | 21.9022 | 3.4454
2035 | 5121 | MW | 212.0284 | 272.1802 | 347.7504 | 105.6283 | -1721.899 | -1439.1041 | -1638.9456 | -3767.8848 | -850.0333 | -458.2672 | 8.2073 | 10.5357 | 21.9022 | 5.168
2035 | 5122 | MW | 212.0284 | 272.1802 | 347.7504 | 111.1876 | -1916.307 | -1627.839 | -1853.8893 | -4193.2911 | -927.309 | -518.3679 | 10.9431 | 14.0476 | 21.9022 | 5.168
2035 | 5123 | MW | 223.1878 | 286.5054 | 366.053 | 116.747 | -2082.9424 | -1769.3902 | -2015.097 | -4557.9251 | -978.8262 | -563.4433 | 10.9431 | 14.0476 | 43.8044 | 5.168
2035 | 5124 | MW | 267.8254 | 343.8065 | 439.2636 | 144.5439 | -2221.8052 | -1863.7577 | -2122.5689 | -4861.7868 | -1017.4641 | -593.4936 | 10.9431 | 14.0476 | 43.8044 | 5.168
2035 | 5125 | MW | 301.3036 | 386.7823 | 494.1716 | 155.6627 | -2305.1229 | -1934.5333 | -2203.1727 | -5044.1038 | -1030.3434 | -616.0314 | 10.9431 | 14.0476 | 43.8044 | 5.168
2035 | 5126 | MW | 345.9411 | 444.0834 | 585.6848 | 172.3408 | -2388.4406 | -2005.3089 | -2283.7766 | -5226.4208 | -1043.2227 | -638.5691 | 13.6789 | 17.5595 | 43.8044 | 6.8907
2035 | 5127 | MW | 435.2163 | 558.6856 | 713.8034 | 222.3753 | -2416.2131 | -2028.9008 | -2310.6446 | -5287.1931 | -1068.9812 | -646.0817 | 13.6789 | 17.5595 | 43.8044 | 6.8907
2035 | 5128 | MW | 245.5066 | 315.156 | 402.6583 | 122.3064 | -2416.2131 | -2028.9008 | -2310.6446 | -5287.1931 | -1094.7398 | -646.0817 | 0 | 0 | -21.9022 | 1.7227
2035 | 5129 | MW | 312.463 | 401.1076 | 512.4742 | 161.2221 | -2388.4406 | -2005.3089 | -2283.7766 | -5226.4208 | -1081.8605 | -638.5691 | -62.9229 | -80.7739 | -306.6306 | -22.3949
2035 | 5130 | MW | 357.1005 | 458.4087 | 585.6848 | 183.4596 | -2194.0326 | -1863.7577 | -2122.5689 | -4801.0144 | -1004.5848 | -593.4936 | -71.1302 | -91.3096 | -306.6306 | -24.1176
2035 | 5131 | MW | 390.5787 | 501.3845 | 640.5928 | 194.5784 | -1888.5344 | -1604.2472 | -1827.0213 | -4132.5188 | -862.9126 | -510.8553 | -76.6018 | -98.3334 | -306.6306 | -25.8402
2035 | 5132 | MW | 379.4193 | 487.0592 | 640.5928 | 189.019 | -1694.1265 | -1509.8797 | -1719.5494 | -3707.1124 | -759.8782 | -480.805 | -79.3375 | -101.8453 | -284.7284 | -24.1176
2035 | 5133 | MW | 1082.461 | 1389.5514 | 1775.3571 | 539.26 | -1499.7185 | -1368.3285 | -1558.3417 | -3281.7061 | -695.4818 | -435.7295 | -76.6018 | -98.3334 | -306.6306 | -24.1176
2035 | 5134 | MW | 1082.461 | 1389.5514 | 1775.3571 | 539.26 | -1277.538 | -1203.1854 | -1370.266 | -2795.5274 | -605.3267 | -383.1415 | 0 | 0 | -21.9022 | 1.7227
2035 | 5135 | MW | 1015.5047 | 1303.5997 | 1665.5412 | 505.9038 | -1055.3575 | -1038.0423 | -1182.1902 | -2309.3487 | -515.1717 | -330.5534 | 16.4147 | 21.0714 | 43.8044 | 6.8907
2035 | 5136 | MW | 937.3889 | 1203.3228 | 1519.12 | 466.9881 | -888.7221 | -896.4911 | -1020.9825 | -1944.7147 | -437.8959 | -285.478 | 16.4147 | 21.0714 | 43.8044 | 6.8907
2035 | 5137 | MW | 836.9544 | 1074.3954 | 1372.6988 | 416.9536 | -749.8593 | -778.5317 | -886.6427 | -1640.853 | -373.4995 | -247.9151 | 13.6789 | 17.5595 | 65.7066 | 10.3361
2035 | 5138 | MW | 736.5199 | 945.4679 | 1207.9749 | 361.3598 | -722.0867 | -731.348 | -832.9068 | -1580.0807 | -347.7409 | -232.8899 | 10.9431 | 14.0476 | 65.7066 | 8.6134
2035 | 5139 | MW | 613.7666 | 787.8899 | 1006.6458 | 300.2066 | -694.3141 | -707.7561 | -806.0388 | -1519.3084 | -334.8616 | -225.3773 | 8.2073 | 10.5357 | 65.7066 | 6.8907
2035 | 5140 | MW | 502.1726 | 644.6372 | 823.6193 | 250.1722 | -694.3141 | -684.1642 | -779.1708 | -1519.3084 | -334.8616 | -217.8648 | 8.2073 | 10.5357 | 43.8044 | 6.8907
2035 | 5141 | MW | 424.0569 | 544.3603 | 695.5007 | 205.6971 | -694.3141 | -684.1642 | -779.1708 | -1519.3084 | -347.7409 | -217.8648 | 8.2073 | 10.5357 | 43.8044 | 6.8907
2035 | 5142 | MW | 368.2599 | 472.734 | 603.9875 | 177.9002 | -722.0867 | -684.1642 | -779.1708 | -1580.0807 | -386.3788 | -217.8648 | 8.2073 | 10.5357 | 43.8044 | 6.8907
2035 | 5143 | MW | 323.6224 | 415.4329 | 512.4742 | 155.6627 | -888.7221 | -802.1236 | -913.5106 | -1944.7147 | -463.6545 | -255.4276 | 8.2073 | 10.5357 | 43.8044 | 3.4454
2035 | 5144 | MW | 290.1442 | 372.4571 | 475.8689 | 144.5439 | -1110.9026 | -943.6748 | -1074.7184 | -2430.8934 | -566.6889 | -300.5031 | 8.2073 | 10.5357 | 65.7066 | 3.4454
2035 | 5145 | MW | 267.8254 | 343.8065 | 420.961 | 133.4252 | -1333.0831 | -1085.226 | -1235.9262 | -2917.0721 | -656.8439 | -345.5786 | 8.2073 | 10.5357 | 65.7066 | 3.4454
2035 | 5146 | MW | 290.1442 | 372.4571 | 457.5663 | 150.1033 | -1499.7185 | -1226.7772 | -1397.1339 | -3281.7061 | -721.2404 | -390.654 | 8.2073 | 10.5357 | 65.7066 | 5.168
2035 | 5147 | MW | 345.9411 | 444.0834 | 567.3822 | 172.3408 | -1638.5813 | -1344.7366 | -1531.4737 | -3585.5677 | -772.7575 | -428.2169 | 10.9431 | 14.0476 | 65.7066 | 5.168
2035 | 5148 | MW | 446.3757 | 573.0109 | 732.106 | 222.3753 | -1777.4442 | -1415.5122 | -1612.0776 | -3889.4294 | -798.5161 | -450.7547 | 10.9431 | 14.0476 | 87.6087 | 5.168
2035 | 5149 | MW | 479.8539 | 615.9867 | 787.014 | 244.6128 | -1860.7618 | -1509.8797 | -1719.5494 | -4071.7464 | -824.2747 | -480.805 | 10.9431 | 14.0476 | 87.6087 | 5.168
2035 | 5150 | MW | 546.8102 | 701.9383 | 896.8299 | 272.4097 | -1916.307 | -1580.6553 | -1800.1533 | -4193.2911 | -837.154 | -503.3427 | 10.9431 | 14.0476 | 109.5109 | 5.168
2035 | 5151 | MW | 234.3472 | 300.8307 | 384.3557 | 111.1876 | -1971.8521 | -1604.2472 | -1827.0213 | -4314.8358 | -862.9126 | -510.8553 | 13.6789 | 17.5595 | 109.5109 | 5.168
2035 | 5152 | MW | 256.666 | 329.4812 | 420.961 | 127.8658 | -1999.6247 | -1651.4309 | -1880.7572 | -4375.6081 | -862.9126 | -525.8804 | 0 | 0 | 65.7066 | 1.7227
2035 | 5153 | MW | 278.9848 | 358.1318 | 475.8689 | 138.9845 | -1999.6247 | -1675.0228 | -1907.6252 | -4375.6081 | -875.7919 | -533.393 | -60.1871 | -77.262 | -197.1197 | -18.9495
2035 | 5154 | MW | 301.3036 | 386.7823 | 494.1716 | 144.5439 | -1888.5344 | -1604.2472 | -1827.0213 | -4132.5188 | -824.2747 | -510.8553 | -65.6586 | -84.2858 | -197.1197 | -20.6722
2035 | 5155 | MW | 301.3036 | 386.7823 | 494.1716 | 150.1033 | -1666.3539 | -1462.6959 | -1665.8135 | -3646.3401 | -734.1197 | -465.7798 | -68.3944 | -87.7977 | -197.1197 | -20.6722
2035 | 5156 | MW | 959.7077 | 1231.9734 | 1574.0279 | 478.1068 | -1527.4911 | -1415.5122 | -1612.0776 | -3342.4784 | -682.6025 | -450.7547 | -71.1302 | -91.3096 | -175.2175 | -22.3949
2035 | 5157 | MW | 948.5483 | 1217.6481 | 1555.7253 | 472.5475 | -1388.6282 | -1297.5528 | -1477.7378 | -3038.6167 | -631.0853 | -413.1918 | -71.1302 | -91.3096 | -175.2175 | -20.6722
2035 | 5158 | MW | 926.2295 | 1188.9976 | 1519.12 | 461.4287 | -1221.9929 | -1156.0016 | -1316.53 | -2673.9827 | -566.6889 | -368.1163 | 0 | 0 | 65.7066 | 1.7227
2035 | 5159 | MW | 892.7514 | 1146.0217 | 1464.212 | 450.3099 | -1027.5849 | -1014.4504 | -1155.3223 | -2248.5764 | -476.5338 | -323.0408 | 16.4147 | 21.0714 | 87.6087 | 6.8907
2035 | 5160 | MW | 825.795 | 1060.0701 | 1354.3961 | 416.9536 | -860.9495 | -849.3073 | -967.2466 | -1883.9424 | -412.1373 | -270.4528 | 16.4147 | 21.0714 | 87.6087 | 6.8907
2035 | 5161 | MW | 747.6793 | 959.7932 | 1207.9749 | 372.4786 | -749.8593 | -754.9398 | -859.7747 | -1640.853 | -360.6202 | -240.4025 | 10.9431 | 14.0476 | 65.7066 | 10.3361
2035 | 5162 | MW | 647.2447 | 830.8658 | 1061.5537 | 322.4441 | -694.3141 | -707.7561 | -806.0388 | -1519.3084 | -334.8616 | -225.3773 | 8.2073 | 10.5357 | 65.7066 | 8.6134
2035 | 5163 | MW | 569.129 | 730.5889 | 933.4352 | 283.5285 | -666.5416 | -684.1642 | -779.1708 | -1458.536 | -334.8616 | -217.8648 | 8.2073 | 10.5357 | 65.7066 | 8.6134
2035 | 5164 | MW | 502.1726 | 644.6372 | 805.3166 | 250.1722 | -666.5416 | -684.1642 | -779.1708 | -1458.536 | -334.8616 | -217.8648 | 5.4716 | 7.0238 | 65.7066 | 6.8907
2035 | 5165 | MW | 446.3757 | 573.0109 | 732.106 | 222.3753 | -666.5416 | -660.5724 | -752.3029 | -1458.536 | -347.7409 | -210.3522 | 5.4716 | 7.0238 | 43.8044 | 6.8907
2035 | 5166 | MW | 401.7381 | 515.7098 | 658.8954 | 200.1377 | -694.3141 | -636.9805 | -725.4349 | -1519.3084 | -373.4995 | -202.8396 | 5.4716 | 7.0238 | 43.8044 | 6.8907
2035 | 5167 | MW | 357.1005 | 458.4087 | 585.6848 | 183.4596 | -805.4044 | -731.348 | -832.9068 | -1762.3977 | -412.1373 | -232.8899 | 5.4716 | 7.0238 | 43.8044 | 3.4454
2035 | 5168 | MW | 312.463 | 401.1076 | 512.4742 | 155.6627 | -944.2672 | -825.7154 | -940.3786 | -2066.2594 | -476.5338 | -262.9402 | 5.4716 | 7.0238 | 65.7066 | 3.4454
2035 | 5169 | MW | 290.1442 | 372.4571 | 475.8689 | 138.9845 | -1110.9026 | -943.6748 | -1074.7184 | -2430.8934 | -540.9303 | -300.5031 | 8.2073 | 10.5357 | 65.7066 | 3.4454
2035 | 5170 | MW | 301.3036 | 386.7823 | 494.1716 | 150.1033 | -1305.3105 | -1061.6341 | -1209.0582 | -2856.2997 | -592.4474 | -338.066 | 8.2073 | 10.5357 | 65.7066 | 5.168
2035 | 5171 | MW | 368.2599 | 472.734 | 603.9875 | 183.4596 | -1471.9459 | -1179.5935 | -1343.398 | -3220.9337 | -631.0853 | -375.6289 | 8.2073 | 10.5357 | 87.6087 | 5.168
2035 | 5172 | MW | 457.5351 | 587.3361 | 750.4087 | 222.3753 | -1610.8088 | -1250.3691 | -1424.0019 | -3524.7954 | -682.6025 | -398.1666 | 8.2073 | 10.5357 | 87.6087 | 5.168
2035 | 5173 | MW | 513.332 | 658.9625 | 841.9219 | 261.2909 | -1721.899 | -1344.7366 | -1531.4737 | -3767.8848 | -721.2404 | -428.2169 | 8.2073 | 10.5357 | 87.6087 | 5.168
2035 | 5174 | MW | 557.9696 | 716.2636 | 915.1325 | 277.9691 | -1832.9893 | -1415.5122 | -1612.0776 | -4010.9741 | -746.9989 | -450.7547 | 8.2073 | 10.5357 | 109.5109 | 5.168
2035 | 5175 | MW | 223.1878 | 286.5054 | 366.053 | 100.0689 | -1888.5344 | -1486.2878 | -1692.6815 | -4132.5188 | -772.7575 | -473.2924 | 8.2073 | 10.5357 | 109.5109 | 5.168
2035 | 5176 | MW | 245.5066 | 315.156 | 420.961 | 116.747 | -1916.307 | -1533.4715 | -1746.4174 | -4193.2911 | -785.6368 | -488.3176 | -2.7358 | -3.5119 | 65.7066 | 1.7227
2035 | 5177 | MW | 290.1442 | 372.4571 | 475.8689 | 133.4252 | -1860.7618 | -1580.6553 | -1800.1533 | -4071.7464 | -798.5161 | -503.3427 | -46.5082 | -59.7024 | -197.1197 | -20.6722
2035 | 5178 | MW | 301.3036 | 386.7823 | 494.1716 | 144.5439 | -1777.4442 | -1557.0634 | -1773.2854 | -3889.4294 | -772.7575 | -495.8301 | -49.244 | -63.2143 | -197.1197 | -20.6722
2035 | 5179 | MW | 290.1442 | 372.4571 | 475.8689 | 138.9845 | -1610.8088 | -1462.6959 | -1665.8135 | -3524.7954 | -721.2404 | -465.7798 | -51.9798 | -66.7262 | -197.1197 | -20.6722
2035 | 5180 | MW | 970.8671 | 1246.2986 | 1592.3306 | 483.6662 | -1527.4911 | -1462.6959 | -1665.8135 | -3342.4784 | -682.6025 | -465.7798 | -54.7155 | -70.2381 | -175.2175 | -20.6722
2035 | 5181 | MW | 970.8671 | 1246.2986 | 1592.3306 | 483.6662 | -1388.6282 | -1344.7366 | -1531.4737 | -3038.6167 | -643.9646 | -428.2169 | -57.4513 | -73.75 | -175.2175 | -20.6722
2035 | 5182 | MW | 937.3889 | 1203.3228 | 1537.4226 | 472.5475 | -1221.9929 | -1179.5935 | -1343.398 | -2673.9827 | -566.6889 | -375.6289 | -2.7358 | -3.5119 | 65.7066 | 1.7227
2035 | 5183 | MW | 903.9107 | 1160.347 | 1482.5147 | 450.3099 | -1027.5849 | -1014.4504 | -1155.3223 | -2248.5764 | -489.4131 | -323.0408 | 10.9431 | 14.0476 | 109.5109 | 6.8907
2035 | 5184 | MW | 836.9544 | 1074.3954 | 1372.6988 | 416.9536 | -833.1769 | -849.3073 | -967.2466 | -1823.17 | -412.1373 | -270.4528 | 10.9431 | 14.0476 | 87.6087 | 6.8907
2035 | 5185 | MW | 747.6793 | 959.7932 | 1226.2776 | 372.4786 | -777.6318 | -778.5317 | -886.6427 | -1701.6254 | -373.4995 | -247.9151 | 13.6789 | 17.5595 | 109.5109 | 12.0588
2035 | 5186 | MW | 658.4041 | 845.191 | 1079.8564 | 322.4441 | -722.0867 | -707.7561 | -806.0388 | -1580.0807 | -347.7409 | -225.3773 | 10.9431 | 14.0476 | 109.5109 | 10.3361
2035 | 5187 | MW | 569.129 | 730.5889 | 933.4352 | 283.5285 | -694.3141 | -684.1642 | -779.1708 | -1519.3084 | -347.7409 | -217.8648 | 10.9431 | 14.0476 | 87.6087 | 8.6134
2035 | 5188 | MW | 502.1726 | 644.6372 | 823.6193 | 250.1722 | -694.3141 | -684.1642 | -779.1708 | -1519.3084 | -347.7409 | -217.8648 | 8.2073 | 10.5357 | 87.6087 | 6.8907
2035 | 5189 | MW | 435.2163 | 558.6856 | 713.8034 | 216.8159 | -749.8593 | -707.7561 | -806.0388 | -1640.853 | -373.4995 | -225.3773 | 8.2073 | 10.5357 | 65.7066 | 6.8907
2035 | 5190 | MW | 379.4193 | 487.0592 | 622.2901 | 189.019 | -860.9495 | -754.9398 | -859.7747 | -1883.9424 | -450.7752 | -240.4025 | 8.2073 | 10.5357 | 65.7066 | 6.8907
2035 | 5191 | MW | 323.6224 | 415.4329 | 530.7769 | 161.2221 | -1166.4477 | -990.8585 | -1128.4543 | -2552.4381 | -579.5681 | -315.5283 | 8.2073 | 10.5357 | 65.7066 | 3.4454
2035 | 5192 | MW | 290.1442 | 372.4571 | 494.1716 | 138.9845 | -1527.4911 | -1250.3691 | -1424.0019 | -3342.4784 | -734.1197 | -398.1666 | 8.2073 | 10.5357 | 65.7066 | 3.4454
2035 | 5193 | MW | 267.8254 | 343.8065 | 457.5663 | 133.4252 | -1832.9893 | -1486.2878 | -1692.6815 | -4010.9741 | -862.9126 | -473.2924 | 8.2073 | 10.5357 | 87.6087 | 3.4454
2035 | 5194 | MW | 256.666 | 329.4812 | 420.961 | 133.4252 | -2082.9424 | -1651.4309 | -1880.7572 | -4557.9251 | -940.1883 | -525.8804 | 10.9431 | 14.0476 | 109.5109 | 3.4454
2035 | 5195 | MW | 256.666 | 329.4812 | 420.961 | 133.4252 | -2249.5778 | -1792.9821 | -2041.965 | -4922.5591 | -991.7055 | -570.9559 | 10.9431 | 14.0476 | 131.4131 | 5.168
2035 | 5196 | MW | 301.3036 | 386.7823 | 494.1716 | 155.6627 | -2388.4406 | -1887.3496 | -2149.4368 | -5226.4208 | -1030.3434 | -601.0062 | 10.9431 | 14.0476 | 153.3153 | 5.168
2035 | 5197 | MW | 334.7818 | 429.7582 | 549.0795 | 172.3408 | -2471.7583 | -1981.7171 | -2256.9087 | -5408.7378 | -1043.2227 | -631.0565 | 10.9431 | 14.0476 | 175.2175 | 5.168
2035 | 5198 | MW | 368.2599 | 472.734 | 603.9875 | 183.4596 | -2527.3034 | -2052.4927 | -2337.5125 | -5530.2825 | -1043.2227 | -653.5943 | 13.6789 | 17.5595 | 197.1197 | 6.8907
2035 | 5199 | MW | 457.5351 | 587.3361 | 750.4087 | 233.494 | -2582.8485 | -2099.6764 | -2391.2485 | -5651.8271 | -1043.2227 | -668.6194 | 13.6789 | 17.5595 | 197.1197 | 6.8907
2035 | 5200 | MW | 245.5066 | 315.156 | 402.6583 | 116.747 | -2582.8485 | -2146.8602 | -2444.9844 | -5651.8271 | -1043.2227 | -683.6446 | 0 | 0 | 109.5109 | 0
2035 | 5201 | MW | 312.463 | 401.1076 | 494.1716 | 155.6627 | -2527.3034 | -2123.2683 | -2418.1164 | -5530.2825 | -1017.4641 | -676.132 | -65.6586 | -84.2858 | -372.3372 | -27.5629
2035 | 5202 | MW | 357.1005 | 458.4087 | 567.3822 | 183.4596 | -2360.668 | -2005.3089 | -2283.7766 | -5165.6485 | -927.309 | -638.5691 | -71.1302 | -91.3096 | -372.3372 | -29.2856
2035 | 5203 | MW | 379.4193 | 487.0592 | 622.2901 | 189.019 | -2027.3972 | -1745.7984 | -1988.2291 | -4436.3804 | -811.3954 | -555.9308 | -73.866 | -94.8215 | -350.435 | -29.2856
2035 | 5204 | MW | 379.4193 | 487.0592 | 622.2901 | 189.019 | -1777.4442 | -1627.839 | -1853.8893 | -3889.4294 | -746.9989 | -518.3679 | -76.6018 | -98.3334 | -328.5328 | -31.0083
2035 | 5205 | MW | 1104.7798 | 1418.2019 | 1811.9624 | 555.9382 | -1583.0362 | -1462.6959 | -1665.8135 | -3464.0231 | -682.6025 | -465.7798 | -73.866 | -94.8215 | -306.6306 | -29.2856
2035 | 5206 | MW | 1115.9392 | 1432.5272 | 1811.9624 | 555.9382 | -1333.0831 | -1273.961 | -1450.8698 | -2917.0721 | -592.4474 | -405.6792 | 0 | 0 | 87.6087 | 1.7227
2035 | 5207 | MW | 1048.9828 | 1346.5755 | 1720.4491 | 528.1413 | -1083.13 | -1061.6341 | -1209.0582 | -2370.1211 | -489.4131 | -338.066 | 16.4147 | 21.0714 | 153.3153 | 8.6134
2035 | 5208 | MW | 970.8671 | 1246.2986 | 1592.3306 | 489.2256 | -888.7221 | -896.4911 | -1020.9825 | -1944.7147 | -412.1373 | -285.478 | 16.4147 | 21.0714 | 131.4131 | 6.8907
2035 | 5209 | MW | 881.592 | 1131.6965 | 1445.9094 | 439.1912 | -777.6318 | -802.1236 | -913.5106 | -1701.6254 | -360.6202 | -255.4276 | 13.6789 | 17.5595 | 43.8044 | 13.7815
2035 | 5210 | MW | 781.1574 | 1002.769 | 1281.1855 | 389.1567 | -722.0867 | -731.348 | -832.9068 | -1580.0807 | -347.7409 | -232.8899 | 13.6789 | 17.5595 | 43.8044 | 10.3361
2035 | 5211 | MW | 669.5635 | 859.5163 | 1098.159 | 333.5629 | -694.3141 | -707.7561 | -806.0388 | -1519.3084 | -334.8616 | -225.3773 | 10.9431 | 14.0476 | 43.8044 | 8.6134
2035 | 5212 | MW | 557.9696 | 716.2636 | 915.1325 | 283.5285 | -722.0867 | -707.7561 | -806.0388 | -1580.0807 | -347.7409 | -225.3773 | 10.9431 | 14.0476 | 21.9022 | 8.6134
2035 | 5213 | MW | 468.6945 | 601.6614 | 768.7113 | 239.0534 | -749.8593 | -731.348 | -832.9068 | -1640.853 | -360.6202 | -232.8899 | 8.2073 | 10.5357 | 21.9022 | 8.6134
2035 | 5214 | MW | 390.5787 | 501.3845 | 622.2901 | 200.1377 | -888.7221 | -754.9398 | -859.7747 | -1944.7147 | -437.8959 | -240.4025 | 8.2073 | 10.5357 | 21.9022 | 6.8907
2035 | 5215 | MW | 301.3036 | 386.7823 | 494.1716 | 155.6627 | -1166.4477 | -990.8585 | -1128.4543 | -2552.4381 | -553.8096 | -315.5283 | 8.2073 | 10.5357 | 43.8044 | 3.4454
2035 | 5216 | MW | 278.9848 | 358.1318 | 457.5663 | 138.9845 | -1527.4911 | -1250.3691 | -1424.0019 | -3342.4784 | -708.3611 | -398.1666 | 8.2073 | 10.5357 | 43.8044 | 3.4454
2035 | 5217 | MW | 234.3472 | 300.8307 | 384.3557 | 122.3064 | -1832.9893 | -1509.8797 | -1719.5494 | -4010.9741 | -824.2747 | -480.805 | 10.9431 | 14.0476 | 43.8044 | 3.4454
2035 | 5218 | MW | 234.3472 | 300.8307 | 384.3557 | 116.747 | -2082.9424 | -1675.0228 | -1907.6252 | -4557.9251 | -914.4297 | -533.393 | 10.9431 | 14.0476 | 43.8044 | 5.168
2035 | 5219 | MW | 245.5066 | 315.156 | 384.3557 | 127.8658 | -2249.5778 | -1840.1659 | -2095.7009 | -4922.5591 | -978.8262 | -585.9811 | 10.9431 | 14.0476 | 43.8044 | 5.168
2035 | 5220 | MW | 278.9848 | 358.1318 | 457.5663 | 150.1033 | -2360.668 | -1981.7171 | -2256.9087 | -5165.6485 | -1017.4641 | -631.0565 | 10.9431 | 14.0476 | 43.8044 | 5.168
2035 | 5221 | MW | 312.463 | 401.1076 | 512.4742 | 161.2221 | -2416.2131 | -2099.6764 | -2391.2485 | -5287.1931 | -1017.4641 | -668.6194 | 13.6789 | 17.5595 | 65.7066 | 6.8907
2035 | 5222 | MW | 345.9411 | 444.0834 | 585.6848 | 172.3408 | -2471.7583 | -2194.0439 | -2498.7203 | -5408.7378 | -1030.3434 | -698.6697 | 13.6789 | 17.5595 | 65.7066 | 6.8907
2035 | 5223 | MW | 435.2163 | 558.6856 | 713.8034 | 222.3753 | -2527.3034 | -2241.2276 | -2552.4562 | -5530.2825 | -1017.4641 | -713.6949 | 13.6789 | 17.5595 | 87.6087 | 8.6134
2035 | 5224 | MW | 234.3472 | 300.8307 | 402.6583 | 116.747 | -2499.5308 | -2264.8195 | -2579.3242 | -5469.5101 | -1017.4641 | -721.2075 | 0 | 0 | 0 | 1.7227
2035 | 5225 | MW | 312.463 | 401.1076 | 494.1716 | 155.6627 | -2471.7583 | -2217.6358 | -2525.5883 | -5408.7378 | -1004.5848 | -706.1823 | -65.6586 | -84.2858 | -394.2394 | -32.731
2035 | 5226 | MW | 357.1005 | 458.4087 | 585.6848 | 183.4596 | -2305.1229 | -2052.4927 | -2337.5125 | -5044.1038 | -927.309 | -653.5943 | -71.1302 | -91.3096 | -416.1416 | -32.731
2035 | 5227 | MW | 390.5787 | 501.3845 | 640.5928 | 194.5784 | -1999.6247 | -1769.3902 | -2015.097 | -4375.6081 | -811.3954 | -563.4433 | -73.866 | -94.8215 | -394.2394 | -34.4537
2035 | 5228 | MW | 379.4193 | 487.0592 | 622.2901 | 189.019 | -1777.4442 | -1651.4309 | -1880.7572 | -3889.4294 | -734.1197 | -525.8804 | -79.3375 | -101.8453 | -372.3372 | -34.4537
2035 | 5229 | MW | 1082.461 | 1389.5514 | 1775.3571 | 544.8194 | -1555.2636 | -1486.2878 | -1692.6815 | -3403.2507 | -682.6025 | -473.2924 | -76.6018 | -98.3334 | -372.3372 | -32.731
2035 | 5230 | MW | 1082.461 | 1389.5514 | 1775.3571 | 544.8194 | -1333.0831 | -1297.5528 | -1477.7378 | -2917.0721 | -592.4474 | -413.1918 | 0 | 0 | 0 | 1.7227
2035 | 5231 | MW | 1015.5047 | 1303.5997 | 1665.5412 | 511.4631 | -1083.13 | -1085.226 | -1235.9262 | -2370.1211 | -502.2924 | -345.5786 | 19.1504 | 24.5833 | 65.7066 | 8.6134
2035 | 5232 | MW | 937.3889 | 1203.3228 | 1519.12 | 472.5475 | -888.7221 | -920.0829 | -1047.8504 | -1944.7147 | -412.1373 | -292.9905 | 16.4147 | 21.0714 | 65.7066 | 8.6134
2035 | 5233 | MW | 848.1138 | 1088.7206 | 1391.0014 | 422.513 | -777.6318 | -802.1236 | -913.5106 | -1701.6254 | -373.4995 | -255.4276 | 19.1504 | 24.5833 | 21.9022 | 12.0588
2035 | 5234 | MW | 736.5199 | 945.4679 | 1207.9749 | 366.9192 | -722.0867 | -754.9398 | -859.7747 | -1580.0807 | -347.7409 | -240.4025 | 16.4147 | 21.0714 | 21.9022 | 10.3361
2035 | 5235 | MW | 624.9259 | 802.2152 | 1024.9484 | 311.3254 | -694.3141 | -707.7561 | -806.0388 | -1519.3084 | -334.8616 | -225.3773 | 13.6789 | 17.5595 | 21.9022 | 8.6134
2035 | 5236 | MW | 513.332 | 658.9625 | 841.9219 | 255.7316 | -722.0867 | -707.7561 | -806.0388 | -1580.0807 | -347.7409 | -225.3773 | 10.9431 | 14.0476 | 21.9022 | 8.6134
2035 | 5237 | MW | 424.0569 | 544.3603 | 695.5007 | 211.2565 | -749.8593 | -731.348 | -832.9068 | -1640.853 | -373.4995 | -232.8899 | 10.9431 | 14.0476 | 21.9022 | 6.8907
2035 | 5238 | MW | 357.1005 | 458.4087 | 585.6848 | 177.9002 | -888.7221 | -778.5317 | -886.6427 | -1944.7147 | -437.8959 | -247.9151 | 10.9431 | 14.0476 | 21.9022 | 6.8907
2035 | 5239 | MW | 278.9848 | 358.1318 | 457.5663 | 138.9845 | -1166.4477 | -990.8585 | -1128.4543 | -2552.4381 | -566.6889 | -315.5283 | 10.9431 | 14.0476 | 21.9022 | 3.4454
2035 | 5240 | MW | 256.666 | 329.4812 | 420.961 | 122.3064 | -1527.4911 | -1273.961 | -1450.8698 | -3342.4784 | -721.2404 | -405.6792 | 10.9431 | 14.0476 | 21.9022 | 3.4454
2035 | 5241 | MW | 223.1878 | 286.5054 | 384.3557 | 111.1876 | -1832.9893 | -1533.4715 | -1746.4174 | -4010.9741 | -837.154 | -488.3176 | 10.9431 | 14.0476 | 21.9022 | 3.4454
2035 | 5242 | MW | 212.0284 | 272.1802 | 366.053 | 105.6283 | -2055.1698 | -1722.2065 | -1961.3611 | -4497.1528 | -914.4297 | -548.4182 | 10.9431 | 14.0476 | 21.9022 | 5.168
2035 | 5243 | MW | 223.1878 | 286.5054 | 366.053 | 116.747 | -2249.5778 | -1887.3496 | -2149.4368 | -4922.5591 | -965.9469 | -601.0062 | 10.9431 | 14.0476 | 21.9022 | 5.168
2035 | 5244 | MW | 278.9848 | 358.1318 | 457.5663 | 144.5439 | -2388.4406 | -1981.7171 | -2256.9087 | -5226.4208 | -1004.5848 | -631.0565 | 13.6789 | 17.5595 | 43.8044 | 5.168
2035 | 5245 | MW | 312.463 | 401.1076 | 512.4742 | 161.2221 | -2471.7583 | -2076.0846 | -2364.3805 | -5408.7378 | -1030.3434 | -661.1068 | 16.4147 | 21.0714 | 43.8044 | 5.168
2035 | 5246 | MW | 345.9411 | 444.0834 | 585.6848 | 172.3408 | -2527.3034 | -2146.8602 | -2444.9844 | -5530.2825 | -1043.2227 | -683.6446 | 16.4147 | 21.0714 | 43.8044 | 6.8907
2035 | 5247 | MW | 435.2163 | 558.6856 | 713.8034 | 216.8159 | -2555.076 | -2194.0439 | -2498.7203 | -5591.0548 | -1043.2227 | -698.6697 | 19.1504 | 24.5833 | 43.8044 | 6.8907
2035 | 5248 | MW | 245.5066 | 315.156 | 402.6583 | 122.3064 | -2555.076 | -2217.6358 | -2525.5883 | -5591.0548 | -1043.2227 | -706.1823 | 0 | 0 | -21.9022 | 1.7227
2035 | 5249 | MW | 312.463 | 401.1076 | 494.1716 | 155.6627 | -2499.5308 | -2194.0439 | -2498.7203 | -5469.5101 | -1030.3434 | -698.6697 | -93.0164 | -119.4048 | -328.5328 | -27.5629
2035 | 5250 | MW | 357.1005 | 458.4087 | 585.6848 | 177.9002 | -2305.1229 | -2028.9008 | -2310.6446 | -5044.1038 | -940.1883 | -646.0817 | -101.2237 | -129.9406 | -328.5328 | -29.2856
2035 | 5251 | MW | 390.5787 | 501.3845 | 640.5928 | 189.019 | -1999.6247 | -1769.3902 | -2015.097 | -4375.6081 | -824.2747 | -563.4433 | -106.6953 | -136.9644 | -328.5328 | -31.0083
2035 | 5252 | MW | 379.4193 | 487.0592 | 622.2901 | 189.019 | -1777.4442 | -1675.0228 | -1907.6252 | -3889.4294 | -746.9989 | -533.393 | -112.1668 | -143.9882 | -306.6306 | -31.0083
2035 | 5253 | MW | 1082.461 | 1389.5514 | 1775.3571 | 533.7007 | -1583.0362 | -1486.2878 | -1692.6815 | -3464.0231 | -695.4818 | -473.2924 | -109.4311 | -140.4763 | -306.6306 | -29.2856
2035 | 5254 | MW | 1082.461 | 1389.5514 | 1793.6597 | 533.7007 | -1333.0831 | -1273.961 | -1450.8698 | -2917.0721 | -605.3267 | -405.6792 | 2.7358 | 3.5119 | -21.9022 | 1.7227
2035 | 5255 | MW | 1015.5047 | 1303.5997 | 1683.8438 | 500.3444 | -1110.9026 | -1061.6341 | -1209.0582 | -2430.8934 | -502.2924 | -338.066 | 24.622 | 31.6072 | 43.8044 | 8.6134
2035 | 5256 | MW | 937.3889 | 1203.3228 | 1537.4226 | 461.4287 | -888.7221 | -896.4911 | -1020.9825 | -1944.7147 | -425.0166 | -285.478 | 21.8862 | 28.0953 | 43.8044 | 6.8907
2035 | 5257 | MW | 848.1138 | 1088.7206 | 1391.0014 | 411.3943 | -777.6318 | -802.1236 | -913.5106 | -1701.6254 | -386.3788 | -255.4276 | 13.6789 | 17.5595 | 43.8044 | 10.3361
2035 | 5258 | MW | 736.5199 | 945.4679 | 1226.2776 | 355.8004 | -722.0867 | -754.9398 | -859.7747 | -1580.0807 | -360.6202 | -240.4025 | 13.6789 | 17.5595 | 43.8044 | 10.3361
2035 | 5259 | MW | 613.7666 | 787.8899 | 1024.9484 | 294.6472 | -722.0867 | -731.348 | -832.9068 | -1580.0807 | -347.7409 | -232.8899 | 10.9431 | 14.0476 | 43.8044 | 8.6134
2035 | 5260 | MW | 502.1726 | 644.6372 | 841.9219 | 244.6128 | -722.0867 | -731.348 | -832.9068 | -1580.0807 | -347.7409 | -232.8899 | 10.9431 | 14.0476 | 43.8044 | 6.8907
2035 | 5261 | MW | 412.8975 | 530.0351 | 695.5007 | 205.6971 | -777.6318 | -754.9398 | -859.7747 | -1701.6254 | -373.4995 | -240.4025 | 10.9431 | 14.0476 | 43.8044 | 6.8907
2035 | 5262 | MW | 345.9411 | 444.0834 | 567.3822 | 172.3408 | -888.7221 | -778.5317 | -886.6427 | -1944.7147 | -450.7752 | -247.9151 | 8.2073 | 10.5357 | 43.8044 | 6.8907
2035 | 5263 | MW | 267.8254 | 343.8065 | 439.2636 | 133.4252 | -1138.6752 | -990.8585 | -1128.4543 | -2491.6657 | -579.5681 | -315.5283 | 8.2073 | 10.5357 | 43.8044 | 3.4454
2035 | 5264 | MW | 245.5066 | 315.156 | 420.961 | 122.3064 | -1499.7185 | -1273.961 | -1450.8698 | -3281.7061 | -746.9989 | -405.6792 | 8.2073 | 10.5357 | 43.8044 | 3.4454
2035 | 5265 | MW | 212.0284 | 272.1802 | 366.053 | 105.6283 | -1805.2167 | -1509.8797 | -1719.5494 | -3950.2018 | -888.6712 | -480.805 | 8.2073 | 10.5357 | 43.8044 | 3.4454
2035 | 5266 | MW | 212.0284 | 272.1802 | 347.7504 | 111.1876 | -2027.3972 | -1698.6146 | -1934.4931 | -4436.3804 | -978.8262 | -540.9056 | 10.9431 | 14.0476 | 43.8044 | 5.168
2035 | 5267 | MW | 234.3472 | 300.8307 | 366.053 | 122.3064 | -2221.8052 | -1887.3496 | -2149.4368 | -4861.7868 | -1056.102 | -601.0062 | 10.9431 | 14.0476 | 43.8044 | 5.168
2035 | 5268 | MW | 278.9848 | 358.1318 | 439.2636 | 144.5439 | -2332.8955 | -1981.7171 | -2256.9087 | -5104.8761 | -1107.6191 | -631.0565 | 13.6789 | 17.5595 | 43.8044 | 5.168
2035 | 5269 | MW | 301.3036 | 386.7823 | 512.4742 | 155.6627 | -2416.2131 | -2076.0846 | -2364.3805 | -5287.1931 | -1146.257 | -661.1068 | 13.6789 | 17.5595 | 65.7066 | 5.168
2035 | 5270 | MW | 345.9411 | 444.0834 | 585.6848 | 172.3408 | -2499.5308 | -2146.8602 | -2444.9844 | -5469.5101 | -1172.0156 | -683.6446 | 13.6789 | 17.5595 | 65.7066 | 6.8907
2035 | 5271 | MW | 435.2163 | 558.6856 | 713.8034 | 222.3753 | -2555.076 | -2217.6358 | -2525.5883 | -5591.0548 | -1184.8949 | -706.1823 | 16.4147 | 21.0714 | 65.7066 | 6.8907
2035 | 5272 | MW | 245.5066 | 315.156 | 402.6583 | 122.3064 | -2527.3034 | -2217.6358 | -2525.5883 | -5530.2825 | -1197.7742 | -706.1823 | 0 | 0 | 0 | 1.7227
2035 | 5273 | MW | 312.463 | 401.1076 | 512.4742 | 161.2221 | -2443.9857 | -2194.0439 | -2498.7203 | -5347.9655 | -1184.8949 | -698.6697 | -76.6018 | -98.3334 | -350.435 | -25.8402
2035 | 5274 | MW | 357.1005 | 458.4087 | 585.6848 | 183.4596 | -2249.5778 | -2028.9008 | -2310.6446 | -4922.5591 | -1094.7398 | -646.0817 | -79.3375 | -101.8453 | -372.3372 | -27.5629
2035 | 5275 | MW | 390.5787 | 501.3845 | 640.5928 | 200.1377 | -1944.0795 | -1745.7984 | -1988.2291 | -4254.0634 | -927.309 | -555.9308 | -82.0733 | -105.3572 | -350.435 | -27.5629
2035 | 5276 | MW | 390.5787 | 501.3845 | 640.5928 | 194.5784 | -1749.6716 | -1627.839 | -1853.8893 | -3828.6571 | -811.3954 | -518.3679 | -79.3375 | -101.8453 | -328.5328 | -25.8402
2035 | 5277 | MW | 1082.461 | 1389.5514 | 1775.3571 | 550.3788 | -1555.2636 | -1462.6959 | -1665.8135 | -3403.2507 | -734.1197 | -465.7798 | -76.6018 | -98.3334 | -328.5328 | -25.8402
2035 | 5278 | MW | 1082.461 | 1389.5514 | 1775.3571 | 550.3788 | -1333.0831 | -1250.3691 | -1424.0019 | -2917.0721 | -631.0853 | -398.1666 | 0 | 0 | 0 | 1.7227
2035 | 5279 | MW | 1015.5047 | 1303.5997 | 1665.5412 | 517.0225 | -1083.13 | -1061.6341 | -1209.0582 | -2370.1211 | -515.1717 | -338.066 | 16.4147 | 21.0714 | 65.7066 | 6.8907
2035 | 5280 | MW | 937.3889 | 1203.3228 | 1519.12 | 472.5475 | -916.4946 | -896.4911 | -1020.9825 | -2005.487 | -437.8959 | -285.478 | 16.4147 | 21.0714 | 43.8044 | 6.8907
2035 | 5281 | MW | 836.9544 | 1074.3954 | 1372.6988 | 422.513 | -777.6318 | -802.1236 | -913.5106 | -1701.6254 | -373.4995 | -255.4276 | 13.6789 | 17.5595 | 43.8044 | 12.0588
2035 | 5282 | MW | 736.5199 | 945.4679 | 1189.6723 | 366.9192 | -749.8593 | -754.9398 | -859.7747 | -1640.853 | -360.6202 | -240.4025 | 10.9431 | 14.0476 | 43.8044 | 8.6134
2035 | 5283 | MW | 613.7666 | 787.8899 | 1006.6458 | 305.766 | -722.0867 | -707.7561 | -806.0388 | -1580.0807 | -347.7409 | -225.3773 | 8.2073 | 10.5357 | 43.8044 | 8.6134
2035 | 5284 | MW | 502.1726 | 644.6372 | 823.6193 | 250.1722 | -722.0867 | -707.7561 | -806.0388 | -1580.0807 | -347.7409 | -225.3773 | 8.2073 | 10.5357 | 21.9022 | 6.8907
2035 | 5285 | MW | 412.8975 | 530.0351 | 658.8954 | 205.6971 | -777.6318 | -731.348 | -832.9068 | -1701.6254 | -373.4995 | -232.8899 | 8.2073 | 10.5357 | 21.9022 | 6.8907
2035 | 5286 | MW | 334.7818 | 429.7582 | 549.0795 | 172.3408 | -888.7221 | -778.5317 | -886.6427 | -1944.7147 | -450.7752 | -247.9151 | 8.2073 | 10.5357 | 21.9022 | 6.8907
2035 | 5287 | MW | 267.8254 | 343.8065 | 439.2636 | 133.4252 | -1166.4477 | -990.8585 | -1128.4543 | -2552.4381 | -566.6889 | -315.5283 | 8.2073 | 10.5357 | 21.9022 | 3.4454
2035 | 5288 | MW | 245.5066 | 315.156 | 402.6583 | 116.747 | -1527.4911 | -1250.3691 | -1424.0019 | -3342.4784 | -734.1197 | -398.1666 | 8.2073 | 10.5357 | 43.8044 | 3.4454
2035 | 5289 | MW | 212.0284 | 272.1802 | 366.053 | 105.6283 | -1805.2167 | -1509.8797 | -1719.5494 | -3950.2018 | -862.9126 | -480.805 | 8.2073 | 10.5357 | 43.8044 | 3.4454
2035 | 5290 | MW | 212.0284 | 272.1802 | 347.7504 | 111.1876 | -2027.3972 | -1698.6146 | -1934.4931 | -4436.3804 | -965.9469 | -540.9056 | 10.9431 | 14.0476 | 43.8044 | 3.4454
2035 | 5291 | MW | 223.1878 | 286.5054 | 366.053 | 122.3064 | -2221.8052 | -1863.7577 | -2122.5689 | -4861.7868 | -1043.2227 | -593.4936 | 10.9431 | 14.0476 | 43.8044 | 5.168
2035 | 5292 | MW | 267.8254 | 343.8065 | 439.2636 | 144.5439 | -2332.8955 | -1981.7171 | -2256.9087 | -5104.8761 | -1094.7398 | -631.0565 | 10.9431 | 14.0476 | 43.8044 | 5.168
2035 | 5293 | MW | 312.463 | 401.1076 | 512.4742 | 161.2221 | -2416.2131 | -2052.4927 | -2337.5125 | -5287.1931 | -1120.4984 | -653.5943 | 10.9431 | 14.0476 | 65.7066 | 5.168
2035 | 5294 | MW | 345.9411 | 444.0834 | 585.6848 | 172.3408 | -2499.5308 | -2146.8602 | -2444.9844 | -5469.5101 | -1146.257 | -683.6446 | 10.9431 | 14.0476 | 65.7066 | 5.168
2035 | 5295 | MW | 435.2163 | 558.6856 | 713.8034 | 222.3753 | -2555.076 | -2217.6358 | -2525.5883 | -5591.0548 | -1159.1363 | -706.1823 | 13.6789 | 17.5595 | 65.7066 | 6.8907
2035 | 5296 | MW | 245.5066 | 315.156 | 402.6583 | 122.3064 | -2527.3034 | -2217.6358 | -2525.5883 | -5530.2825 | -1146.257 | -706.1823 | 0 | 0 | 0 | 0
2035 | 5297 | MW | 312.463 | 401.1076 | 512.4742 | 161.2221 | -2471.7583 | -2170.452 | -2471.8523 | -5408.7378 | -1133.3777 | -691.1572 | -62.9229 | -80.7739 | -350.435 | -24.1176
2035 | 5298 | MW | 357.1005 | 458.4087 | 585.6848 | 183.4596 | -2277.3503 | -2005.3089 | -2283.7766 | -4983.3314 | -1043.2227 | -638.5691 | -71.1302 | -91.3096 | -372.3372 | -25.8402
2035 | 5299 | MW | 390.5787 | 501.3845 | 640.5928 | 194.5784 | -1971.8521 | -1745.7984 | -1988.2291 | -4314.8358 | -901.5504 | -555.9308 | -76.6018 | -98.3334 | -372.3372 | -27.5629
2035 | 5300 | MW | 390.5787 | 501.3845 | 640.5928 | 194.5784 | -1749.6716 | -1627.839 | -1853.8893 | -3828.6571 | -798.5161 | -518.3679 | -82.0733 | -105.3572 | -350.435 | -27.5629
2035 | 5301 | MW | 1071.3016 | 1375.2261 | 1757.0544 | 539.26 | -1555.2636 | -1462.6959 | -1665.8135 | -3403.2507 | -721.2404 | -465.7798 | -82.0733 | -105.3572 | -328.5328 | -27.5629
2035 | 5302 | MW | 1082.461 | 1389.5514 | 1757.0544 | 539.26 | -1333.0831 | -1250.3691 | -1424.0019 | -2917.0721 | -631.0853 | -398.1666 | 0 | 0 | 0 | 1.7227
2035 | 5303 | MW | 1015.5047 | 1303.5997 | 1665.5412 | 505.9038 | -1110.9026 | -1061.6341 | -1209.0582 | -2430.8934 | -515.1717 | -338.066 | 19.1504 | 24.5833 | 65.7066 | 8.6134
2035 | 5304 | MW | 926.2295 | 1188.9976 | 1519.12 | 461.4287 | -916.4946 | -896.4911 | -1020.9825 | -2005.487 | -437.8959 | -285.478 | 16.4147 | 21.0714 | 43.8044 | 6.8907
2035 | 5305 | MW | 836.9544 | 1074.3954 | 1372.6988 | 411.3943 | -777.6318 | -778.5317 | -886.6427 | -1701.6254 | -373.4995 | -247.9151 | 13.6789 | 17.5595 | 87.6087 | 10.3361
2035 | 5306 | MW | 725.3605 | 931.1427 | 1189.6723 | 355.8004 | -722.0867 | -731.348 | -832.9068 | -1580.0807 | -347.7409 | -232.8899 | 10.9431 | 14.0476 | 65.7066 | 8.6134
2035 | 5307 | MW | 602.6072 | 773.5647 | 1006.6458 | 294.6472 | -694.3141 | -707.7561 | -806.0388 | -1519.3084 | -334.8616 | -225.3773 | 10.9431 | 14.0476 | 65.7066 | 6.8907
2035 | 5308 | MW | 502.1726 | 644.6372 | 823.6193 | 244.6128 | -694.3141 | -707.7561 | -806.0388 | -1519.3084 | -334.8616 | -225.3773 | 8.2073 | 10.5357 | 65.7066 | 6.8907
2035 | 5309 | MW | 424.0569 | 544.3603 | 695.5007 | 211.2565 | -694.3141 | -707.7561 | -806.0388 | -1519.3084 | -347.7409 | -225.3773 | 8.2073 | 10.5357 | 43.8044 | 6.8907
2035 | 5310 | MW | 357.1005 | 458.4087 | 585.6848 | 177.9002 | -722.0867 | -660.5724 | -752.3029 | -1580.0807 | -386.3788 | -210.3522 | 8.2073 | 10.5357 | 43.8044 | 6.8907
2035 | 5311 | MW | 323.6224 | 415.4329 | 530.7769 | 166.7815 | -888.7221 | -778.5317 | -886.6427 | -1944.7147 | -450.7752 | -247.9151 | 8.2073 | 10.5357 | 65.7066 | 3.4454
2035 | 5312 | MW | 301.3036 | 386.7823 | 475.8689 | 150.1033 | -1110.9026 | -943.6748 | -1074.7184 | -2430.8934 | -553.8096 | -300.5031 | 8.2073 | 10.5357 | 65.7066 | 3.4454
2035 | 5313 | MW | 278.9848 | 358.1318 | 457.5663 | 138.9845 | -1333.0831 | -1108.8179 | -1262.7941 | -2917.0721 | -656.8439 | -353.0912 | 8.2073 | 10.5357 | 65.7066 | 3.4454
2035 | 5314 | MW | 301.3036 | 386.7823 | 494.1716 | 150.1033 | -1527.4911 | -1250.3691 | -1424.0019 | -3342.4784 | -734.1197 | -398.1666 | 10.9431 | 14.0476 | 65.7066 | 3.4454
2035 | 5315 | MW | 368.2599 | 472.734 | 603.9875 | 177.9002 | -1694.1265 | -1368.3285 | -1558.3417 | -3707.1124 | -785.6368 | -435.7295 | 10.9431 | 14.0476 | 87.6087 | 5.168
2035 | 5316 | MW | 468.6945 | 601.6614 | 750.4087 | 233.494 | -1832.9893 | -1462.6959 | -1665.8135 | -4010.9741 | -824.2747 | -465.7798 | 10.9431 | 14.0476 | 87.6087 | 5.168
2035 | 5317 | MW | 513.332 | 658.9625 | 823.6193 | 255.7316 | -1916.307 | -1557.0634 | -1773.2854 | -4193.2911 | -850.0333 | -495.8301 | 10.9431 | 14.0476 | 109.5109 | 5.168
2035 | 5318 | MW | 535.6508 | 687.613 | 878.5272 | 277.9691 | -1971.8521 | -1651.4309 | -1880.7572 | -4314.8358 | -875.7919 | -525.8804 | 10.9431 | 14.0476 | 109.5109 | 5.168
2035 | 5319 | MW | 223.1878 | 286.5054 | 366.053 | 111.1876 | -2027.3972 | -1698.6146 | -1934.4931 | -4436.3804 | -901.5504 | -540.9056 | 10.9431 | 14.0476 | 131.4131 | 5.168
2035 | 5320 | MW | 245.5066 | 315.156 | 402.6583 | 127.8658 | -2055.1698 | -1745.7984 | -1988.2291 | -4497.1528 | -914.4297 | -555.9308 | 0 | 0 | 65.7066 | 1.7227
2035 | 5321 | MW | 278.9848 | 358.1318 | 457.5663 | 144.5439 | -2027.3972 | -1769.3902 | -2015.097 | -4436.3804 | -914.4297 | -563.4433 | -60.1871 | -77.262 | -219.0219 | -18.9495
2035 | 5322 | MW | 301.3036 | 386.7823 | 494.1716 | 150.1033 | -1916.307 | -1675.0228 | -1907.6252 | -4193.2911 | -875.7919 | -533.393 | -68.3944 | -87.7977 | -219.0219 | -20.6722
2035 | 5323 | MW | 301.3036 | 386.7823 | 494.1716 | 150.1033 | -1721.899 | -1509.8797 | -1719.5494 | -3767.8848 | -772.7575 | -480.805 | -73.866 | -94.8215 | -219.0219 | -20.6722
2035 | 5324 | MW | 970.8671 | 1246.2986 | 1592.3306 | 483.6662 | -1583.0362 | -1439.1041 | -1638.9456 | -3464.0231 | -708.3611 | -458.2672 | -76.6018 | -98.3334 | -197.1197 | -22.3949
2035 | 5325 | MW | 970.8671 | 1246.2986 | 1592.3306 | 483.6662 | -1444.1734 | -1321.1447 | -1504.6058 | -3160.1614 | -669.7232 | -420.7044 | -76.6018 | -98.3334 | -197.1197 | -20.6722
2035 | 5326 | MW | 948.5483 | 1217.6481 | 1555.7253 | 472.5475 | -1249.7654 | -1179.5935 | -1343.398 | -2734.7551 | -592.4474 | -375.6289 | 0 | 0 | 65.7066 | 1.7227
2035 | 5327 | MW | 915.0701 | 1174.6723 | 1500.8173 | 455.8693 | -1055.3575 | -1014.4504 | -1155.3223 | -2309.3487 | -515.1717 | -323.0408 | 16.4147 | 21.0714 | 109.5109 | 6.8907
2035 | 5328 | MW | 859.2732 | 1103.0459 | 1391.0014 | 428.0724 | -888.7221 | -872.8992 | -994.1145 | -1944.7147 | -425.0166 | -277.9654 | 16.4147 | 21.0714 | 87.6087 | 6.8907
2035 | 5329 | MW | 769.998 | 988.4437 | 1262.8829 | 383.5973 | -777.6318 | -778.5317 | -886.6427 | -1701.6254 | -373.4995 | -247.9151 | 13.6789 | 17.5595 | 87.6087 | 10.3361
2035 | 5330 | MW | 669.5635 | 859.5163 | 1098.159 | 339.1223 | -722.0867 | -731.348 | -832.9068 | -1580.0807 | -347.7409 | -232.8899 | 10.9431 | 14.0476 | 87.6087 | 8.6134
2035 | 5331 | MW | 591.4478 | 759.2394 | 970.0405 | 289.0879 | -694.3141 | -707.7561 | -806.0388 | -1519.3084 | -347.7409 | -225.3773 | 8.2073 | 10.5357 | 65.7066 | 8.6134
2035 | 5332 | MW | 513.332 | 658.9625 | 841.9219 | 255.7316 | -694.3141 | -684.1642 | -779.1708 | -1519.3084 | -347.7409 | -217.8648 | 8.2073 | 10.5357 | 65.7066 | 6.8907
2035 | 5333 | MW | 457.5351 | 587.3361 | 750.4087 | 227.9347 | -694.3141 | -707.7561 | -806.0388 | -1519.3084 | -347.7409 | -225.3773 | 8.2073 | 10.5357 | 65.7066 | 6.8907
2035 | 5334 | MW | 412.8975 | 530.0351 | 677.1981 | 200.1377 | -694.3141 | -660.5724 | -752.3029 | -1519.3084 | -373.4995 | -210.3522 | 8.2073 | 10.5357 | 65.7066 | 6.8907
2035 | 5335 | MW | 357.1005 | 458.4087 | 585.6848 | 177.9002 | -805.4044 | -731.348 | -832.9068 | -1762.3977 | -425.0166 | -232.8899 | 8.2073 | 10.5357 | 65.7066 | 3.4454
2035 | 5336 | MW | 323.6224 | 415.4329 | 512.4742 | 161.2221 | -972.0398 | -825.7154 | -940.3786 | -2127.0317 | -489.4131 | -262.9402 | 8.2073 | 10.5357 | 65.7066 | 3.4454
2035 | 5337 | MW | 301.3036 | 386.7823 | 494.1716 | 155.6627 | -1138.6752 | -943.6748 | -1074.7184 | -2491.6657 | -553.8096 | -300.5031 | 8.2073 | 10.5357 | 65.7066 | 3.4454
2035 | 5338 | MW | 323.6224 | 415.4329 | 512.4742 | 166.7815 | -1333.0831 | -1061.6341 | -1209.0582 | -2917.0721 | -618.206 | -338.066 | 8.2073 | 10.5357 | 87.6087 | 5.168
2035 | 5339 | MW | 379.4193 | 487.0592 | 622.2901 | 189.019 | -1471.9459 | -1179.5935 | -1343.398 | -3220.9337 | -669.7232 | -375.6289 | 8.2073 | 10.5357 | 87.6087 | 5.168
2035 | 5340 | MW | 457.5351 | 587.3361 | 750.4087 | 227.9347 | -1610.8088 | -1273.961 | -1450.8698 | -3524.7954 | -708.3611 | -405.6792 | 10.9431 | 14.0476 | 109.5109 | 5.168
2035 | 5341 | MW | 502.1726 | 644.6372 | 823.6193 | 250.1722 | -1721.899 | -1344.7366 | -1531.4737 | -3767.8848 | -746.9989 | -428.2169 | 10.9431 | 14.0476 | 131.4131 | 5.168
2035 | 5342 | MW | 557.9696 | 716.2636 | 915.1325 | 277.9691 | -1805.2167 | -1415.5122 | -1612.0776 | -3950.2018 | -772.7575 | -450.7547 | 10.9431 | 14.0476 | 131.4131 | 6.8907
2035 | 5343 | MW | 223.1878 | 286.5054 | 366.053 | 111.1876 | -1888.5344 | -1486.2878 | -1692.6815 | -4132.5188 | -811.3954 | -473.2924 | 10.9431 | 14.0476 | 153.3153 | 6.8907
2035 | 5344 | MW | 256.666 | 329.4812 | 420.961 | 122.3064 | -1916.307 | -1533.4715 | -1746.4174 | -4193.2911 | -837.154 | -488.3176 | 0 | 0 | 87.6087 | 1.7227
2035 | 5345 | MW | 290.1442 | 372.4571 | 475.8689 | 144.5439 | -1916.307 | -1580.6553 | -1800.1533 | -4193.2911 | -837.154 | -503.3427 | -60.1871 | -77.262 | -240.9241 | -20.6722
2035 | 5346 | MW | 301.3036 | 386.7823 | 494.1716 | 155.6627 | -1832.9893 | -1557.0634 | -1773.2854 | -4010.9741 | -824.2747 | -495.8301 | -65.6586 | -84.2858 | -240.9241 | -22.3949
2035 | 5347 | MW | 301.3036 | 386.7823 | 494.1716 | 155.6627 | -1694.1265 | -1439.1041 | -1638.9456 | -3707.1124 | -759.8782 | -458.2672 | -71.1302 | -91.3096 | -240.9241 | -22.3949
2035 | 5348 | MW | 959.7077 | 1231.9734 | 1555.7253 | 489.2256 | -1555.2636 | -1415.5122 | -1612.0776 | -3403.2507 | -721.2404 | -450.7547 | -73.866 | -94.8215 | -219.0219 | -22.3949
2035 | 5349 | MW | 959.7077 | 1231.9734 | 1574.0279 | 483.6662 | -1416.4008 | -1321.1447 | -1504.6058 | -3099.3891 | -682.6025 | -420.7044 | -71.1302 | -91.3096 | -219.0219 | -20.6722
2035 | 5350 | MW | 937.3889 | 1203.3228 | 1537.4226 | 466.9881 | -1249.7654 | -1179.5935 | -1343.398 | -2734.7551 | -592.4474 | -375.6289 | 0 | 0 | 65.7066 | 1.7227
2035 | 5351 | MW | 892.7514 | 1146.0217 | 1464.212 | 450.3099 | -1055.3575 | -1014.4504 | -1155.3223 | -2309.3487 | -502.2924 | -323.0408 | 16.4147 | 21.0714 | 109.5109 | 6.8907
2035 | 5352 | MW | 825.795 | 1060.0701 | 1354.3961 | 411.3943 | -860.9495 | -872.8992 | -994.1145 | -1883.9424 | -425.0166 | -277.9654 | 13.6789 | 17.5595 | 109.5109 | 6.8907
2035 | 5353 | MW | 747.6793 | 959.7932 | 1226.2776 | 372.4786 | -805.4044 | -778.5317 | -886.6427 | -1762.3977 | -386.3788 | -247.9151 | 13.6789 | 17.5595 | 43.8044 | 12.0588
2035 | 5354 | MW | 658.4041 | 845.191 | 1079.8564 | 328.0035 | -722.0867 | -731.348 | -832.9068 | -1580.0807 | -360.6202 | -232.8899 | 10.9431 | 14.0476 | 21.9022 | 10.3361
2035 | 5355 | MW | 569.129 | 730.5889 | 933.4352 | 283.5285 | -694.3141 | -707.7561 | -806.0388 | -1519.3084 | -347.7409 | -225.3773 | 10.9431 | 14.0476 | 21.9022 | 8.6134
2035 | 5356 | MW | 502.1726 | 644.6372 | 805.3166 | 250.1722 | -722.0867 | -707.7561 | -806.0388 | -1580.0807 | -360.6202 | -225.3773 | 8.2073 | 10.5357 | 21.9022 | 8.6134
2035 | 5357 | MW | 435.2163 | 558.6856 | 713.8034 | 222.3753 | -749.8593 | -731.348 | -832.9068 | -1640.853 | -386.3788 | -232.8899 | 8.2073 | 10.5357 | 21.9022 | 8.6134
2035 | 5358 | MW | 379.4193 | 487.0592 | 622.2901 | 194.5784 | -860.9495 | -754.9398 | -859.7747 | -1883.9424 | -450.7752 | -240.4025 | 8.2073 | 10.5357 | 21.9022 | 6.8907
2035 | 5359 | MW | 334.7818 | 429.7582 | 549.0795 | 166.7815 | -1138.6752 | -990.8585 | -1128.4543 | -2491.6657 | -579.5681 | -315.5283 | 8.2073 | 10.5357 | 21.9022 | 3.4454
2035 | 5360 | MW | 301.3036 | 386.7823 | 512.4742 | 150.1033 | -1499.7185 | -1250.3691 | -1424.0019 | -3281.7061 | -734.1197 | -398.1666 | 8.2073 | 10.5357 | 21.9022 | 5.168
2035 | 5361 | MW | 278.9848 | 358.1318 | 475.8689 | 144.5439 | -1777.4442 | -1486.2878 | -1692.6815 | -3889.4294 | -850.0333 | -473.2924 | 8.2073 | 10.5357 | 21.9022 | 5.168
2035 | 5362 | MW | 267.8254 | 343.8065 | 439.2636 | 138.9845 | -1999.6247 | -1675.0228 | -1907.6252 | -4375.6081 | -940.1883 | -533.393 | 8.2073 | 10.5357 | 21.9022 | 5.168
2035 | 5363 | MW | 256.666 | 329.4812 | 420.961 | 138.9845 | -2194.0326 | -1816.574 | -2068.8329 | -4801.0144 | -1017.4641 | -578.4685 | 10.9431 | 14.0476 | 21.9022 | 5.168
2035 | 5364 | MW | 301.3036 | 386.7823 | 494.1716 | 155.6627 | -2332.8955 | -1934.5333 | -2203.1727 | -5104.8761 | -1068.9812 | -616.0314 | 10.9431 | 14.0476 | 43.8044 | 5.168
2035 | 5365 | MW | 334.7818 | 429.7582 | 567.3822 | 166.7815 | -2416.2131 | -2005.3089 | -2283.7766 | -5287.1931 | -1107.6191 | -638.5691 | 13.6789 | 17.5595 | 43.8044 | 5.168
2035 | 5366 | MW | 368.2599 | 472.734 | 622.2901 | 183.4596 | -2499.5308 | -2076.0846 | -2364.3805 | -5469.5101 | -1133.3777 | -661.1068 | 13.6789 | 17.5595 | 43.8044 | 5.168
2035 | 5367 | MW | 457.5351 | 587.3361 | 750.4087 | 227.9347 | -2527.3034 | -2123.2683 | -2418.1164 | -5530.2825 | -1146.257 | -676.132 | 13.6789 | 17.5595 | 43.8044 | 5.168
2035 | 5368 | MW | 245.5066 | 315.156 | 402.6583 | 122.3064 | -2527.3034 | -2146.8602 | -2444.9844 | -5530.2825 | -1146.257 | -683.6446 | 0 | 0 | -21.9022 | 1.7227
2035 | 5369 | MW | 312.463 | 401.1076 | 512.4742 | 161.2221 | -2499.5308 | -2123.2683 | -2418.1164 | -5469.5101 | -1133.3777 | -676.132 | -71.1302 | -91.3096 | -284.7284 | -17.2268
2035 | 5370 | MW | 357.1005 | 458.4087 | 585.6848 | 183.4596 | -2305.1229 | -2005.3089 | -2283.7766 | -5044.1038 | -1056.102 | -638.5691 | -76.6018 | -98.3334 | -306.6306 | -18.9495
2035 | 5371 | MW | 390.5787 | 501.3845 | 640.5928 | 189.019 | -1999.6247 | -1745.7984 | -1988.2291 | -4375.6081 | -914.4297 | -555.9308 | -79.3375 | -101.8453 | -284.7284 | -22.3949
2035 | 5372 | MW | 379.4193 | 487.0592 | 622.2901 | 189.019 | -1805.2167 | -1627.839 | -1853.8893 | -3950.2018 | -824.2747 | -518.3679 | -82.0733 | -105.3572 | -262.8262 | -24.1176
2035 | 5373 | MW | 1104.7798 | 1418.2019 | 1811.9624 | 550.3788 | -1583.0362 | -1486.2878 | -1692.6815 | -3464.0231 | -746.9989 | -473.2924 | -79.3375 | -101.8453 | -262.8262 | -25.8402
2035 | 5374 | MW | 1115.9392 | 1432.5272 | 1830.265 | 550.3788 | -1360.8557 | -1273.961 | -1450.8698 | -2977.8444 | -643.9646 | -405.6792 | 0 | 0 | 0 | 1.7227
2035 | 5375 | MW | 1060.1422 | 1360.9008 | 1738.7518 | 522.5819 | -1110.9026 | -1061.6341 | -1209.0582 | -2430.8934 | -528.051 | -338.066 | 19.1504 | 24.5833 | 43.8044 | 8.6134
2035 | 5376 | MW | 982.0265 | 1260.6239 | 1610.6332 | 483.6662 | -916.4946 | -896.4911 | -1020.9825 | -2005.487 | -437.8959 | -285.478 | 16.4147 | 21.0714 | 43.8044 | 6.8907
2035 | 5377 | MW | 892.7514 | 1146.0217 | 1482.5147 | 439.1912 | -805.4044 | -802.1236 | -913.5106 | -1762.3977 | -386.3788 | -255.4276 | 16.4147 | 21.0714 | 109.5109 | 8.6134
2035 | 5378 | MW | 792.3168 | 1017.0943 | 1317.7908 | 389.1567 | -722.0867 | -754.9398 | -859.7747 | -1580.0807 | -360.6202 | -240.4025 | 13.6789 | 17.5595 | 109.5109 | 10.3361
2035 | 5379 | MW | 680.7229 | 873.8416 | 1116.4617 | 328.0035 | -722.0867 | -707.7561 | -806.0388 | -1580.0807 | -347.7409 | -225.3773 | 10.9431 | 14.0476 | 87.6087 | 8.6134
2035 | 5380 | MW | 569.129 | 730.5889 | 933.4352 | 277.9691 | -722.0867 | -707.7561 | -806.0388 | -1580.0807 | -347.7409 | -225.3773 | 10.9431 | 14.0476 | 87.6087 | 8.6134
2035 | 5381 | MW | 468.6945 | 601.6614 | 768.7113 | 233.494 | -749.8593 | -754.9398 | -859.7747 | -1640.853 | -373.4995 | -240.4025 | 10.9431 | 14.0476 | 65.7066 | 8.6134
2035 | 5382 | MW | 390.5787 | 501.3845 | 640.5928 | 194.5784 | -860.9495 | -778.5317 | -886.6427 | -1883.9424 | -450.7752 | -247.9151 | 8.2073 | 10.5357 | 65.7066 | 6.8907
2035 | 5383 | MW | 312.463 | 401.1076 | 512.4742 | 155.6627 | -1138.6752 | -990.8585 | -1128.4543 | -2491.6657 | -566.6889 | -315.5283 | 8.2073 | 10.5357 | 65.7066 | 3.4454
2035 | 5384 | MW | 278.9848 | 358.1318 | 457.5663 | 138.9845 | -1471.9459 | -1250.3691 | -1424.0019 | -3220.9337 | -721.2404 | -398.1666 | 8.2073 | 10.5357 | 65.7066 | 5.168
2035 | 5385 | MW | 234.3472 | 300.8307 | 402.6583 | 116.747 | -1749.6716 | -1486.2878 | -1692.6815 | -3828.6571 | -837.154 | -473.2924 | 10.9431 | 14.0476 | 87.6087 | 5.168
2035 | 5386 | MW | 234.3472 | 300.8307 | 384.3557 | 116.747 | -1944.0795 | -1651.4309 | -1880.7572 | -4254.0634 | -940.1883 | -525.8804 | 10.9431 | 14.0476 | 109.5109 | 5.168
2035 | 5387 | MW | 245.5066 | 315.156 | 384.3557 | 122.3064 | -2138.4875 | -1792.9821 | -2041.965 | -4679.4698 | -1017.4641 | -570.9559 | 10.9431 | 14.0476 | 131.4131 | 5.168
2035 | 5388 | MW | 290.1442 | 372.4571 | 457.5663 | 150.1033 | -2277.3503 | -1910.9415 | -2176.3048 | -4983.3314 | -1081.8605 | -608.5188 | 13.6789 | 17.5595 | 153.3153 | 5.168
2035 | 5389 | MW | 323.6224 | 415.4329 | 530.7769 | 161.2221 | -2388.4406 | -1981.7171 | -2256.9087 | -5226.4208 | -1094.7398 | -631.0565 | 13.6789 | 17.5595 | 175.2175 | 5.168
2035 | 5390 | MW | 357.1005 | 458.4087 | 585.6848 | 177.9002 | -2471.7583 | -2076.0846 | -2364.3805 | -5408.7378 | -1133.3777 | -661.1068 | 16.4147 | 21.0714 | 197.1197 | 5.168
2035 | 5391 | MW | 435.2163 | 558.6856 | 713.8034 | 222.3753 | -2527.3034 | -2123.2683 | -2418.1164 | -5530.2825 | -1159.1363 | -676.132 | 16.4147 | 21.0714 | 219.0219 | 6.8907
2035 | 5392 | MW | 245.5066 | 315.156 | 402.6583 | 122.3064 | -2527.3034 | -2146.8602 | -2444.9844 | -5530.2825 | -1184.8949 | -683.6446 | 0 | 0 | 109.5109 | 1.7227
2035 | 5393 | MW | 312.463 | 401.1076 | 494.1716 | 161.2221 | -2471.7583 | -2123.2683 | -2418.1164 | -5408.7378 | -1172.0156 | -676.132 | -79.3375 | -101.8453 | -328.5328 | -22.3949
2035 | 5394 | MW | 357.1005 | 458.4087 | 567.3822 | 183.4596 | -2249.5778 | -1958.1252 | -2230.0407 | -4922.5591 | -1081.8605 | -623.544 | -84.8091 | -108.8691 | -328.5328 | -24.1176
2035 | 5395 | MW | 390.5787 | 501.3845 | 640.5928 | 194.5784 | -1944.0795 | -1698.6146 | -1934.4931 | -4254.0634 | -940.1883 | -540.9056 | -87.5449 | -112.381 | -328.5328 | -25.8402
2035 | 5396 | MW | 379.4193 | 487.0592 | 622.2901 | 189.019 | -1749.6716 | -1580.6553 | -1800.1533 | -3828.6571 | -837.154 | -503.3427 | -90.2806 | -115.8929 | -306.6306 | -25.8402
2035 | 5397 | MW | 1082.461 | 1389.5514 | 1775.3571 | 544.8194 | -1555.2636 | -1439.1041 | -1638.9456 | -3403.2507 | -759.8782 | -458.2672 | -87.5449 | -112.381 | -284.7284 | -25.8402
2035 | 5398 | MW | 1093.6204 | 1403.8766 | 1793.6597 | 544.8194 | -1333.0831 | -1250.3691 | -1424.0019 | -2917.0721 | -643.9646 | -398.1666 | 0 | 0 | 109.5109 | 1.7227
2035 | 5399 | MW | 1026.6641 | 1317.925 | 1683.8438 | 517.0225 | -1110.9026 | -1061.6341 | -1209.0582 | -2430.8934 | -528.051 | -338.066 | 21.8862 | 28.0953 | 153.3153 | 6.8907
2035 | 5400 | MW | 948.5483 | 1217.6481 | 1537.4226 | 472.5475 | -916.4946 | -896.4911 | -1020.9825 | -2005.487 | -437.8959 | -285.478 | 19.1504 | 24.5833 | 131.4131 | 6.8907
2035 | 5401 | MW | 859.2732 | 1103.0459 | 1391.0014 | 422.513 | -805.4044 | -802.1236 | -913.5106 | -1762.3977 | -386.3788 | -255.4276 | 13.6789 | 17.5595 | 43.8044 | 12.0588
2035 | 5402 | MW | 747.6793 | 959.7932 | 1226.2776 | 372.4786 | -722.0867 | -754.9398 | -859.7747 | -1580.0807 | -360.6202 | -240.4025 | 10.9431 | 14.0476 | 21.9022 | 10.3361
2035 | 5403 | MW | 624.9259 | 802.2152 | 1024.9484 | 311.3254 | -722.0867 | -731.348 | -832.9068 | -1580.0807 | -347.7409 | -232.8899 | 8.2073 | 10.5357 | 21.9022 | 8.6134
2035 | 5404 | MW | 513.332 | 658.9625 | 841.9219 | 261.2909 | -722.0867 | -731.348 | -832.9068 | -1580.0807 | -347.7409 | -232.8899 | 8.2073 | 10.5357 | 21.9022 | 8.6134
2035 | 5405 | MW | 435.2163 | 558.6856 | 695.5007 | 216.8159 | -749.8593 | -754.9398 | -859.7747 | -1640.853 | -373.4995 | -240.4025 | 8.2073 | 10.5357 | 21.9022 | 6.8907
2035 | 5406 | MW | 357.1005 | 458.4087 | 585.6848 | 183.4596 | -888.7221 | -778.5317 | -886.6427 | -1944.7147 | -450.7752 | -247.9151 | 8.2073 | 10.5357 | 21.9022 | 6.8907
2035 | 5407 | MW | 278.9848 | 358.1318 | 457.5663 | 144.5439 | -1138.6752 | -990.8585 | -1128.4543 | -2491.6657 | -566.6889 | -315.5283 | 8.2073 | 10.5357 | 21.9022 | 3.4454
2035 | 5408 | MW | 256.666 | 329.4812 | 420.961 | 127.8658 | -1471.9459 | -1250.3691 | -1424.0019 | -3220.9337 | -721.2404 | -398.1666 | 8.2073 | 10.5357 | 21.9022 | 3.4454
2035 | 5409 | MW | 223.1878 | 286.5054 | 384.3557 | 111.1876 | -1749.6716 | -1462.6959 | -1665.8135 | -3828.6571 | -837.154 | -465.7798 | 8.2073 | 10.5357 | 21.9022 | 3.4454
2035 | 5410 | MW | 223.1878 | 286.5054 | 366.053 | 111.1876 | -1944.0795 | -1651.4309 | -1880.7572 | -4254.0634 | -927.309 | -525.8804 | 8.2073 | 10.5357 | 43.8044 | 5.168
2035 | 5411 | MW | 223.1878 | 286.5054 | 366.053 | 122.3064 | -2138.4875 | -1792.9821 | -2041.965 | -4679.4698 | -1004.5848 | -570.9559 | 8.2073 | 10.5357 | 43.8044 | 5.168
2035 | 5412 | MW | 267.8254 | 343.8065 | 439.2636 | 138.9845 | -2249.5778 | -1887.3496 | -2149.4368 | -4922.5591 | -1068.9812 | -601.0062 | 8.2073 | 10.5357 | 43.8044 | 5.168
2035 | 5413 | MW | 312.463 | 401.1076 | 512.4742 | 155.6627 | -2360.668 | -1981.7171 | -2256.9087 | -5165.6485 | -1133.3777 | -631.0565 | 10.9431 | 14.0476 | 43.8044 | 5.168
2035 | 5414 | MW | 345.9411 | 444.0834 | 585.6848 | 172.3408 | -2443.9857 | -2052.4927 | -2337.5125 | -5347.9655 | -1159.1363 | -653.5943 | 10.9431 | 14.0476 | 65.7066 | 6.8907
2035 | 5415 | MW | 435.2163 | 558.6856 | 713.8034 | 222.3753 | -2499.5308 | -2123.2683 | -2418.1164 | -5469.5101 | -1172.0156 | -676.132 | 13.6789 | 17.5595 | 65.7066 | 6.8907
2035 | 5416 | MW | 245.5066 | 315.156 | 402.6583 | 122.3064 | -2499.5308 | -2146.8602 | -2444.9844 | -5469.5101 | -1159.1363 | -683.6446 | 0 | 0 | 0 | 1.7227
2035 | 5417 | MW | 312.463 | 401.1076 | 512.4742 | 161.2221 | -2416.2131 | -2123.2683 | -2418.1164 | -5287.1931 | -1133.3777 | -676.132 | -68.3944 | -87.7977 | -350.435 | -24.1176
2035 | 5418 | MW | 357.1005 | 458.4087 | 585.6848 | 183.4596 | -2221.8052 | -1981.7171 | -2256.9087 | -4861.7868 | -1030.3434 | -631.0565 | -76.6018 | -98.3334 | -372.3372 | -24.1176
2035 | 5419 | MW | 390.5787 | 501.3845 | 640.5928 | 194.5784 | -1916.307 | -1698.6146 | -1934.4931 | -4193.2911 | -901.5504 | -540.9056 | -84.8091 | -108.8691 | -372.3372 | -25.8402
2035 | 5420 | MW | 379.4193 | 487.0592 | 622.2901 | 189.019 | -1721.899 | -1580.6553 | -1800.1533 | -3767.8848 | -811.3954 | -503.3427 | -87.5449 | -112.381 | -350.435 | -25.8402
2035 | 5421 | MW | 1082.461 | 1389.5514 | 1775.3571 | 539.26 | -1527.4911 | -1439.1041 | -1638.9456 | -3342.4784 | -746.9989 | -458.2672 | -87.5449 | -112.381 | -350.435 | -24.1176
2035 | 5422 | MW | 1082.461 | 1389.5514 | 1775.3571 | 539.26 | -1305.3105 | -1250.3691 | -1424.0019 | -2856.2997 | -643.9646 | -398.1666 | -2.7358 | -3.5119 | 0 | 1.7227
2035 | 5423 | MW | 1015.5047 | 1303.5997 | 1665.5412 | 505.9038 | -1083.13 | -1061.6341 | -1209.0582 | -2370.1211 | -528.051 | -338.066 | 19.1504 | 24.5833 | 65.7066 | 6.8907
2035 | 5424 | MW | 937.3889 | 1203.3228 | 1519.12 | 466.9881 | -916.4946 | -920.0829 | -1047.8504 | -2005.487 | -437.8959 | -292.9905 | 16.4147 | 21.0714 | 43.8044 | 6.8907
2035 | 5425 | MW | 836.9544 | 1074.3954 | 1372.6988 | 416.9536 | -805.4044 | -802.1236 | -913.5106 | -1762.3977 | -386.3788 | -255.4276 | 16.4147 | 21.0714 | 43.8044 | 12.0588
2035 | 5426 | MW | 736.5199 | 945.4679 | 1207.9749 | 361.3598 | -749.8593 | -754.9398 | -859.7747 | -1640.853 | -360.6202 | -240.4025 | 13.6789 | 17.5595 | 21.9022 | 8.6134
2035 | 5427 | MW | 613.7666 | 787.8899 | 1024.9484 | 300.2066 | -722.0867 | -731.348 | -832.9068 | -1580.0807 | -347.7409 | -232.8899 | 10.9431 | 14.0476 | 21.9022 | 8.6134
2035 | 5428 | MW | 502.1726 | 644.6372 | 823.6193 | 250.1722 | -722.0867 | -731.348 | -832.9068 | -1580.0807 | -360.6202 | -232.8899 | 8.2073 | 10.5357 | 21.9022 | 6.8907
2035 | 5429 | MW | 412.8975 | 530.0351 | 677.1981 | 211.2565 | -777.6318 | -754.9398 | -859.7747 | -1701.6254 | -386.3788 | -240.4025 | 8.2073 | 10.5357 | 21.9022 | 6.8907
2035 | 5430 | MW | 334.7818 | 429.7582 | 567.3822 | 172.3408 | -888.7221 | -778.5317 | -886.6427 | -1944.7147 | -463.6545 | -247.9151 | 8.2073 | 10.5357 | 21.9022 | 6.8907
2035 | 5431 | MW | 267.8254 | 343.8065 | 439.2636 | 133.4252 | -1138.6752 | -990.8585 | -1128.4543 | -2491.6657 | -579.5681 | -315.5283 | 8.2073 | 10.5357 | 21.9022 | 3.4454
2035 | 5432 | MW | 245.5066 | 315.156 | 402.6583 | 122.3064 | -1499.7185 | -1250.3691 | -1424.0019 | -3281.7061 | -759.8782 | -398.1666 | 8.2073 | 10.5357 | 21.9022 | 3.4454
2035 | 5433 | MW | 212.0284 | 272.1802 | 366.053 | 105.6283 | -1777.4442 | -1486.2878 | -1692.6815 | -3889.4294 | -901.5504 | -473.2924 | 8.2073 | 10.5357 | 21.9022 | 3.4454
2035 | 5434 | MW | 212.0284 | 272.1802 | 366.053 | 111.1876 | -1971.8521 | -1675.0228 | -1907.6252 | -4314.8358 | -991.7055 | -533.393 | 10.9431 | 14.0476 | 21.9022 | 5.168
2035 | 5435 | MW | 223.1878 | 286.5054 | 366.053 | 111.1876 | -2166.2601 | -1840.1659 | -2095.7009 | -4740.2421 | -1068.9812 | -585.9811 | 10.9431 | 14.0476 | 43.8044 | 5.168
2035 | 5436 | MW | 267.8254 | 343.8065 | 439.2636 | 138.9845 | -2277.3503 | -1958.1252 | -2230.0407 | -4983.3314 | -1120.4984 | -623.544 | 13.6789 | 17.5595 | 43.8044 | 5.168
2035 | 5437 | MW | 312.463 | 401.1076 | 512.4742 | 155.6627 | -2360.668 | -2028.9008 | -2310.6446 | -5165.6485 | -1146.257 | -646.0817 | 13.6789 | 17.5595 | 43.8044 | 5.168
2035 | 5438 | MW | 345.9411 | 444.0834 | 567.3822 | 172.3408 | -2443.9857 | -2146.8602 | -2444.9844 | -5347.9655 | -1184.8949 | -683.6446 | 16.4147 | 21.0714 | 43.8044 | 5.168
2035 | 5439 | MW | 435.2163 | 558.6856 | 713.8034 | 222.3753 | -2499.5308 | -2194.0439 | -2498.7203 | -5469.5101 | -1210.6535 | -698.6697 | 16.4147 | 21.0714 | 43.8044 | 6.8907
2035 | 5440 | MW | 245.5066 | 315.156 | 402.6583 | 122.3064 | -2499.5308 | -2217.6358 | -2525.5883 | -5469.5101 | -1210.6535 | -706.1823 | 2.7358 | 3.5119 | -21.9022 | 1.7227
2035 | 5441 | MW | 312.463 | 401.1076 | 512.4742 | 161.2221 | -2416.2131 | -2194.0439 | -2498.7203 | -5287.1931 | -1197.7742 | -698.6697 | -82.0733 | -105.3572 | -350.435 | -24.1176
2035 | 5442 | MW | 357.1005 | 458.4087 | 585.6848 | 183.4596 | -2221.8052 | -2028.9008 | -2310.6446 | -4861.7868 | -1094.7398 | -646.0817 | -87.5449 | -112.381 | -350.435 | -25.8402
2035 | 5443 | MW | 390.5787 | 501.3845 | 640.5928 | 194.5784 | -1916.307 | -1722.2065 | -1961.3611 | -4193.2911 | -940.1883 | -548.4182 | -93.0164 | -119.4048 | -350.435 | -25.8402
2035 | 5444 | MW | 390.5787 | 501.3845 | 640.5928 | 194.5784 | -1694.1265 | -1604.2472 | -1827.0213 | -3707.1124 | -824.2747 | -510.8553 | -93.0164 | -119.4048 | -328.5328 | -27.5629
2035 | 5445 | MW | 1082.461 | 1389.5514 | 1775.3571 | 544.8194 | -1527.4911 | -1439.1041 | -1638.9456 | -3342.4784 | -746.9989 | -458.2672 | -90.2806 | -115.8929 | -328.5328 | -25.8402
2035 | 5446 | MW | 1082.461 | 1389.5514 | 1775.3571 | 544.8194 | -1305.3105 | -1250.3691 | -1424.0019 | -2856.2997 | -643.9646 | -398.1666 | 2.7358 | 3.5119 | -21.9022 | 1.7227
2035 | 5447 | MW | 1026.6641 | 1317.925 | 1665.5412 | 511.4631 | -1083.13 | -1061.6341 | -1209.0582 | -2370.1211 | -528.051 | -338.066 | 21.8862 | 28.0953 | 43.8044 | 6.8907
2035 | 5448 | MW | 937.3889 | 1203.3228 | 1519.12 | 466.9881 | -888.7221 | -896.4911 | -1020.9825 | -1944.7147 | -437.8959 | -285.478 | 19.1504 | 24.5833 | 43.8044 | 6.8907
2035 | 5449 | MW | 836.9544 | 1074.3954 | 1372.6988 | 416.9536 | -777.6318 | -802.1236 | -913.5106 | -1701.6254 | -386.3788 | -255.4276 | 16.4147 | 21.0714 | 43.8044 | 12.0588
2035 | 5450 | MW | 736.5199 | 945.4679 | 1207.9749 | 361.3598 | -722.0867 | -754.9398 | -859.7747 | -1580.0807 | -360.6202 | -240.4025 | 13.6789 | 17.5595 | 43.8044 | 10.3361
2035 | 5451 | MW | 613.7666 | 787.8899 | 1006.6458 | 300.2066 | -722.0867 | -731.348 | -832.9068 | -1580.0807 | -347.7409 | -232.8899 | 10.9431 | 14.0476 | 43.8044 | 10.3361
2035 | 5452 | MW | 502.1726 | 644.6372 | 823.6193 | 244.6128 | -722.0867 | -707.7561 | -806.0388 | -1580.0807 | -360.6202 | -225.3773 | 10.9431 | 14.0476 | 43.8044 | 8.6134
2035 | 5453 | MW | 412.8975 | 530.0351 | 677.1981 | 205.6971 | -749.8593 | -754.9398 | -859.7747 | -1640.853 | -386.3788 | -240.4025 | 10.9431 | 14.0476 | 21.9022 | 8.6134
2035 | 5454 | MW | 334.7818 | 429.7582 | 549.0795 | 166.7815 | -888.7221 | -754.9398 | -859.7747 | -1944.7147 | -450.7752 | -240.4025 | 8.2073 | 10.5357 | 21.9022 | 8.6134
2035 | 5455 | MW | 256.666 | 329.4812 | 420.961 | 138.9845 | -1138.6752 | -967.2667 | -1101.5864 | -2491.6657 | -579.5681 | -308.0157 | 8.2073 | 10.5357 | 43.8044 | 3.4454
2035 | 5456 | MW | 245.5066 | 315.156 | 420.961 | 122.3064 | -1471.9459 | -1226.7772 | -1397.1339 | -3220.9337 | -746.9989 | -390.654 | 8.2073 | 10.5357 | 43.8044 | 5.168
2035 | 5457 | MW | 223.1878 | 286.5054 | 366.053 | 111.1876 | -1777.4442 | -1462.6959 | -1665.8135 | -3889.4294 | -875.7919 | -465.7798 | 10.9431 | 14.0476 | 43.8044 | 5.168
2035 | 5458 | MW | 223.1878 | 286.5054 | 366.053 | 111.1876 | -1999.6247 | -1651.4309 | -1880.7572 | -4375.6081 | -978.8262 | -525.8804 | 10.9431 | 14.0476 | 43.8044 | 5.168
2035 | 5459 | MW | 223.1878 | 286.5054 | 366.053 | 116.747 | -2166.2601 | -1792.9821 | -2041.965 | -4740.2421 | -1056.102 | -570.9559 | 13.6789 | 17.5595 | 43.8044 | 5.168
2035 | 5460 | MW | 267.8254 | 343.8065 | 439.2636 | 144.5439 | -2305.1229 | -1934.5333 | -2203.1727 | -5044.1038 | -1094.7398 | -616.0314 | 13.6789 | 17.5595 | 43.8044 | 5.168
2035 | 5461 | MW | 312.463 | 401.1076 | 512.4742 | 155.6627 | -2388.4406 | -2028.9008 | -2310.6446 | -5226.4208 | -1120.4984 | -646.0817 | 13.6789 | 17.5595 | 43.8044 | 6.8907
2035 | 5462 | MW | 345.9411 | 444.0834 | 567.3822 | 172.3408 | -2471.7583 | -2123.2683 | -2418.1164 | -5408.7378 | -1159.1363 | -676.132 | 16.4147 | 21.0714 | 43.8044 | 6.8907
2035 | 5463 | MW | 435.2163 | 558.6856 | 713.8034 | 222.3753 | -2527.3034 | -2194.0439 | -2498.7203 | -5530.2825 | -1184.8949 | -698.6697 | 16.4147 | 21.0714 | 65.7066 | 6.8907
2035 | 5464 | MW | 245.5066 | 315.156 | 402.6583 | 122.3064 | -2527.3034 | -2217.6358 | -2525.5883 | -5530.2825 | -1197.7742 | -706.1823 | 0 | 0 | 0 | 1.7227
2035 | 5465 | MW | 312.463 | 401.1076 | 512.4742 | 161.2221 | -2443.9857 | -2170.452 | -2471.8523 | -5347.9655 | -1172.0156 | -691.1572 | -79.3375 | -101.8453 | -306.6306 | -25.8402
2035 | 5466 | MW | 368.2599 | 472.734 | 585.6848 | 189.019 | -2249.5778 | -2028.9008 | -2310.6446 | -4922.5591 | -1068.9812 | -646.0817 | -84.8091 | -108.8691 | -328.5328 | -27.5629
2035 | 5467 | MW | 401.7381 | 515.7098 | 640.5928 | 200.1377 | -1944.0795 | -1745.7984 | -1988.2291 | -4254.0634 | -914.4297 | -555.9308 | -87.5449 | -112.381 | -328.5328 | -29.2856
2035 | 5468 | MW | 390.5787 | 501.3845 | 640.5928 | 194.5784 | -1721.899 | -1604.2472 | -1827.0213 | -3767.8848 | -798.5161 | -510.8553 | -90.2806 | -115.8929 | -350.435 | -27.5629
2035 | 5469 | MW | 1082.461 | 1389.5514 | 1775.3571 | 533.7007 | -1527.4911 | -1439.1041 | -1638.9456 | -3342.4784 | -734.1197 | -458.2672 | -84.8091 | -108.8691 | -350.435 | -27.5629
2035 | 5470 | MW | 1082.461 | 1389.5514 | 1775.3571 | 539.26 | -1305.3105 | -1250.3691 | -1424.0019 | -2856.2997 | -631.0853 | -398.1666 | 0 | 0 | 0 | 1.7227
2035 | 5471 | MW | 1015.5047 | 1303.5997 | 1665.5412 | 505.9038 | -1083.13 | -1061.6341 | -1209.0582 | -2370.1211 | -528.051 | -338.066 | 21.8862 | 28.0953 | 65.7066 | 8.6134
2035 | 5472 | MW | 926.2295 | 1188.9976 | 1519.12 | 461.4287 | -888.7221 | -896.4911 | -1020.9825 | -1944.7147 | -437.8959 | -285.478 | 19.1504 | 24.5833 | 43.8044 | 6.8907
2035 | 5473 | MW | 836.9544 | 1074.3954 | 1372.6988 | 411.3943 | -749.8593 | -778.5317 | -886.6427 | -1640.853 | -360.6202 | -247.9151 | 13.6789 | 17.5595 | 21.9022 | 12.0588
2035 | 5474 | MW | 725.3605 | 931.1427 | 1207.9749 | 355.8004 | -694.3141 | -731.348 | -832.9068 | -1519.3084 | -334.8616 | -232.8899 | 13.6789 | 17.5595 | 21.9022 | 8.6134
2035 | 5475 | MW | 602.6072 | 773.5647 | 1006.6458 | 294.6472 | -694.3141 | -707.7561 | -806.0388 | -1519.3084 | -334.8616 | -225.3773 | 10.9431 | 14.0476 | 21.9022 | 8.6134
2035 | 5476 | MW | 502.1726 | 644.6372 | 823.6193 | 250.1722 | -666.5416 | -684.1642 | -779.1708 | -1458.536 | -334.8616 | -217.8648 | 8.2073 | 10.5357 | 21.9022 | 6.8907
2035 | 5477 | MW | 424.0569 | 544.3603 | 695.5007 | 211.2565 | -694.3141 | -707.7561 | -806.0388 | -1519.3084 | -347.7409 | -225.3773 | 8.2073 | 10.5357 | 21.9022 | 6.8907
2035 | 5478 | MW | 368.2599 | 472.734 | 603.9875 | 183.4596 | -722.0867 | -660.5724 | -752.3029 | -1580.0807 | -373.4995 | -210.3522 | 8.2073 | 10.5357 | 21.9022 | 6.8907
2035 | 5479 | MW | 323.6224 | 415.4329 | 530.7769 | 161.2221 | -860.9495 | -778.5317 | -886.6427 | -1883.9424 | -450.7752 | -247.9151 | 8.2073 | 10.5357 | 21.9022 | 3.4454
2035 | 5480 | MW | 301.3036 | 386.7823 | 494.1716 | 150.1033 | -1083.13 | -967.2667 | -1101.5864 | -2370.1211 | -566.6889 | -308.0157 | 8.2073 | 10.5357 | 21.9022 | 3.4454
2035 | 5481 | MW | 278.9848 | 358.1318 | 457.5663 | 138.9845 | -1305.3105 | -1132.4098 | -1289.6621 | -2856.2997 | -669.7232 | -360.6037 | 10.9431 | 14.0476 | 21.9022 | 3.4454
2035 | 5482 | MW | 312.463 | 401.1076 | 512.4742 | 161.2221 | -1499.7185 | -1297.5528 | -1477.7378 | -3281.7061 | -746.9989 | -413.1918 | 10.9431 | 14.0476 | 21.9022 | 5.168
2035 | 5483 | MW | 390.5787 | 501.3845 | 622.2901 | 200.1377 | -1666.3539 | -1439.1041 | -1638.9456 | -3646.3401 | -811.3954 | -458.2672 | 10.9431 | 14.0476 | 21.9022 | 5.168
2035 | 5484 | MW | 457.5351 | 587.3361 | 750.4087 | 239.0534 | -1805.2167 | -1533.4715 | -1746.4174 | -3950.2018 | -850.0333 | -488.3176 | 10.9431 | 14.0476 | 21.9022 | 5.168
2035 | 5485 | MW | 479.8539 | 615.9867 | 787.014 | 244.6128 | -1888.5344 | -1604.2472 | -1827.0213 | -4132.5188 | -875.7919 | -510.8553 | 10.9431 | 14.0476 | 43.8044 | 5.168
2035 | 5486 | MW | 524.4914 | 673.2878 | 841.9219 | 266.8503 | -1971.8521 | -1675.0228 | -1907.6252 | -4314.8358 | -914.4297 | -533.393 | 13.6789 | 17.5595 | 43.8044 | 6.8907
2035 | 5487 | MW | 223.1878 | 286.5054 | 366.053 | 111.1876 | -2027.3972 | -1722.2065 | -1961.3611 | -4436.3804 | -940.1883 | -548.4182 | 13.6789 | 17.5595 | 43.8044 | 6.8907
2035 | 5488 | MW | 256.666 | 329.4812 | 420.961 | 127.8658 | -2027.3972 | -1769.3902 | -2015.097 | -4436.3804 | -953.0676 | -563.4433 | 0 | 0 | -21.9022 | 1.7227
2035 | 5489 | MW | 290.1442 | 372.4571 | 475.8689 | 144.5439 | -1999.6247 | -1792.9821 | -2041.965 | -4375.6081 | -940.1883 | -570.9559 | -62.9229 | -80.7739 | -284.7284 | -24.1176
2035 | 5490 | MW | 301.3036 | 386.7823 | 494.1716 | 155.6627 | -1916.307 | -1698.6146 | -1934.4931 | -4193.2911 | -888.6712 | -540.9056 | -68.3944 | -87.7977 | -284.7284 | -24.1176
2035 | 5491 | MW | 301.3036 | 386.7823 | 494.1716 | 155.6627 | -1721.899 | -1509.8797 | -1719.5494 | -3767.8848 | -785.6368 | -480.805 | -73.866 | -94.8215 | -284.7284 | -24.1176
2035 | 5492 | MW | 982.0265 | 1260.6239 | 1592.3306 | 494.785 | -1555.2636 | -1439.1041 | -1638.9456 | -3403.2507 | -708.3611 | -458.2672 | -76.6018 | -98.3334 | -262.8262 | -24.1176
2035 | 5493 | MW | 959.7077 | 1231.9734 | 1574.0279 | 483.6662 | -1416.4008 | -1321.1447 | -1504.6058 | -3099.3891 | -656.8439 | -420.7044 | -76.6018 | -98.3334 | -262.8262 | -22.3949
2035 | 5494 | MW | 926.2295 | 1188.9976 | 1500.8173 | 461.4287 | -1221.9929 | -1156.0016 | -1316.53 | -2673.9827 | -579.5681 | -368.1163 | 0 | 0 | -21.9022 | 1.7227
2035 | 5495 | MW | 881.592 | 1131.6965 | 1445.9094 | 439.1912 | -1027.5849 | -990.8585 | -1128.4543 | -2248.5764 | -489.4131 | -315.5283 | 19.1504 | 24.5833 | 43.8044 | 6.8907
2035 | 5496 | MW | 814.6356 | 1045.7448 | 1336.0935 | 400.2755 | -860.9495 | -849.3073 | -967.2466 | -1883.9424 | -412.1373 | -270.4528 | 16.4147 | 21.0714 | 43.8044 | 6.8907
2035 | 5497 | MW | 736.5199 | 945.4679 | 1207.9749 | 361.3598 | -749.8593 | -754.9398 | -859.7747 | -1640.853 | -360.6202 | -240.4025 | 13.6789 | 17.5595 | 21.9022 | 10.3361
2035 | 5498 | MW | 636.0853 | 816.5405 | 1043.2511 | 316.8848 | -694.3141 | -707.7561 | -806.0388 | -1519.3084 | -334.8616 | -225.3773 | 10.9431 | 14.0476 | 21.9022 | 10.3361
2035 | 5499 | MW | 557.9696 | 716.2636 | 896.8299 | 277.9691 | -666.5416 | -684.1642 | -779.1708 | -1458.536 | -334.8616 | -217.8648 | 10.9431 | 14.0476 | 21.9022 | 8.6134
2035 | 5500 | MW | 491.0132 | 630.312 | 805.3166 | 244.6128 | -666.5416 | -660.5724 | -752.3029 | -1458.536 | -334.8616 | -210.3522 | 8.2073 | 10.5357 | 21.9022 | 8.6134
2035 | 5501 | MW | 435.2163 | 558.6856 | 713.8034 | 216.8159 | -666.5416 | -684.1642 | -779.1708 | -1458.536 | -334.8616 | -217.8648 | 8.2073 | 10.5357 | 21.9022 | 6.8907
2035 | 5502 | MW | 390.5787 | 501.3845 | 640.5928 | 194.5784 | -694.3141 | -636.9805 | -725.4349 | -1519.3084 | -373.4995 | -202.8396 | 8.2073 | 10.5357 | 21.9022 | 6.8907
2035 | 5503 | MW | 357.1005 | 458.4087 | 585.6848 | 177.9002 | -805.4044 | -731.348 | -832.9068 | -1762.3977 | -412.1373 | -232.8899 | 8.2073 | 10.5357 | 21.9022 | 3.4454
2035 | 5504 | MW | 312.463 | 401.1076 | 512.4742 | 150.1033 | -944.2672 | -802.1236 | -913.5106 | -2066.2594 | -476.5338 | -255.4276 | 8.2073 | 10.5357 | 21.9022 | 3.4454
2035 | 5505 | MW | 312.463 | 401.1076 | 512.4742 | 155.6627 | -1138.6752 | -943.6748 | -1074.7184 | -2491.6657 | -566.6889 | -300.5031 | 8.2073 | 10.5357 | 21.9022 | 5.168
2035 | 5506 | MW | 312.463 | 401.1076 | 512.4742 | 166.7815 | -1333.0831 | -1061.6341 | -1209.0582 | -2917.0721 | -643.9646 | -338.066 | 10.9431 | 14.0476 | 21.9022 | 5.168
2035 | 5507 | MW | 379.4193 | 487.0592 | 603.9875 | 194.5784 | -1499.7185 | -1179.5935 | -1343.398 | -3281.7061 | -695.4818 | -375.6289 | 10.9431 | 14.0476 | 21.9022 | 5.168
2035 | 5508 | MW | 479.8539 | 615.9867 | 787.014 | 244.6128 | -1666.3539 | -1250.3691 | -1424.0019 | -3646.3401 | -734.1197 | -398.1666 | 10.9431 | 14.0476 | 21.9022 | 5.168
2035 | 5509 | MW | 513.332 | 658.9625 | 841.9219 | 266.8503 | -1777.4442 | -1344.7366 | -1531.4737 | -3889.4294 | -772.7575 | -428.2169 | 10.9431 | 14.0476 | 43.8044 | 5.168
2035 | 5510 | MW | 546.8102 | 701.9383 | 896.8299 | 283.5285 | -1860.7618 | -1415.5122 | -1612.0776 | -4071.7464 | -811.3954 | -450.7547 | 10.9431 | 14.0476 | 43.8044 | 5.168
2035 | 5511 | MW | 212.0284 | 272.1802 | 347.7504 | 105.6283 | -1916.307 | -1486.2878 | -1692.6815 | -4193.2911 | -850.0333 | -473.2924 | 13.6789 | 17.5595 | 43.8044 | 6.8907
2035 | 5512 | MW | 234.3472 | 300.8307 | 402.6583 | 122.3064 | -1916.307 | -1557.0634 | -1773.2854 | -4193.2911 | -875.7919 | -495.8301 | 0 | 0 | 0 | 1.7227
2035 | 5513 | MW | 278.9848 | 358.1318 | 439.2636 | 138.9845 | -1888.5344 | -1580.6553 | -1800.1533 | -4132.5188 | -888.6712 | -503.3427 | -62.9229 | -80.7739 | -262.8262 | -22.3949
2035 | 5514 | MW | 290.1442 | 372.4571 | 475.8689 | 144.5439 | -1777.4442 | -1533.4715 | -1746.4174 | -3889.4294 | -850.0333 | -488.3176 | -68.3944 | -87.7977 | -262.8262 | -22.3949
2035 | 5515 | MW | 301.3036 | 386.7823 | 494.1716 | 144.5439 | -1638.5813 | -1415.5122 | -1612.0776 | -3585.5677 | -772.7575 | -450.7547 | -73.866 | -94.8215 | -262.8262 | -22.3949
2035 | 5516 | MW | 970.8671 | 1246.2986 | 1592.3306 | 489.2256 | -1527.4911 | -1391.9203 | -1585.2096 | -3342.4784 | -708.3611 | -443.2421 | -76.6018 | -98.3334 | -262.8262 | -22.3949
2035 | 5517 | MW | 982.0265 | 1260.6239 | 1610.6332 | 494.785 | -1388.6282 | -1273.961 | -1450.8698 | -3038.6167 | -656.8439 | -405.6792 | -73.866 | -94.8215 | -262.8262 | -20.6722
2035 | 5518 | MW | 948.5483 | 1217.6481 | 1555.7253 | 478.1068 | -1194.2203 | -1132.4098 | -1289.6621 | -2613.2104 | -579.5681 | -360.6037 | 0 | 0 | 0 | 1.7227
2035 | 5519 | MW | 915.0701 | 1174.6723 | 1500.8173 | 461.4287 | -1027.5849 | -967.2667 | -1101.5864 | -2248.5764 | -489.4131 | -308.0157 | 19.1504 | 24.5833 | 43.8044 | 6.8907
2035 | 5520 | MW | 859.2732 | 1103.0459 | 1409.3041 | 428.0724 | -833.1769 | -825.7154 | -940.3786 | -1823.17 | -412.1373 | -262.9402 | 16.4147 | 21.0714 | 43.8044 | 6.8907
2035 | 5521 | MW | 781.1574 | 1002.769 | 1262.8829 | 389.1567 | -777.6318 | -754.9398 | -859.7747 | -1701.6254 | -373.4995 | -240.4025 | 19.1504 | 24.5833 | 43.8044 | 13.7815
2035 | 5522 | MW | 680.7229 | 873.8416 | 1116.4617 | 339.1223 | -722.0867 | -707.7561 | -806.0388 | -1580.0807 | -347.7409 | -225.3773 | 16.4147 | 21.0714 | 43.8044 | 12.0588
2035 | 5523 | MW | 591.4478 | 759.2394 | 970.0405 | 300.2066 | -694.3141 | -684.1642 | -779.1708 | -1519.3084 | -347.7409 | -217.8648 | 13.6789 | 17.5595 | 21.9022 | 10.3361
2035 | 5524 | MW | 513.332 | 658.9625 | 823.6193 | 261.2909 | -694.3141 | -684.1642 | -779.1708 | -1519.3084 | -347.7409 | -217.8648 | 10.9431 | 14.0476 | 21.9022 | 10.3361
2035 | 5525 | MW | 446.3757 | 573.0109 | 732.106 | 227.9347 | -749.8593 | -731.348 | -832.9068 | -1640.853 | -373.4995 | -232.8899 | 10.9431 | 14.0476 | 21.9022 | 8.6134
2035 | 5526 | MW | 390.5787 | 501.3845 | 640.5928 | 200.1377 | -888.7221 | -754.9398 | -859.7747 | -1944.7147 | -450.7752 | -240.4025 | 8.2073 | 10.5357 | 21.9022 | 8.6134
2035 | 5527 | MW | 323.6224 | 415.4329 | 530.7769 | 166.7815 | -1166.4477 | -1014.4504 | -1155.3223 | -2552.4381 | -592.4474 | -323.0408 | 8.2073 | 10.5357 | 21.9022 | 3.4454
2035 | 5528 | MW | 290.1442 | 372.4571 | 494.1716 | 144.5439 | -1583.0362 | -1321.1447 | -1504.6058 | -3464.0231 | -772.7575 | -420.7044 | 8.2073 | 10.5357 | 21.9022 | 3.4454
2035 | 5529 | MW | 267.8254 | 343.8065 | 439.2636 | 133.4252 | -1916.307 | -1557.0634 | -1773.2854 | -4193.2911 | -914.4297 | -495.8301 | 10.9431 | 14.0476 | 21.9022 | 3.4454
2035 | 5530 | MW | 256.666 | 329.4812 | 420.961 | 127.8658 | -2166.2601 | -1745.7984 | -1988.2291 | -4740.2421 | -1017.4641 | -555.9308 | 10.9431 | 14.0476 | 43.8044 | 5.168
2035 | 5531 | MW | 256.666 | 329.4812 | 420.961 | 133.4252 | -2360.668 | -1887.3496 | -2149.4368 | -5165.6485 | -1107.6191 | -601.0062 | 13.6789 | 17.5595 | 43.8044 | 6.8907
2035 | 5532 | MW | 301.3036 | 386.7823 | 494.1716 | 155.6627 | -2499.5308 | -1981.7171 | -2256.9087 | -5469.5101 | -1159.1363 | -631.0565 | 13.6789 | 17.5595 | 43.8044 | 6.8907
2035 | 5533 | MW | 334.7818 | 429.7582 | 549.0795 | 166.7815 | -2582.8485 | -2076.0846 | -2364.3805 | -5651.8271 | -1184.8949 | -661.1068 | 16.4147 | 21.0714 | 65.7066 | 8.6134
2035 | 5534 | MW | 368.2599 | 472.734 | 622.2901 | 183.4596 | -2666.1662 | -2146.8602 | -2444.9844 | -5834.1441 | -1223.5328 | -683.6446 | 19.1504 | 24.5833 | 65.7066 | 8.6134
2035 | 5535 | MW | 457.5351 | 587.3361 | 750.4087 | 233.494 | -2666.1662 | -2194.0439 | -2498.7203 | -5834.1441 | -1236.412 | -698.6697 | 21.8862 | 28.0953 | 65.7066 | 10.3361
2035 | 5536 | MW | 245.5066 | 315.156 | 402.6583 | 122.3064 | -2666.1662 | -2194.0439 | -2498.7203 | -5834.1441 | -1249.2913 | -698.6697 | 2.7358 | 3.5119 | -21.9022 | 1.7227
2035 | 5537 | MW | 312.463 | 401.1076 | 494.1716 | 161.2221 | -2555.076 | -2170.452 | -2471.8523 | -5591.0548 | -1236.412 | -691.1572 | -101.2237 | -129.9406 | -438.0437 | -37.899
2035 | 5538 | MW | 357.1005 | 458.4087 | 567.3822 | 183.4596 | -2332.8955 | -2028.9008 | -2310.6446 | -5104.8761 | -1146.257 | -646.0817 | -106.6953 | -136.9644 | -438.0437 | -39.6217
2035 | 5539 | MW | 379.4193 | 487.0592 | 622.2901 | 194.5784 | -1999.6247 | -1745.7984 | -1988.2291 | -4375.6081 | -978.8262 | -555.9308 | -112.1668 | -143.9882 | -438.0437 | -39.6217
2035 | 5540 | MW | 379.4193 | 487.0592 | 622.2901 | 189.019 | -1749.6716 | -1627.839 | -1853.8893 | -3828.6571 | -824.2747 | -518.3679 | -114.9026 | -147.5001 | -416.1416 | -37.899
2035 | 5541 | MW | 1093.6204 | 1403.8766 | 1793.6597 | 550.3788 | -1555.2636 | -1462.6959 | -1665.8135 | -3403.2507 | -734.1197 | -465.7798 | -112.1668 | -143.9882 | -394.2394 | -36.1763
2035 | 5542 | MW | 1104.7798 | 1418.2019 | 1811.9624 | 555.9382 | -1305.3105 | -1250.3691 | -1424.0019 | -2856.2997 | -631.0853 | -398.1666 | 2.7358 | 3.5119 | -21.9022 | 1.7227
2035 | 5543 | MW | 1048.9828 | 1346.5755 | 1720.4491 | 522.5819 | -1083.13 | -1038.0423 | -1182.1902 | -2370.1211 | -515.1717 | -330.5534 | 27.3578 | 35.1191 | 65.7066 | 8.6134
2035 | 5544 | MW | 970.8671 | 1246.2986 | 1592.3306 | 483.6662 | -888.7221 | -872.8992 | -994.1145 | -1944.7147 | -425.0166 | -277.9654 | 24.622 | 31.6072 | 43.8044 | 8.6134
2035 | 5545 | MW | 881.592 | 1131.6965 | 1464.212 | 433.6318 | -777.6318 | -778.5317 | -886.6427 | -1701.6254 | -373.4995 | -247.9151 | 16.4147 | 21.0714 | 87.6087 | 12.0588
2035 | 5546 | MW | 781.1574 | 1002.769 | 1299.4882 | 383.5973 | -722.0867 | -731.348 | -832.9068 | -1580.0807 | -347.7409 | -232.8899 | 13.6789 | 17.5595 | 87.6087 | 8.6134
2035 | 5547 | MW | 669.5635 | 859.5163 | 1098.159 | 322.4441 | -694.3141 | -707.7561 | -806.0388 | -1519.3084 | -347.7409 | -225.3773 | 10.9431 | 14.0476 | 87.6087 | 8.6134
2035 | 5548 | MW | 557.9696 | 716.2636 | 915.1325 | 272.4097 | -722.0867 | -707.7561 | -806.0388 | -1580.0807 | -347.7409 | -225.3773 | 10.9431 | 14.0476 | 65.7066 | 6.8907
2035 | 5549 | MW | 468.6945 | 601.6614 | 768.7113 | 227.9347 | -749.8593 | -731.348 | -832.9068 | -1640.853 | -373.4995 | -232.8899 | 8.2073 | 10.5357 | 65.7066 | 6.8907
2035 | 5550 | MW | 390.5787 | 501.3845 | 640.5928 | 194.5784 | -888.7221 | -754.9398 | -859.7747 | -1944.7147 | -450.7752 | -240.4025 | 8.2073 | 10.5357 | 65.7066 | 6.8907
2035 | 5551 | MW | 312.463 | 401.1076 | 512.4742 | 155.6627 | -1166.4477 | -1014.4504 | -1155.3223 | -2552.4381 | -579.5681 | -323.0408 | 8.2073 | 10.5357 | 65.7066 | 3.4454
2035 | 5552 | MW | 267.8254 | 343.8065 | 457.5663 | 133.4252 | -1555.2636 | -1321.1447 | -1504.6058 | -3403.2507 | -759.8782 | -420.7044 | 8.2073 | 10.5357 | 65.7066 | 3.4454
2035 | 5553 | MW | 234.3472 | 300.8307 | 402.6583 | 116.747 | -1860.7618 | -1580.6553 | -1800.1533 | -4071.7464 | -901.5504 | -503.3427 | 8.2073 | 10.5357 | 87.6087 | 3.4454
2035 | 5554 | MW | 234.3472 | 300.8307 | 384.3557 | 116.747 | -2138.4875 | -1792.9821 | -2041.965 | -4679.4698 | -1004.5848 | -570.9559 | 10.9431 | 14.0476 | 109.5109 | 3.4454
2035 | 5555 | MW | 245.5066 | 315.156 | 384.3557 | 127.8658 | -2305.1229 | -1958.1252 | -2230.0407 | -5044.1038 | -1081.8605 | -623.544 | 10.9431 | 14.0476 | 109.5109 | 5.168
2035 | 5556 | MW | 278.9848 | 358.1318 | 457.5663 | 144.5439 | -2443.9857 | -2076.0846 | -2364.3805 | -5347.9655 | -1120.4984 | -661.1068 | 13.6789 | 17.5595 | 131.4131 | 5.168
2035 | 5557 | MW | 312.463 | 401.1076 | 512.4742 | 161.2221 | -2499.5308 | -2170.452 | -2471.8523 | -5469.5101 | -1133.3777 | -691.1572 | 13.6789 | 17.5595 | 153.3153 | 5.168
2035 | 5558 | MW | 345.9411 | 444.0834 | 585.6848 | 177.9002 | -2582.8485 | -2264.8195 | -2579.3242 | -5651.8271 | -1159.1363 | -721.2075 | 16.4147 | 21.0714 | 175.2175 | 6.8907
2035 | 5559 | MW | 435.2163 | 558.6856 | 713.8034 | 222.3753 | -2638.3937 | -2335.5951 | -2659.9281 | -5773.3718 | -1184.8949 | -743.7452 | 16.4147 | 21.0714 | 175.2175 | 6.8907
2035 | 5560 | MW | 234.3472 | 300.8307 | 402.6583 | 116.747 | -2638.3937 | -2335.5951 | -2659.9281 | -5773.3718 | -1197.7742 | -743.7452 | 2.7358 | 3.5119 | 87.6087 | 1.7227
2035 | 5561 | MW | 301.3036 | 386.7823 | 494.1716 | 155.6627 | -2555.076 | -2312.0032 | -2633.0601 | -5591.0548 | -1184.8949 | -736.2326 | -73.866 | -94.8215 | -328.5328 | -25.8402
2035 | 5562 | MW | 357.1005 | 458.4087 | 585.6848 | 183.4596 | -2332.8955 | -2146.8602 | -2444.9844 | -5104.8761 | -1094.7398 | -683.6446 | -79.3375 | -101.8453 | -328.5328 | -27.5629
2035 | 5563 | MW | 390.5787 | 501.3845 | 640.5928 | 194.5784 | -2027.3972 | -1863.7577 | -2122.5689 | -4436.3804 | -927.309 | -593.4936 | -84.8091 | -108.8691 | -306.6306 | -27.5629
2035 | 5564 | MW | 379.4193 | 487.0592 | 622.2901 | 189.019 | -1777.4442 | -1698.6146 | -1934.4931 | -3889.4294 | -811.3954 | -540.9056 | -87.5449 | -112.381 | -284.7284 | -29.2856
2035 | 5565 | MW | 1082.461 | 1389.5514 | 1775.3571 | 539.26 | -1555.2636 | -1509.8797 | -1719.5494 | -3403.2507 | -721.2404 | -480.805 | -84.8091 | -108.8691 | -262.8262 | -27.5629
2035 | 5566 | MW | 1093.6204 | 1403.8766 | 1793.6597 | 539.26 | -1305.3105 | -1297.5528 | -1477.7378 | -2856.2997 | -618.206 | -413.1918 | 2.7358 | 3.5119 | 65.7066 | 1.7227
2035 | 5567 | MW | 1026.6641 | 1317.925 | 1683.8438 | 511.4631 | -1083.13 | -1061.6341 | -1209.0582 | -2370.1211 | -515.1717 | -338.066 | 21.8862 | 28.0953 | 131.4131 | 8.6134
2035 | 5568 | MW | 948.5483 | 1217.6481 | 1537.4226 | 466.9881 | -888.7221 | -896.4911 | -1020.9825 | -1944.7147 | -425.0166 | -285.478 | 19.1504 | 24.5833 | 109.5109 | 6.8907
2035 | 5569 | MW | 848.1138 | 1088.7206 | 1391.0014 | 422.513 | -777.6318 | -778.5317 | -886.6427 | -1701.6254 | -373.4995 | -247.9151 | 13.6789 | 17.5595 | 109.5109 | 12.0588
2035 | 5570 | MW | 747.6793 | 959.7932 | 1226.2776 | 366.9192 | -722.0867 | -731.348 | -832.9068 | -1580.0807 | -347.7409 | -232.8899 | 10.9431 | 14.0476 | 87.6087 | 10.3361
2035 | 5571 | MW | 624.9259 | 802.2152 | 1024.9484 | 311.3254 | -694.3141 | -707.7561 | -806.0388 | -1519.3084 | -347.7409 | -225.3773 | 10.9431 | 14.0476 | 87.6087 | 8.6134
2035 | 5572 | MW | 513.332 | 658.9625 | 841.9219 | 255.7316 | -722.0867 | -707.7561 | -806.0388 | -1580.0807 | -347.7409 | -225.3773 | 8.2073 | 10.5357 | 65.7066 | 8.6134
2035 | 5573 | MW | 424.0569 | 544.3603 | 695.5007 | 211.2565 | -749.8593 | -754.9398 | -859.7747 | -1640.853 | -373.4995 | -240.4025 | 8.2073 | 10.5357 | 65.7066 | 6.8907
2035 | 5574 | MW | 345.9411 | 444.0834 | 567.3822 | 177.9002 | -888.7221 | -778.5317 | -886.6427 | -1944.7147 | -450.7752 | -247.9151 | 8.2073 | 10.5357 | 65.7066 | 6.8907
2035 | 5575 | MW | 278.9848 | 358.1318 | 457.5663 | 138.9845 | -1138.6752 | -1014.4504 | -1155.3223 | -2491.6657 | -579.5681 | -323.0408 | 8.2073 | 10.5357 | 65.7066 | 3.4454
2035 | 5576 | MW | 245.5066 | 315.156 | 420.961 | 122.3064 | -1499.7185 | -1321.1447 | -1504.6058 | -3281.7061 | -746.9989 | -420.7044 | 8.2073 | 10.5357 | 65.7066 | 3.4454
2035 | 5577 | MW | 223.1878 | 286.5054 | 366.053 | 111.1876 | -1805.2167 | -1557.0634 | -1773.2854 | -3950.2018 | -875.7919 | -495.8301 | 10.9431 | 14.0476 | 87.6087 | 5.168
2035 | 5578 | MW | 212.0284 | 272.1802 | 347.7504 | 116.747 | -2055.1698 | -1745.7984 | -1988.2291 | -4497.1528 | -965.9469 | -555.9308 | 10.9431 | 14.0476 | 109.5109 | 5.168
2035 | 5579 | MW | 223.1878 | 286.5054 | 366.053 | 122.3064 | -2277.3503 | -1910.9415 | -2176.3048 | -4983.3314 | -1043.2227 | -608.5188 | 10.9431 | 14.0476 | 131.4131 | 5.168
2035 | 5580 | MW | 267.8254 | 343.8065 | 439.2636 | 144.5439 | -2416.2131 | -2005.3089 | -2283.7766 | -5287.1931 | -1094.7398 | -638.5691 | 10.9431 | 14.0476 | 153.3153 | 5.168
2035 | 5581 | MW | 312.463 | 401.1076 | 512.4742 | 161.2221 | -2499.5308 | -2099.6764 | -2391.2485 | -5469.5101 | -1133.3777 | -668.6194 | 10.9431 | 14.0476 | 175.2175 | 6.8907
2035 | 5582 | MW | 357.1005 | 458.4087 | 585.6848 | 177.9002 | -2582.8485 | -2217.6358 | -2525.5883 | -5651.8271 | -1146.257 | -706.1823 | 10.9431 | 14.0476 | 197.1197 | 6.8907
2035 | 5583 | MW | 435.2163 | 558.6856 | 713.8034 | 222.3753 | -2610.6211 | -2264.8195 | -2579.3242 | -5712.5995 | -1146.257 | -721.2075 | 13.6789 | 17.5595 | 219.0219 | 6.8907
2035 | 5584 | MW | 245.5066 | 315.156 | 402.6583 | 122.3064 | -2610.6211 | -2264.8195 | -2579.3242 | -5712.5995 | -1159.1363 | -721.2075 | 0 | 0 | 109.5109 | 1.7227
2035 | 5585 | MW | 312.463 | 401.1076 | 494.1716 | 161.2221 | -2527.3034 | -2217.6358 | -2525.5883 | -5530.2825 | -1146.257 | -706.1823 | -65.6586 | -84.2858 | -328.5328 | -25.8402
2035 | 5586 | MW | 357.1005 | 458.4087 | 567.3822 | 183.4596 | -2277.3503 | -2052.4927 | -2337.5125 | -4983.3314 | -1043.2227 | -653.5943 | -73.866 | -94.8215 | -328.5328 | -25.8402
2035 | 5587 | MW | 390.5787 | 501.3845 | 640.5928 | 194.5784 | -1971.8521 | -1769.3902 | -2015.097 | -4314.8358 | -901.5504 | -563.4433 | -79.3375 | -101.8453 | -306.6306 | -27.5629
2035 | 5588 | MW | 379.4193 | 487.0592 | 640.5928 | 189.019 | -1721.899 | -1580.6553 | -1800.1533 | -3767.8848 | -785.6368 | -503.3427 | -82.0733 | -105.3572 | -284.7284 | -27.5629
2035 | 5589 | MW | 1082.461 | 1389.5514 | 1775.3571 | 539.26 | -1499.7185 | -1415.5122 | -1612.0776 | -3281.7061 | -721.2404 | -450.7547 | -79.3375 | -101.8453 | -262.8262 | -25.8402
2035 | 5590 | MW | 1082.461 | 1389.5514 | 1775.3571 | 539.26 | -1277.538 | -1226.7772 | -1397.1339 | -2795.5274 | -618.206 | -390.654 | 0 | 0 | 87.6087 | 1.7227
2035 | 5591 | MW | 1015.5047 | 1303.5997 | 1665.5412 | 505.9038 | -1055.3575 | -1038.0423 | -1182.1902 | -2309.3487 | -502.2924 | -330.5534 | 19.1504 | 24.5833 | 153.3153 | 6.8907
2035 | 5592 | MW | 937.3889 | 1203.3228 | 1537.4226 | 466.9881 | -888.7221 | -872.8992 | -994.1145 | -1944.7147 | -425.0166 | -277.9654 | 16.4147 | 21.0714 | 131.4131 | 6.8907
2035 | 5593 | MW | 848.1138 | 1088.7206 | 1391.0014 | 416.9536 | -777.6318 | -778.5317 | -886.6427 | -1701.6254 | -373.4995 | -247.9151 | 16.4147 | 21.0714 | 65.7066 | 15.5041
2035 | 5594 | MW | 736.5199 | 945.4679 | 1207.9749 | 361.3598 | -722.0867 | -731.348 | -832.9068 | -1580.0807 | -347.7409 | -232.8899 | 13.6789 | 17.5595 | 65.7066 | 12.0588
2035 | 5595 | MW | 613.7666 | 787.8899 | 1024.9484 | 305.766 | -722.0867 | -707.7561 | -806.0388 | -1580.0807 | -347.7409 | -225.3773 | 10.9431 | 14.0476 | 43.8044 | 10.3361
2035 | 5596 | MW | 502.1726 | 644.6372 | 823.6193 | 250.1722 | -722.0867 | -707.7561 | -806.0388 | -1580.0807 | -347.7409 | -225.3773 | 10.9431 | 14.0476 | 43.8044 | 8.6134
2035 | 5597 | MW | 412.8975 | 530.0351 | 677.1981 | 205.6971 | -777.6318 | -731.348 | -832.9068 | -1701.6254 | -373.4995 | -232.8899 | 8.2073 | 10.5357 | 43.8044 | 8.6134
2035 | 5598 | MW | 334.7818 | 429.7582 | 567.3822 | 166.7815 | -888.7221 | -778.5317 | -886.6427 | -1944.7147 | -450.7752 | -247.9151 | 8.2073 | 10.5357 | 43.8044 | 8.6134
2035 | 5599 | MW | 267.8254 | 343.8065 | 457.5663 | 133.4252 | -1138.6752 | -990.8585 | -1128.4543 | -2491.6657 | -579.5681 | -315.5283 | 8.2073 | 10.5357 | 43.8044 | 3.4454
2035 | 5600 | MW | 245.5066 | 315.156 | 420.961 | 122.3064 | -1499.7185 | -1273.961 | -1450.8698 | -3281.7061 | -734.1197 | -405.6792 | 10.9431 | 14.0476 | 43.8044 | 3.4454
2035 | 5601 | MW | 223.1878 | 286.5054 | 366.053 | 105.6283 | -1805.2167 | -1509.8797 | -1719.5494 | -3950.2018 | -862.9126 | -480.805 | 10.9431 | 14.0476 | 43.8044 | 3.4454
2035 | 5602 | MW | 212.0284 | 272.1802 | 347.7504 | 111.1876 | -2055.1698 | -1698.6146 | -1934.4931 | -4497.1528 | -953.0676 | -540.9056 | 10.9431 | 14.0476 | 65.7066 | 5.168
2035 | 5603 | MW | 223.1878 | 286.5054 | 366.053 | 116.747 | -2277.3503 | -1863.7577 | -2122.5689 | -4983.3314 | -1030.3434 | -593.4936 | 10.9431 | 14.0476 | 65.7066 | 5.168
2035 | 5604 | MW | 278.9848 | 358.1318 | 439.2636 | 144.5439 | -2416.2131 | -1981.7171 | -2256.9087 | -5287.1931 | -1068.9812 | -631.0565 | 10.9431 | 14.0476 | 87.6087 | 6.8907
2035 | 5605 | MW | 312.463 | 401.1076 | 512.4742 | 155.6627 | -2499.5308 | -2052.4927 | -2337.5125 | -5469.5101 | -1094.7398 | -653.5943 | 13.6789 | 17.5595 | 87.6087 | 8.6134
2035 | 5606 | MW | 345.9411 | 444.0834 | 585.6848 | 172.3408 | -2582.8485 | -2146.8602 | -2444.9844 | -5651.8271 | -1107.6191 | -683.6446 | 16.4147 | 21.0714 | 109.5109 | 8.6134
2035 | 5607 | MW | 435.2163 | 558.6856 | 713.8034 | 222.3753 | -2582.8485 | -2194.0439 | -2498.7203 | -5651.8271 | -1094.7398 | -698.6697 | 19.1504 | 24.5833 | 109.5109 | 10.3361
2035 | 5608 | MW | 245.5066 | 315.156 | 402.6583 | 122.3064 | -2555.076 | -2194.0439 | -2498.7203 | -5591.0548 | -1094.7398 | -698.6697 | 0 | 0 | 0 | 1.7227
2035 | 5609 | MW | 312.463 | 401.1076 | 512.4742 | 161.2221 | -2471.7583 | -2146.8602 | -2444.9844 | -5408.7378 | -1056.102 | -683.6446 | -87.5449 | -112.381 | -481.8481 | -36.1763
2035 | 5610 | MW | 357.1005 | 458.4087 | 585.6848 | 183.4596 | -2277.3503 | -1981.7171 | -2256.9087 | -4983.3314 | -965.9469 | -631.0565 | -95.7522 | -122.9167 | -481.8481 | -37.899
2035 | 5611 | MW | 390.5787 | 501.3845 | 640.5928 | 194.5784 | -1944.0795 | -1745.7984 | -1988.2291 | -4254.0634 | -837.154 | -555.9308 | -101.2237 | -129.9406 | -459.9459 | -37.899
2035 | 5612 | MW | 390.5787 | 501.3845 | 640.5928 | 189.019 | -1694.1265 | -1557.0634 | -1773.2854 | -3707.1124 | -734.1197 | -495.8301 | -98.488 | -126.4287 | -459.9459 | -36.1763
2035 | 5613 | MW | 1082.461 | 1389.5514 | 1775.3571 | 544.8194 | -1471.9459 | -1391.9203 | -1585.2096 | -3220.9337 | -669.7232 | -443.2421 | -95.7522 | -122.9167 | -438.0437 | -34.4537
2035 | 5614 | MW | 1082.461 | 1389.5514 | 1775.3571 | 539.26 | -1277.538 | -1226.7772 | -1397.1339 | -2795.5274 | -579.5681 | -390.654 | 0 | 0 | 0 | 1.7227
2035 | 5615 | MW | 1015.5047 | 1303.5997 | 1665.5412 | 511.4631 | -1055.3575 | -1014.4504 | -1155.3223 | -2309.3487 | -489.4131 | -323.0408 | 21.8862 | 28.0953 | 87.6087 | 8.6134
2035 | 5616 | MW | 937.3889 | 1203.3228 | 1519.12 | 466.9881 | -860.9495 | -872.8992 | -994.1145 | -1883.9424 | -412.1373 | -277.9654 | 19.1504 | 24.5833 | 87.6087 | 8.6134
2035 | 5617 | MW | 836.9544 | 1074.3954 | 1372.6988 | 411.3943 | -749.8593 | -778.5317 | -886.6427 | -1640.853 | -360.6202 | -247.9151 | 13.6789 | 17.5595 | 43.8044 | 15.5041
2035 | 5618 | MW | 725.3605 | 931.1427 | 1207.9749 | 355.8004 | -722.0867 | -731.348 | -832.9068 | -1580.0807 | -347.7409 | -232.8899 | 10.9431 | 14.0476 | 43.8044 | 13.7815
2035 | 5619 | MW | 613.7666 | 787.8899 | 1006.6458 | 300.2066 | -694.3141 | -707.7561 | -806.0388 | -1519.3084 | -334.8616 | -225.3773 | 10.9431 | 14.0476 | 43.8044 | 12.0588
2035 | 5620 | MW | 502.1726 | 644.6372 | 823.6193 | 244.6128 | -722.0867 | -707.7561 | -806.0388 | -1580.0807 | -347.7409 | -225.3773 | 8.2073 | 10.5357 | 21.9022 | 10.3361
2035 | 5621 | MW | 412.8975 | 530.0351 | 677.1981 | 200.1377 | -749.8593 | -731.348 | -832.9068 | -1640.853 | -360.6202 | -232.8899 | 8.2073 | 10.5357 | 21.9022 | 8.6134
2035 | 5622 | MW | 334.7818 | 429.7582 | 549.0795 | 166.7815 | -888.7221 | -754.9398 | -859.7747 | -1944.7147 | -450.7752 | -240.4025 | 8.2073 | 10.5357 | 21.9022 | 8.6134
2035 | 5623 | MW | 267.8254 | 343.8065 | 439.2636 | 133.4252 | -1138.6752 | -967.2667 | -1101.5864 | -2491.6657 | -566.6889 | -308.0157 | 8.2073 | 10.5357 | 21.9022 | 3.4454
2035 | 5624 | MW | 245.5066 | 315.156 | 420.961 | 122.3064 | -1471.9459 | -1250.3691 | -1424.0019 | -3220.9337 | -721.2404 | -398.1666 | 8.2073 | 10.5357 | 21.9022 | 3.4454
2035 | 5625 | MW | 212.0284 | 272.1802 | 366.053 | 105.6283 | -1777.4442 | -1462.6959 | -1665.8135 | -3889.4294 | -837.154 | -465.7798 | 10.9431 | 14.0476 | 21.9022 | 5.168
2035 | 5626 | MW | 212.0284 | 272.1802 | 366.053 | 111.1876 | -1999.6247 | -1651.4309 | -1880.7572 | -4375.6081 | -914.4297 | -525.8804 | 10.9431 | 14.0476 | 43.8044 | 5.168
2035 | 5627 | MW | 234.3472 | 300.8307 | 366.053 | 122.3064 | -2221.8052 | -1816.574 | -2068.8329 | -4861.7868 | -978.8262 | -578.4685 | 10.9431 | 14.0476 | 43.8044 | 6.8907
2035 | 5628 | MW | 278.9848 | 358.1318 | 439.2636 | 144.5439 | -2360.668 | -1934.5333 | -2203.1727 | -5165.6485 | -1017.4641 | -616.0314 | 10.9431 | 14.0476 | 43.8044 | 6.8907
2035 | 5629 | MW | 301.3036 | 386.7823 | 494.1716 | 155.6627 | -2443.9857 | -2028.9008 | -2310.6446 | -5347.9655 | -1030.3434 | -646.0817 | 10.9431 | 14.0476 | 43.8044 | 8.6134
2035 | 5630 | MW | 345.9411 | 444.0834 | 567.3822 | 172.3408 | -2527.3034 | -2123.2683 | -2418.1164 | -5530.2825 | -1043.2227 | -676.132 | 13.6789 | 17.5595 | 65.7066 | 10.3361
2035 | 5631 | MW | 435.2163 | 558.6856 | 695.5007 | 222.3753 | -2555.076 | -2170.452 | -2471.8523 | -5591.0548 | -1056.102 | -691.1572 | 13.6789 | 17.5595 | 65.7066 | 10.3361
2035 | 5632 | MW | 245.5066 | 315.156 | 402.6583 | 122.3064 | -2499.5308 | -2194.0439 | -2498.7203 | -5469.5101 | -1056.102 | -698.6697 | 0 | 0 | -21.9022 | 1.7227
2035 | 5633 | MW | 312.463 | 401.1076 | 512.4742 | 161.2221 | -2416.2131 | -2146.8602 | -2444.9844 | -5287.1931 | -1030.3434 | -683.6446 | -60.1871 | -77.262 | -394.2394 | -36.1763
2035 | 5634 | MW | 368.2599 | 472.734 | 585.6848 | 189.019 | -2194.0326 | -2005.3089 | -2283.7766 | -4801.0144 | -953.0676 | -638.5691 | -68.3944 | -87.7977 | -416.1416 | -37.899
2035 | 5635 | MW | 401.7381 | 515.7098 | 658.8954 | 200.1377 | -1888.5344 | -1745.7984 | -1988.2291 | -4132.5188 | -824.2747 | -555.9308 | -73.866 | -94.8215 | -394.2394 | -37.899
2035 | 5636 | MW | 390.5787 | 501.3845 | 640.5928 | 194.5784 | -1638.5813 | -1557.0634 | -1773.2854 | -3585.5677 | -721.2404 | -495.8301 | -76.6018 | -98.3334 | -372.3372 | -36.1763
2035 | 5637 | MW | 1082.461 | 1389.5514 | 1775.3571 | 539.26 | -1444.1734 | -1391.9203 | -1585.2096 | -3160.1614 | -669.7232 | -443.2421 | -76.6018 | -98.3334 | -350.435 | -34.4537
2035 | 5638 | MW | 1082.461 | 1389.5514 | 1775.3571 | 539.26 | -1249.7654 | -1179.5935 | -1343.398 | -2734.7551 | -579.5681 | -375.6289 | 0 | 0 | -21.9022 | 1.7227
2035 | 5639 | MW | 1015.5047 | 1303.5997 | 1665.5412 | 505.9038 | -1027.5849 | -1014.4504 | -1155.3223 | -2248.5764 | -489.4131 | -323.0408 | 19.1504 | 24.5833 | 43.8044 | 8.6134
2035 | 5640 | MW | 926.2295 | 1188.9976 | 1519.12 | 461.4287 | -860.9495 | -849.3073 | -967.2466 | -1883.9424 | -412.1373 | -270.4528 | 16.4147 | 21.0714 | 43.8044 | 8.6134
2035 | 5641 | MW | 836.9544 | 1074.3954 | 1372.6988 | 411.3943 | -722.0867 | -754.9398 | -859.7747 | -1580.0807 | -347.7409 | -240.4025 | 13.6789 | 17.5595 | 21.9022 | 12.0588
2035 | 5642 | MW | 736.5199 | 945.4679 | 1207.9749 | 355.8004 | -694.3141 | -707.7561 | -806.0388 | -1519.3084 | -334.8616 | -225.3773 | 10.9431 | 14.0476 | 21.9022 | 10.3361
2035 | 5643 | MW | 613.7666 | 787.8899 | 1006.6458 | 300.2066 | -666.5416 | -684.1642 | -779.1708 | -1458.536 | -321.9823 | -217.8648 | 10.9431 | 14.0476 | 21.9022 | 8.6134
2035 | 5644 | MW | 502.1726 | 644.6372 | 823.6193 | 250.1722 | -666.5416 | -684.1642 | -779.1708 | -1458.536 | -321.9823 | -217.8648 | 8.2073 | 10.5357 | 21.9022 | 8.6134
2035 | 5645 | MW | 424.0569 | 544.3603 | 695.5007 | 211.2565 | -694.3141 | -684.1642 | -779.1708 | -1519.3084 | -334.8616 | -217.8648 | 8.2073 | 10.5357 | 21.9022 | 6.8907
2035 | 5646 | MW | 368.2599 | 472.734 | 585.6848 | 183.4596 | -722.0867 | -660.5724 | -752.3029 | -1580.0807 | -373.4995 | -210.3522 | 8.2073 | 10.5357 | 21.9022 | 6.8907
2035 | 5647 | MW | 323.6224 | 415.4329 | 512.4742 | 161.2221 | -860.9495 | -778.5317 | -886.6427 | -1883.9424 | -450.7752 | -247.9151 | 8.2073 | 10.5357 | 21.9022 | 3.4454
2035 | 5648 | MW | 301.3036 | 386.7823 | 494.1716 | 155.6627 | -1083.13 | -943.6748 | -1074.7184 | -2370.1211 | -553.8096 | -300.5031 | 8.2073 | 10.5357 | 21.9022 | 3.4454
2035 | 5649 | MW | 278.9848 | 358.1318 | 457.5663 | 144.5439 | -1277.538 | -1108.8179 | -1262.7941 | -2795.5274 | -643.9646 | -353.0912 | 8.2073 | 10.5357 | 21.9022 | 3.4454
2035 | 5650 | MW | 312.463 | 401.1076 | 512.4742 | 166.7815 | -1471.9459 | -1250.3691 | -1424.0019 | -3220.9337 | -721.2404 | -398.1666 | 10.9431 | 14.0476 | 21.9022 | 5.168
2035 | 5651 | MW | 357.1005 | 458.4087 | 585.6848 | 183.4596 | -1610.8088 | -1391.9203 | -1585.2096 | -3524.7954 | -772.7575 | -443.2421 | 10.9431 | 14.0476 | 21.9022 | 5.168
2035 | 5652 | MW | 446.3757 | 573.0109 | 750.4087 | 222.3753 | -1749.6716 | -1486.2878 | -1692.6815 | -3828.6571 | -798.5161 | -473.2924 | 10.9431 | 14.0476 | 21.9022 | 5.168
2035 | 5653 | MW | 502.1726 | 644.6372 | 823.6193 | 250.1722 | -1860.7618 | -1557.0634 | -1773.2854 | -4071.7464 | -798.5161 | -495.8301 | 13.6789 | 17.5595 | 43.8044 | 6.8907
2035 | 5654 | MW | 546.8102 | 701.9383 | 896.8299 | 272.4097 | -1916.307 | -1627.839 | -1853.8893 | -4193.2911 | -824.2747 | -518.3679 | 13.6789 | 17.5595 | 43.8044 | 6.8907
2035 | 5655 | MW | 234.3472 | 300.8307 | 384.3557 | 111.1876 | -1971.8521 | -1675.0228 | -1907.6252 | -4314.8358 | -837.154 | -533.393 | 13.6789 | 17.5595 | 43.8044 | 6.8907
2035 | 5656 | MW | 267.8254 | 343.8065 | 439.2636 | 127.8658 | -1999.6247 | -1698.6146 | -1934.4931 | -4375.6081 | -862.9126 | -540.9056 | 0 | 0 | 0 | 1.7227
2035 | 5657 | MW | 278.9848 | 358.1318 | 475.8689 | 138.9845 | -1916.307 | -1675.0228 | -1907.6252 | -4193.2911 | -862.9126 | -533.393 | -68.3944 | -87.7977 | -262.8262 | -24.1176
2035 | 5658 | MW | 290.1442 | 372.4571 | 475.8689 | 138.9845 | -1749.6716 | -1557.0634 | -1773.2854 | -3828.6571 | -798.5161 | -495.8301 | -71.1302 | -91.3096 | -284.7284 | -24.1176
2035 | 5659 | MW | 290.1442 | 372.4571 | 475.8689 | 144.5439 | -1555.2636 | -1415.5122 | -1612.0776 | -3403.2507 | -708.3611 | -450.7547 | -73.866 | -94.8215 | -284.7284 | -24.1176
2035 | 5660 | MW | 959.7077 | 1231.9734 | 1574.0279 | 478.1068 | -1444.1734 | -1344.7366 | -1531.4737 | -3160.1614 | -656.8439 | -428.2169 | -73.866 | -94.8215 | -262.8262 | -24.1176
2035 | 5661 | MW | 948.5483 | 1217.6481 | 1555.7253 | 478.1068 | -1305.3105 | -1250.3691 | -1424.0019 | -2856.2997 | -618.206 | -398.1666 | -71.1302 | -91.3096 | -262.8262 | -22.3949
2035 | 5662 | MW | 903.9107 | 1160.347 | 1482.5147 | 455.8693 | -1138.6752 | -1108.8179 | -1262.7941 | -2491.6657 | -553.8096 | -353.0912 | 0 | 0 | 0 | 1.7227
2035 | 5663 | MW | 881.592 | 1131.6965 | 1445.9094 | 439.1912 | -972.0398 | -967.2667 | -1101.5864 | -2127.0317 | -476.5338 | -308.0157 | 16.4147 | 21.0714 | 43.8044 | 6.8907
2035 | 5664 | MW | 814.6356 | 1045.7448 | 1336.0935 | 405.8349 | -833.1769 | -825.7154 | -940.3786 | -1823.17 | -399.2581 | -262.9402 | 16.4147 | 21.0714 | 43.8044 | 6.8907
2035 | 5665 | MW | 725.3605 | 931.1427 | 1189.6723 | 361.3598 | -722.0867 | -731.348 | -832.9068 | -1580.0807 | -347.7409 | -232.8899 | 10.9431 | 14.0476 | 87.6087 | 10.3361
2035 | 5666 | MW | 636.0853 | 816.5405 | 1043.2511 | 316.8848 | -666.5416 | -684.1642 | -779.1708 | -1458.536 | -334.8616 | -217.8648 | 8.2073 | 10.5357 | 65.7066 | 10.3361
2035 | 5667 | MW | 546.8102 | 701.9383 | 896.8299 | 272.4097 | -666.5416 | -660.5724 | -752.3029 | -1458.536 | -321.9823 | -210.3522 | 8.2073 | 10.5357 | 65.7066 | 8.6134
2035 | 5668 | MW | 479.8539 | 615.9867 | 787.014 | 233.494 | -638.769 | -660.5724 | -752.3029 | -1397.7637 | -321.9823 | -210.3522 | 8.2073 | 10.5357 | 65.7066 | 8.6134
2035 | 5669 | MW | 435.2163 | 558.6856 | 713.8034 | 211.2565 | -666.5416 | -660.5724 | -752.3029 | -1458.536 | -334.8616 | -210.3522 | 8.2073 | 10.5357 | 65.7066 | 6.8907
2035 | 5670 | MW | 390.5787 | 501.3845 | 640.5928 | 189.019 | -694.3141 | -636.9805 | -725.4349 | -1519.3084 | -360.6202 | -202.8396 | 5.4716 | 7.0238 | 65.7066 | 6.8907
2035 | 5671 | MW | 357.1005 | 458.4087 | 585.6848 | 172.3408 | -777.6318 | -707.7561 | -806.0388 | -1701.6254 | -412.1373 | -225.3773 | 8.2073 | 10.5357 | 65.7066 | 3.4454
2035 | 5672 | MW | 301.3036 | 386.7823 | 494.1716 | 150.1033 | -916.4946 | -802.1236 | -913.5106 | -2005.487 | -463.6545 | -255.4276 | 8.2073 | 10.5357 | 65.7066 | 3.4454
2035 | 5673 | MW | 290.1442 | 372.4571 | 457.5663 | 150.1033 | -1083.13 | -920.0829 | -1047.8504 | -2370.1211 | -528.051 | -292.9905 | 8.2073 | 10.5357 | 65.7066 | 5.168
2035 | 5674 | MW | 301.3036 | 386.7823 | 494.1716 | 155.6627 | -1221.9929 | -1038.0423 | -1182.1902 | -2673.9827 | -579.5681 | -330.5534 | 8.2073 | 10.5357 | 87.6087 | 5.168
2035 | 5675 | MW | 357.1005 | 458.4087 | 585.6848 | 177.9002 | -1388.6282 | -1132.4098 | -1289.6621 | -3038.6167 | -643.9646 | -360.6037 | 8.2073 | 10.5357 | 87.6087 | 5.168
2035 | 5676 | MW | 457.5351 | 587.3361 | 732.106 | 233.494 | -1527.4911 | -1226.7772 | -1397.1339 | -3342.4784 | -682.6025 | -390.654 | 8.2073 | 10.5357 | 109.5109 | 5.168
2035 | 5677 | MW | 502.1726 | 644.6372 | 823.6193 | 255.7316 | -1638.5813 | -1297.5528 | -1477.7378 | -3585.5677 | -721.2404 | -413.1918 | 8.2073 | 10.5357 | 109.5109 | 5.168
2035 | 5678 | MW | 557.9696 | 716.2636 | 896.8299 | 283.5285 | -1721.899 | -1344.7366 | -1531.4737 | -3767.8848 | -759.8782 | -428.2169 | 10.9431 | 14.0476 | 131.4131 | 6.8907
2035 | 5679 | MW | 212.0284 | 272.1802 | 347.7504 | 111.1876 | -1805.2167 | -1415.5122 | -1612.0776 | -3950.2018 | -785.6368 | -450.7547 | 10.9431 | 14.0476 | 153.3153 | 6.8907
2035 | 5680 | MW | 234.3472 | 300.8307 | 402.6583 | 116.747 | -1805.2167 | -1462.6959 | -1665.8135 | -3950.2018 | -811.3954 | -465.7798 | 0 | 0 | 87.6087 | 1.7227
2035 | 5681 | MW | 267.8254 | 343.8065 | 439.2636 | 133.4252 | -1805.2167 | -1486.2878 | -1692.6815 | -3950.2018 | -824.2747 | -473.2924 | -54.7155 | -70.2381 | -262.8262 | -20.6722
2035 | 5682 | MW | 290.1442 | 372.4571 | 475.8689 | 144.5439 | -1721.899 | -1462.6959 | -1665.8135 | -3767.8848 | -798.5161 | -465.7798 | -60.1871 | -77.262 | -262.8262 | -22.3949
2035 | 5683 | MW | 290.1442 | 372.4571 | 475.8689 | 150.1033 | -1583.0362 | -1391.9203 | -1585.2096 | -3464.0231 | -734.1197 | -443.2421 | -65.6586 | -84.2858 | -262.8262 | -22.3949
2035 | 5684 | MW | 970.8671 | 1246.2986 | 1592.3306 | 483.6662 | -1471.9459 | -1321.1447 | -1504.6058 | -3220.9337 | -682.6025 | -420.7044 | -71.1302 | -91.3096 | -240.9241 | -22.3949
2035 | 5685 | MW | 970.8671 | 1246.2986 | 1592.3306 | 483.6662 | -1360.8557 | -1226.7772 | -1397.1339 | -2977.8444 | -643.9646 | -390.654 | -71.1302 | -91.3096 | -219.0219 | -20.6722
2035 | 5686 | MW | 959.7077 | 1231.9734 | 1574.0279 | 472.5475 | -1194.2203 | -1108.8179 | -1262.7941 | -2613.2104 | -566.6889 | -353.0912 | 0 | 0 | 65.7066 | 1.7227
2035 | 5687 | MW | 926.2295 | 1188.9976 | 1519.12 | 455.8693 | -999.8123 | -943.6748 | -1074.7184 | -2187.8041 | -476.5338 | -300.5031 | 16.4147 | 21.0714 | 131.4131 | 6.8907
2035 | 5688 | MW | 859.2732 | 1103.0459 | 1409.3041 | 428.0724 | -833.1769 | -802.1236 | -913.5106 | -1823.17 | -399.2581 | -255.4276 | 13.6789 | 17.5595 | 109.5109 | 6.8907
2035 | 5689 | MW | 769.998 | 988.4437 | 1262.8829 | 383.5973 | -777.6318 | -754.9398 | -859.7747 | -1701.6254 | -373.4995 | -240.4025 | 10.9431 | 14.0476 | 43.8044 | 13.7815
2035 | 5690 | MW | 669.5635 | 859.5163 | 1098.159 | 333.5629 | -694.3141 | -707.7561 | -806.0388 | -1519.3084 | -347.7409 | -225.3773 | 8.2073 | 10.5357 | 43.8044 | 10.3361
2035 | 5691 | MW | 591.4478 | 759.2394 | 970.0405 | 294.6472 | -694.3141 | -684.1642 | -779.1708 | -1519.3084 | -334.8616 | -217.8648 | 8.2073 | 10.5357 | 43.8044 | 8.6134
2035 | 5692 | MW | 513.332 | 658.9625 | 841.9219 | 255.7316 | -694.3141 | -684.1642 | -779.1708 | -1519.3084 | -347.7409 | -217.8648 | 5.4716 | 7.0238 | 43.8044 | 8.6134
2035 | 5693 | MW | 446.3757 | 573.0109 | 732.106 | 227.9347 | -749.8593 | -707.7561 | -806.0388 | -1640.853 | -373.4995 | -225.3773 | 5.4716 | 7.0238 | 21.9022 | 6.8907
2035 | 5694 | MW | 390.5787 | 501.3845 | 640.5928 | 194.5784 | -860.9495 | -754.9398 | -859.7747 | -1883.9424 | -450.7752 | -240.4025 | 5.4716 | 7.0238 | 21.9022 | 6.8907
2035 | 5695 | MW | 323.6224 | 415.4329 | 530.7769 | 161.2221 | -1138.6752 | -990.8585 | -1128.4543 | -2491.6657 | -579.5681 | -315.5283 | 5.4716 | 7.0238 | 43.8044 | 3.4454
2035 | 5696 | MW | 290.1442 | 372.4571 | 494.1716 | 144.5439 | -1499.7185 | -1273.961 | -1450.8698 | -3281.7061 | -734.1197 | -405.6792 | 5.4716 | 7.0238 | 43.8044 | 3.4454
2035 | 5697 | MW | 267.8254 | 343.8065 | 457.5663 | 138.9845 | -1777.4442 | -1509.8797 | -1719.5494 | -3889.4294 | -875.7919 | -480.805 | 8.2073 | 10.5357 | 43.8044 | 5.168
2035 | 5698 | MW | 256.666 | 329.4812 | 420.961 | 133.4252 | -2027.3972 | -1698.6146 | -1934.4931 | -4436.3804 | -978.8262 | -540.9056 | 8.2073 | 10.5357 | 43.8044 | 5.168
2035 | 5699 | MW | 256.666 | 329.4812 | 439.2636 | 133.4252 | -2249.5778 | -1863.7577 | -2122.5689 | -4922.5591 | -1068.9812 | -593.4936 | 8.2073 | 10.5357 | 43.8044 | 5.168
2035 | 5700 | MW | 312.463 | 401.1076 | 512.4742 | 155.6627 | -2388.4406 | -1981.7171 | -2256.9087 | -5226.4208 | -1120.4984 | -631.0565 | 8.2073 | 10.5357 | 65.7066 | 5.168
2035 | 5701 | MW | 345.9411 | 444.0834 | 567.3822 | 166.7815 | -2499.5308 | -2076.0846 | -2364.3805 | -5469.5101 | -1159.1363 | -661.1068 | 8.2073 | 10.5357 | 65.7066 | 6.8907
2035 | 5702 | MW | 379.4193 | 487.0592 | 640.5928 | 183.4596 | -2555.076 | -2194.0439 | -2498.7203 | -5591.0548 | -1184.8949 | -698.6697 | 8.2073 | 10.5357 | 65.7066 | 6.8907
2035 | 5703 | MW | 457.5351 | 587.3361 | 750.4087 | 227.9347 | -2582.8485 | -2241.2276 | -2552.4562 | -5651.8271 | -1197.7742 | -713.6949 | 10.9431 | 14.0476 | 87.6087 | 6.8907
2035 | 5704 | MW | 245.5066 | 315.156 | 402.6583 | 116.747 | -2555.076 | -2241.2276 | -2552.4562 | -5591.0548 | -1197.7742 | -713.6949 | -2.7358 | -3.5119 | 0 | 1.7227
2035 | 5705 | MW | 312.463 | 401.1076 | 512.4742 | 161.2221 | -2499.5308 | -2217.6358 | -2525.5883 | -5469.5101 | -1184.8949 | -706.1823 | -60.1871 | -77.262 | -372.3372 | -29.2856
2035 | 5706 | MW | 357.1005 | 458.4087 | 585.6848 | 183.4596 | -2277.3503 | -2052.4927 | -2337.5125 | -4983.3314 | -1094.7398 | -653.5943 | -65.6586 | -84.2858 | -372.3372 | -32.731
2035 | 5707 | MW | 390.5787 | 501.3845 | 640.5928 | 194.5784 | -1971.8521 | -1745.7984 | -1988.2291 | -4314.8358 | -940.1883 | -555.9308 | -73.866 | -94.8215 | -372.3372 | -32.731
2035 | 5708 | MW | 379.4193 | 487.0592 | 622.2901 | 189.019 | -1721.899 | -1557.0634 | -1773.2854 | -3767.8848 | -811.3954 | -495.8301 | -76.6018 | -98.3334 | -350.435 | -32.731
2035 | 5709 | MW | 1104.7798 | 1418.2019 | 1811.9624 | 555.9382 | -1499.7185 | -1391.9203 | -1585.2096 | -3281.7061 | -721.2404 | -443.2421 | -76.6018 | -98.3334 | -350.435 | -32.731
2035 | 5710 | MW | 1115.9392 | 1432.5272 | 1811.9624 | 555.9382 | -1277.538 | -1203.1854 | -1370.266 | -2795.5274 | -618.206 | -383.1415 | -2.7358 | -3.5119 | 0 | 1.7227
2035 | 5711 | MW | 1048.9828 | 1346.5755 | 1720.4491 | 528.1413 | -1055.3575 | -1014.4504 | -1155.3223 | -2309.3487 | -515.1717 | -323.0408 | 13.6789 | 17.5595 | 65.7066 | 8.6134
2035 | 5712 | MW | 970.8671 | 1246.2986 | 1592.3306 | 489.2256 | -888.7221 | -872.8992 | -994.1145 | -1944.7147 | -425.0166 | -277.9654 | 13.6789 | 17.5595 | 65.7066 | 8.6134
2035 | 5713 | MW | 881.592 | 1131.6965 | 1445.9094 | 439.1912 | -777.6318 | -778.5317 | -886.6427 | -1701.6254 | -373.4995 | -247.9151 | 13.6789 | 17.5595 | 65.7066 | 13.7815
2035 | 5714 | MW | 781.1574 | 1002.769 | 1281.1855 | 389.1567 | -722.0867 | -731.348 | -832.9068 | -1580.0807 | -347.7409 | -232.8899 | 10.9431 | 14.0476 | 43.8044 | 12.0588
2035 | 5715 | MW | 669.5635 | 859.5163 | 1098.159 | 328.0035 | -722.0867 | -707.7561 | -806.0388 | -1580.0807 | -347.7409 | -225.3773 | 8.2073 | 10.5357 | 43.8044 | 10.3361
2035 | 5716 | MW | 557.9696 | 716.2636 | 915.1325 | 277.9691 | -722.0867 | -684.1642 | -779.1708 | -1580.0807 | -347.7409 | -217.8648 | 8.2073 | 10.5357 | 43.8044 | 10.3361
2035 | 5717 | MW | 468.6945 | 601.6614 | 768.7113 | 233.494 | -777.6318 | -731.348 | -832.9068 | -1701.6254 | -373.4995 | -232.8899 | 8.2073 | 10.5357 | 43.8044 | 8.6134
2035 | 5718 | MW | 390.5787 | 501.3845 | 640.5928 | 194.5784 | -888.7221 | -754.9398 | -859.7747 | -1944.7147 | -450.7752 | -240.4025 | 8.2073 | 10.5357 | 43.8044 | 8.6134
2035 | 5719 | MW | 301.3036 | 386.7823 | 512.4742 | 155.6627 | -1166.4477 | -990.8585 | -1128.4543 | -2552.4381 | -579.5681 | -315.5283 | 8.2073 | 10.5357 | 43.8044 | 3.4454
2035 | 5720 | MW | 267.8254 | 343.8065 | 457.5663 | 133.4252 | -1499.7185 | -1250.3691 | -1424.0019 | -3281.7061 | -746.9989 | -398.1666 | 8.2073 | 10.5357 | 43.8044 | 5.168
2035 | 5721 | MW | 234.3472 | 300.8307 | 402.6583 | 116.747 | -1777.4442 | -1486.2878 | -1692.6815 | -3889.4294 | -888.6712 | -473.2924 | 8.2073 | 10.5357 | 43.8044 | 5.168
2035 | 5722 | MW | 223.1878 | 286.5054 | 384.3557 | 116.747 | -2027.3972 | -1698.6146 | -1934.4931 | -4436.3804 | -1004.5848 | -540.9056 | 8.2073 | 10.5357 | 43.8044 | 5.168
2035 | 5723 | MW | 234.3472 | 300.8307 | 384.3557 | 122.3064 | -2221.8052 | -1887.3496 | -2149.4368 | -4861.7868 | -1094.7398 | -601.0062 | 8.2073 | 10.5357 | 65.7066 | 5.168
2035 | 5724 | MW | 278.9848 | 358.1318 | 457.5663 | 144.5439 | -2360.668 | -2028.9008 | -2310.6446 | -5165.6485 | -1146.257 | -646.0817 | 8.2073 | 10.5357 | 65.7066 | 6.8907
2035 | 5725 | MW | 312.463 | 401.1076 | 530.7769 | 155.6627 | -2443.9857 | -2146.8602 | -2444.9844 | -5347.9655 | -1184.8949 | -683.6446 | 10.9431 | 14.0476 | 65.7066 | 6.8907
2035 | 5726 | MW | 357.1005 | 458.4087 | 585.6848 | 177.9002 | -2499.5308 | -2241.2276 | -2552.4562 | -5469.5101 | -1197.7742 | -713.6949 | 10.9431 | 14.0476 | 87.6087 | 6.8907
2035 | 5727 | MW | 446.3757 | 573.0109 | 732.106 | 227.9347 | -2527.3034 | -2288.4114 | -2606.1921 | -5530.2825 | -1210.6535 | -728.72 | 13.6789 | 17.5595 | 87.6087 | 6.8907
2035 | 5728 | MW | 245.5066 | 315.156 | 402.6583 | 122.3064 | -2499.5308 | -2288.4114 | -2606.1921 | -5469.5101 | -1223.5328 | -728.72 | 0 | 0 | 0 | 1.7227
2035 | 5729 | MW | 312.463 | 401.1076 | 494.1716 | 161.2221 | -2416.2131 | -2241.2276 | -2552.4562 | -5287.1931 | -1210.6535 | -713.6949 | -65.6586 | -84.2858 | -416.1416 | -27.5629
2035 | 5730 | MW | 357.1005 | 458.4087 | 585.6848 | 183.4596 | -2194.0326 | -2052.4927 | -2337.5125 | -4801.0144 | -1094.7398 | -653.5943 | -73.866 | -94.8215 | -438.0437 | -31.0083
2035 | 5731 | MW | 390.5787 | 501.3845 | 640.5928 | 194.5784 | -1916.307 | -1769.3902 | -2015.097 | -4193.2911 | -940.1883 | -563.4433 | -79.3375 | -101.8453 | -438.0437 | -32.731
2035 | 5732 | MW | 379.4193 | 487.0592 | 622.2901 | 189.019 | -1694.1265 | -1580.6553 | -1800.1533 | -3707.1124 | -811.3954 | -503.3427 | -84.8091 | -108.8691 | -438.0437 | -32.731
2035 | 5733 | MW | 1082.461 | 1389.5514 | 1793.6597 | 539.26 | -1499.7185 | -1391.9203 | -1585.2096 | -3281.7061 | -721.2404 | -443.2421 | -82.0733 | -105.3572 | -416.1416 | -31.0083
2035 | 5734 | MW | 1093.6204 | 1403.8766 | 1793.6597 | 533.7007 | -1277.538 | -1203.1854 | -1370.266 | -2795.5274 | -618.206 | -383.1415 | 0 | 0 | 0 | 1.7227
2035 | 5735 | MW | 1026.6641 | 1317.925 | 1683.8438 | 505.9038 | -1055.3575 | -1014.4504 | -1155.3223 | -2309.3487 | -515.1717 | -323.0408 | 19.1504 | 24.5833 | 87.6087 | 8.6134
2035 | 5736 | MW | 937.3889 | 1203.3228 | 1537.4226 | 461.4287 | -888.7221 | -872.8992 | -994.1145 | -1944.7147 | -425.0166 | -277.9654 | 16.4147 | 21.0714 | 65.7066 | 6.8907
2035 | 5737 | MW | 848.1138 | 1088.7206 | 1391.0014 | 411.3943 | -805.4044 | -778.5317 | -886.6427 | -1762.3977 | -373.4995 | -247.9151 | 16.4147 | 21.0714 | 43.8044 | 12.0588
2035 | 5738 | MW | 736.5199 | 945.4679 | 1226.2776 | 361.3598 | -749.8593 | -731.348 | -832.9068 | -1640.853 | -360.6202 | -232.8899 | 13.6789 | 17.5595 | 21.9022 | 12.0588
2035 | 5739 | MW | 624.9259 | 802.2152 | 1024.9484 | 305.766 | -722.0867 | -707.7561 | -806.0388 | -1580.0807 | -347.7409 | -225.3773 | 10.9431 | 14.0476 | 21.9022 | 10.3361
2035 | 5740 | MW | 513.332 | 658.9625 | 841.9219 | 255.7316 | -722.0867 | -707.7561 | -806.0388 | -1580.0807 | -347.7409 | -225.3773 | 10.9431 | 14.0476 | 21.9022 | 10.3361
2035 | 5741 | MW | 424.0569 | 544.3603 | 695.5007 | 211.2565 | -777.6318 | -731.348 | -832.9068 | -1701.6254 | -373.4995 | -232.8899 | 8.2073 | 10.5357 | 21.9022 | 8.6134
2035 | 5742 | MW | 345.9411 | 444.0834 | 567.3822 | 177.9002 | -888.7221 | -754.9398 | -859.7747 | -1944.7147 | -450.7752 | -240.4025 | 8.2073 | 10.5357 | 21.9022 | 8.6134
2035 | 5743 | MW | 278.9848 | 358.1318 | 457.5663 | 138.9845 | -1166.4477 | -990.8585 | -1128.4543 | -2552.4381 | -579.5681 | -315.5283 | 8.2073 | 10.5357 | 21.9022 | 3.4454
2035 | 5744 | MW | 245.5066 | 315.156 | 420.961 | 122.3064 | -1499.7185 | -1250.3691 | -1424.0019 | -3281.7061 | -746.9989 | -398.1666 | 10.9431 | 14.0476 | 21.9022 | 3.4454
2035 | 5745 | MW | 223.1878 | 286.5054 | 366.053 | 111.1876 | -1777.4442 | -1486.2878 | -1692.6815 | -3889.4294 | -888.6712 | -473.2924 | 10.9431 | 14.0476 | 21.9022 | 5.168
2035 | 5746 | MW | 212.0284 | 272.1802 | 347.7504 | 111.1876 | -2027.3972 | -1675.0228 | -1907.6252 | -4436.3804 | -991.7055 | -533.393 | 10.9431 | 14.0476 | 43.8044 | 5.168
2035 | 5747 | MW | 234.3472 | 300.8307 | 384.3557 | 116.747 | -2221.8052 | -1863.7577 | -2122.5689 | -4861.7868 | -1081.8605 | -593.4936 | 10.9431 | 14.0476 | 43.8044 | 6.8907
2035 | 5748 | MW | 278.9848 | 358.1318 | 439.2636 | 144.5439 | -2332.8955 | -1981.7171 | -2256.9087 | -5104.8761 | -1133.3777 | -631.0565 | 10.9431 | 14.0476 | 43.8044 | 6.8907
2035 | 5749 | MW | 312.463 | 401.1076 | 512.4742 | 155.6627 | -2416.2131 | -2099.6764 | -2391.2485 | -5287.1931 | -1172.0156 | -668.6194 | 13.6789 | 17.5595 | 65.7066 | 8.6134
2035 | 5750 | MW | 345.9411 | 444.0834 | 567.3822 | 172.3408 | -2471.7583 | -2170.452 | -2471.8523 | -5408.7378 | -1197.7742 | -691.1572 | 13.6789 | 17.5595 | 65.7066 | 8.6134
2035 | 5751 | MW | 435.2163 | 558.6856 | 713.8034 | 222.3753 | -2499.5308 | -2170.452 | -2471.8523 | -5469.5101 | -1210.6535 | -691.1572 | 16.4147 | 21.0714 | 65.7066 | 10.3361
2035 | 5752 | MW | 245.5066 | 315.156 | 402.6583 | 122.3064 | -2499.5308 | -2170.452 | -2471.8523 | -5469.5101 | -1210.6535 | -691.1572 | 0 | 0 | -21.9022 | 1.7227
2035 | 5753 | MW | 312.463 | 401.1076 | 512.4742 | 161.2221 | -2416.2131 | -2099.6764 | -2391.2485 | -5287.1931 | -1184.8949 | -668.6194 | -73.866 | -94.8215 | -416.1416 | -34.4537
2035 | 5754 | MW | 357.1005 | 458.4087 | 585.6848 | 183.4596 | -2221.8052 | -1934.5333 | -2203.1727 | -4861.7868 | -1094.7398 | -616.0314 | -82.0733 | -105.3572 | -416.1416 | -34.4537
2035 | 5755 | MW | 390.5787 | 501.3845 | 640.5928 | 194.5784 | -1944.0795 | -1675.0228 | -1907.6252 | -4254.0634 | -940.1883 | -533.393 | -87.5449 | -112.381 | -416.1416 | -32.731
2035 | 5756 | MW | 379.4193 | 487.0592 | 622.2901 | 194.5784 | -1721.899 | -1533.4715 | -1746.4174 | -3767.8848 | -824.2747 | -488.3176 | -90.2806 | -115.8929 | -394.2394 | -31.0083
2035 | 5757 | MW | 1082.461 | 1389.5514 | 1775.3571 | 539.26 | -1527.4911 | -1368.3285 | -1558.3417 | -3342.4784 | -734.1197 | -435.7295 | -90.2806 | -115.8929 | -372.3372 | -29.2856
2035 | 5758 | MW | 1082.461 | 1389.5514 | 1775.3571 | 544.8194 | -1305.3105 | -1203.1854 | -1370.266 | -2856.2997 | -631.0853 | -383.1415 | 0 | 0 | -21.9022 | 1.7227
2035 | 5759 | MW | 1015.5047 | 1303.5997 | 1665.5412 | 511.4631 | -1055.3575 | -1014.4504 | -1155.3223 | -2309.3487 | -515.1717 | -323.0408 | 21.8862 | 28.0953 | 65.7066 | 8.6134
2035 | 5760 | MW | 926.2295 | 1188.9976 | 1519.12 | 466.9881 | -888.7221 | -872.8992 | -994.1145 | -1944.7147 | -437.8959 | -277.9654 | 19.1504 | 24.5833 | 43.8044 | 6.8907
2035 | 5761 | MW | 836.9544 | 1074.3954 | 1372.6988 | 416.9536 | -805.4044 | -778.5317 | -886.6427 | -1762.3977 | -386.3788 | -247.9151 | 16.4147 | 21.0714 | 65.7066 | 15.5041
2035 | 5762 | MW | 736.5199 | 945.4679 | 1207.9749 | 366.9192 | -749.8593 | -731.348 | -832.9068 | -1640.853 | -373.4995 | -232.8899 | 13.6789 | 17.5595 | 43.8044 | 12.0588
2035 | 5763 | MW | 613.7666 | 787.8899 | 1006.6458 | 305.766 | -722.0867 | -707.7561 | -806.0388 | -1580.0807 | -360.6202 | -225.3773 | 10.9431 | 14.0476 | 43.8044 | 10.3361
2035 | 5764 | MW | 502.1726 | 644.6372 | 823.6193 | 255.7316 | -749.8593 | -707.7561 | -806.0388 | -1640.853 | -360.6202 | -225.3773 | 8.2073 | 10.5357 | 43.8044 | 10.3361
2035 | 5765 | MW | 412.8975 | 530.0351 | 677.1981 | 211.2565 | -777.6318 | -731.348 | -832.9068 | -1701.6254 | -386.3788 | -232.8899 | 8.2073 | 10.5357 | 43.8044 | 8.6134
2035 | 5766 | MW | 345.9411 | 444.0834 | 567.3822 | 177.9002 | -888.7221 | -754.9398 | -859.7747 | -1944.7147 | -476.5338 | -240.4025 | 8.2073 | 10.5357 | 43.8044 | 8.6134
2035 | 5767 | MW | 267.8254 | 343.8065 | 457.5663 | 133.4252 | -1166.4477 | -990.8585 | -1128.4543 | -2552.4381 | -605.3267 | -315.5283 | 8.2073 | 10.5357 | 43.8044 | 3.4454
2035 | 5768 | MW | 245.5066 | 315.156 | 420.961 | 122.3064 | -1499.7185 | -1273.961 | -1450.8698 | -3281.7061 | -772.7575 | -405.6792 | 8.2073 | 10.5357 | 43.8044 | 5.168
2035 | 5769 | MW | 223.1878 | 286.5054 | 366.053 | 111.1876 | -1777.4442 | -1533.4715 | -1746.4174 | -3889.4294 | -914.4297 | -488.3176 | 10.9431 | 14.0476 | 43.8044 | 5.168
2035 | 5770 | MW | 223.1878 | 286.5054 | 366.053 | 111.1876 | -1971.8521 | -1745.7984 | -1988.2291 | -4314.8358 | -1004.5848 | -555.9308 | 10.9431 | 14.0476 | 65.7066 | 5.168
2035 | 5771 | MW | 234.3472 | 300.8307 | 384.3557 | 116.747 | -2166.2601 | -1910.9415 | -2176.3048 | -4740.2421 | -1094.7398 | -608.5188 | 10.9431 | 14.0476 | 65.7066 | 5.168
2035 | 5772 | MW | 278.9848 | 358.1318 | 457.5663 | 138.9845 | -2305.1229 | -1981.7171 | -2256.9087 | -5044.1038 | -1133.3777 | -631.0565 | 10.9431 | 14.0476 | 65.7066 | 6.8907
2035 | 5773 | MW | 312.463 | 401.1076 | 512.4742 | 155.6627 | -2388.4406 | -2028.9008 | -2310.6446 | -5226.4208 | -1159.1363 | -646.0817 | 10.9431 | 14.0476 | 87.6087 | 6.8907
2035 | 5774 | MW | 345.9411 | 444.0834 | 585.6848 | 172.3408 | -2471.7583 | -2099.6764 | -2391.2485 | -5408.7378 | -1184.8949 | -668.6194 | 13.6789 | 17.5595 | 109.5109 | 8.6134
2035 | 5775 | MW | 435.2163 | 558.6856 | 713.8034 | 222.3753 | -2499.5308 | -2146.8602 | -2444.9844 | -5469.5101 | -1197.7742 | -683.6446 | 16.4147 | 21.0714 | 109.5109 | 8.6134
2035 | 5776 | MW | 245.5066 | 315.156 | 402.6583 | 122.3064 | -2471.7583 | -2146.8602 | -2444.9844 | -5408.7378 | -1184.8949 | -683.6446 | 0 | 0 | 0 | 1.7227
2035 | 5777 | MW | 312.463 | 401.1076 | 512.4742 | 161.2221 | -2416.2131 | -2123.2683 | -2418.1164 | -5287.1931 | -1159.1363 | -676.132 | -79.3375 | -101.8453 | -459.9459 | -34.4537
2035 | 5778 | MW | 357.1005 | 458.4087 | 585.6848 | 183.4596 | -2194.0326 | -1958.1252 | -2230.0407 | -4801.0144 | -1056.102 | -623.544 | -90.2806 | -115.8929 | -481.8481 | -36.1763
2035 | 5779 | MW | 390.5787 | 501.3845 | 640.5928 | 194.5784 | -1888.5344 | -1698.6146 | -1934.4931 | -4132.5188 | -901.5504 | -540.9056 | -95.7522 | -122.9167 | -459.9459 | -37.899
2035 | 5780 | MW | 390.5787 | 501.3845 | 640.5928 | 194.5784 | -1666.3539 | -1533.4715 | -1746.4174 | -3646.3401 | -798.5161 | -488.3176 | -98.488 | -126.4287 | -459.9459 | -36.1763
2035 | 5781 | MW | 1082.461 | 1389.5514 | 1757.0544 | 539.26 | -1499.7185 | -1391.9203 | -1585.2096 | -3281.7061 | -721.2404 | -443.2421 | -98.488 | -126.4287 | -438.0437 | -34.4537
2035 | 5782 | MW | 1082.461 | 1389.5514 | 1775.3571 | 539.26 | -1277.538 | -1203.1854 | -1370.266 | -2795.5274 | -618.206 | -383.1415 | 0 | 0 | 0 | 1.7227
2035 | 5783 | MW | 1015.5047 | 1303.5997 | 1665.5412 | 505.9038 | -1083.13 | -1014.4504 | -1155.3223 | -2370.1211 | -515.1717 | -323.0408 | 21.8862 | 28.0953 | 87.6087 | 10.3361
2035 | 5784 | MW | 926.2295 | 1188.9976 | 1519.12 | 466.9881 | -888.7221 | -872.8992 | -994.1145 | -1944.7147 | -437.8959 | -277.9654 | 19.1504 | 24.5833 | 87.6087 | 8.6134
2035 | 5785 | MW | 836.9544 | 1074.3954 | 1354.3961 | 422.513 | -777.6318 | -778.5317 | -886.6427 | -1701.6254 | -373.4995 | -247.9151 | 13.6789 | 17.5595 | 43.8044 | 13.7815
2035 | 5786 | MW | 725.3605 | 931.1427 | 1171.3696 | 366.9192 | -749.8593 | -731.348 | -832.9068 | -1640.853 | -360.6202 | -232.8899 | 10.9431 | 14.0476 | 43.8044 | 12.0588
2035 | 5787 | MW | 613.7666 | 787.8899 | 988.3431 | 305.766 | -722.0867 | -684.1642 | -779.1708 | -1580.0807 | -347.7409 | -217.8648 | 8.2073 | 10.5357 | 43.8044 | 10.3361
2035 | 5788 | MW | 502.1726 | 644.6372 | 823.6193 | 250.1722 | -722.0867 | -684.1642 | -779.1708 | -1580.0807 | -347.7409 | -217.8648 | 8.2073 | 10.5357 | 43.8044 | 8.6134
2035 | 5789 | MW | 401.7381 | 515.7098 | 658.8954 | 200.1377 | -777.6318 | -731.348 | -832.9068 | -1701.6254 | -373.4995 | -232.8899 | 8.2073 | 10.5357 | 21.9022 | 8.6134
2035 | 5790 | MW | 323.6224 | 415.4329 | 530.7769 | 161.2221 | -888.7221 | -754.9398 | -859.7747 | -1944.7147 | -450.7752 | -240.4025 | 8.2073 | 10.5357 | 21.9022 | 8.6134
2035 | 5791 | MW | 267.8254 | 343.8065 | 457.5663 | 127.8658 | -1138.6752 | -967.2667 | -1101.5864 | -2491.6657 | -566.6889 | -308.0157 | 8.2073 | 10.5357 | 43.8044 | 3.4454
2035 | 5792 | MW | 245.5066 | 315.156 | 420.961 | 122.3064 | -1444.1734 | -1250.3691 | -1424.0019 | -3160.1614 | -721.2404 | -398.1666 | 8.2073 | 10.5357 | 43.8044 | 3.4454
2035 | 5793 | MW | 223.1878 | 286.5054 | 384.3557 | 100.0689 | -1749.6716 | -1486.2878 | -1692.6815 | -3828.6571 | -837.154 | -473.2924 | 8.2073 | 10.5357 | 43.8044 | 5.168
2035 | 5794 | MW | 200.8691 | 257.8549 | 347.7504 | 100.0689 | -1971.8521 | -1698.6146 | -1934.4931 | -4314.8358 | -940.1883 | -540.9056 | 8.2073 | 10.5357 | 43.8044 | 5.168
2035 | 5795 | MW | 223.1878 | 286.5054 | 366.053 | 111.1876 | -2138.4875 | -1863.7577 | -2122.5689 | -4679.4698 | -1017.4641 | -593.4936 | 10.9431 | 14.0476 | 43.8044 | 5.168
2035 | 5796 | MW | 278.9848 | 358.1318 | 457.5663 | 138.9845 | -2249.5778 | -1958.1252 | -2230.0407 | -4922.5591 | -1056.102 | -623.544 | 10.9431 | 14.0476 | 65.7066 | 5.168
2035 | 5797 | MW | 301.3036 | 386.7823 | 512.4742 | 155.6627 | -2305.1229 | -2005.3089 | -2283.7766 | -5044.1038 | -1081.8605 | -638.5691 | 10.9431 | 14.0476 | 65.7066 | 6.8907
2035 | 5798 | MW | 357.1005 | 458.4087 | 585.6848 | 177.9002 | -2360.668 | -2076.0846 | -2364.3805 | -5165.6485 | -1107.6191 | -661.1068 | 13.6789 | 17.5595 | 65.7066 | 6.8907
2035 | 5799 | MW | 435.2163 | 558.6856 | 713.8034 | 216.8159 | -2416.2131 | -2076.0846 | -2364.3805 | -5287.1931 | -1120.4984 | -661.1068 | 13.6789 | 17.5595 | 87.6087 | 8.6134
2035 | 5800 | MW | 234.3472 | 300.8307 | 384.3557 | 116.747 | -2388.4406 | -2052.4927 | -2337.5125 | -5226.4208 | -1107.6191 | -653.5943 | 0 | 0 | 0 | 1.7227
2035 | 5801 | MW | 301.3036 | 386.7823 | 494.1716 | 150.1033 | -2305.1229 | -1981.7171 | -2256.9087 | -5044.1038 | -1081.8605 | -631.0565 | -68.3944 | -87.7977 | -394.2394 | -32.731
2035 | 5802 | MW | 345.9411 | 444.0834 | 567.3822 | 177.9002 | -2082.9424 | -1816.574 | -2068.8329 | -4557.9251 | -978.8262 | -578.4685 | -73.866 | -94.8215 | -394.2394 | -34.4537
2035 | 5803 | MW | 379.4193 | 487.0592 | 622.2901 | 194.5784 | -1805.2167 | -1580.6553 | -1800.1533 | -3950.2018 | -850.0333 | -503.3427 | -76.6018 | -98.3334 | -394.2394 | -36.1763
2035 | 5804 | MW | 379.4193 | 487.0592 | 622.2901 | 189.019 | -1610.8088 | -1462.6959 | -1665.8135 | -3524.7954 | -746.9989 | -465.7798 | -76.6018 | -98.3334 | -372.3372 | -36.1763
2035 | 5805 | MW | 1071.3016 | 1375.2261 | 1757.0544 | 539.26 | -1444.1734 | -1321.1447 | -1504.6058 | -3160.1614 | -682.6025 | -420.7044 | -73.866 | -94.8215 | -350.435 | -34.4537
2035 | 5806 | MW | 1082.461 | 1389.5514 | 1775.3571 | 539.26 | -1249.7654 | -1179.5935 | -1343.398 | -2734.7551 | -605.3267 | -375.6289 | 0 | 0 | 0 | 1.7227
2035 | 5807 | MW | 1015.5047 | 1303.5997 | 1665.5412 | 511.4631 | -1055.3575 | -1014.4504 | -1155.3223 | -2309.3487 | -502.2924 | -323.0408 | 16.4147 | 21.0714 | 65.7066 | 10.3361
2035 | 5808 | MW | 937.3889 | 1203.3228 | 1519.12 | 466.9881 | -888.7221 | -872.8992 | -994.1145 | -1944.7147 | -425.0166 | -277.9654 | 16.4147 | 21.0714 | 65.7066 | 8.6134
2035 | 5809 | MW | 836.9544 | 1074.3954 | 1372.6988 | 422.513 | -722.0867 | -754.9398 | -859.7747 | -1580.0807 | -360.6202 | -240.4025 | 10.9431 | 14.0476 | 87.6087 | 12.0588
2035 | 5810 | MW | 725.3605 | 931.1427 | 1189.6723 | 366.9192 | -694.3141 | -707.7561 | -806.0388 | -1519.3084 | -334.8616 | -225.3773 | 10.9431 | 14.0476 | 87.6087 | 8.6134
2035 | 5811 | MW | 613.7666 | 787.8899 | 1006.6458 | 300.2066 | -666.5416 | -684.1642 | -779.1708 | -1458.536 | -321.9823 | -217.8648 | 8.2073 | 10.5357 | 65.7066 | 8.6134
2035 | 5812 | MW | 502.1726 | 644.6372 | 823.6193 | 244.6128 | -666.5416 | -660.5724 | -752.3029 | -1458.536 | -321.9823 | -210.3522 | 8.2073 | 10.5357 | 65.7066 | 6.8907
2035 | 5813 | MW | 424.0569 | 544.3603 | 695.5007 | 205.6971 | -694.3141 | -684.1642 | -779.1708 | -1519.3084 | -334.8616 | -217.8648 | 8.2073 | 10.5357 | 65.7066 | 6.8907
2035 | 5814 | MW | 368.2599 | 472.734 | 585.6848 | 183.4596 | -722.0867 | -636.9805 | -725.4349 | -1580.0807 | -373.4995 | -202.8396 | 8.2073 | 10.5357 | 65.7066 | 6.8907
2035 | 5815 | MW | 323.6224 | 415.4329 | 530.7769 | 155.6627 | -860.9495 | -778.5317 | -886.6427 | -1883.9424 | -450.7752 | -247.9151 | 8.2073 | 10.5357 | 65.7066 | 3.4454
2035 | 5816 | MW | 301.3036 | 386.7823 | 494.1716 | 144.5439 | -1055.3575 | -920.0829 | -1047.8504 | -2309.3487 | -553.8096 | -292.9905 | 8.2073 | 10.5357 | 65.7066 | 3.4454
2035 | 5817 | MW | 267.8254 | 343.8065 | 439.2636 | 133.4252 | -1249.7654 | -1061.6341 | -1209.0582 | -2734.7551 | -656.8439 | -338.066 | 8.2073 | 10.5357 | 65.7066 | 5.168
2035 | 5818 | MW | 301.3036 | 386.7823 | 494.1716 | 150.1033 | -1388.6282 | -1179.5935 | -1343.398 | -3038.6167 | -708.3611 | -375.6289 | 8.2073 | 10.5357 | 87.6087 | 5.168
2035 | 5819 | MW | 368.2599 | 472.734 | 603.9875 | 177.9002 | -1499.7185 | -1273.961 | -1450.8698 | -3281.7061 | -759.8782 | -405.6792 | 10.9431 | 14.0476 | 87.6087 | 5.168
2035 | 5820 | MW | 446.3757 | 573.0109 | 732.106 | 216.8159 | -1610.8088 | -1321.1447 | -1504.6058 | -3524.7954 | -798.5161 | -420.7044 | 10.9431 | 14.0476 | 109.5109 | 5.168
2035 | 5821 | MW | 502.1726 | 644.6372 | 823.6193 | 250.1722 | -1694.1265 | -1368.3285 | -1558.3417 | -3707.1124 | -811.3954 | -435.7295 | 10.9431 | 14.0476 | 131.4131 | 5.168
2035 | 5822 | MW | 546.8102 | 701.9383 | 896.8299 | 272.4097 | -1749.6716 | -1415.5122 | -1612.0776 | -3828.6571 | -837.154 | -450.7547 | 10.9431 | 14.0476 | 153.3153 | 5.168
2035 | 5823 | MW | 212.0284 | 272.1802 | 366.053 | 105.6283 | -1777.4442 | -1439.1041 | -1638.9456 | -3889.4294 | -850.0333 | -458.2672 | 13.6789 | 17.5595 | 153.3153 | 6.8907
2035 | 5824 | MW | 245.5066 | 315.156 | 402.6583 | 122.3064 | -1777.4442 | -1462.6959 | -1665.8135 | -3889.4294 | -850.0333 | -465.7798 | 0 | 0 | 87.6087 | 1.7227
2035 | 5825 | MW | 278.9848 | 358.1318 | 457.5663 | 138.9845 | -1721.899 | -1462.6959 | -1665.8135 | -3767.8848 | -850.0333 | -465.7798 | -62.9229 | -80.7739 | -262.8262 | -20.6722
2035 | 5826 | MW | 290.1442 | 372.4571 | 475.8689 | 144.5439 | -1583.0362 | -1344.7366 | -1531.4737 | -3464.0231 | -785.6368 | -428.2169 | -68.3944 | -87.7977 | -262.8262 | -22.3949
2035 | 5827 | MW | 290.1442 | 372.4571 | 475.8689 | 138.9845 | -1471.9459 | -1273.961 | -1450.8698 | -3220.9337 | -708.3611 | -405.6792 | -71.1302 | -91.3096 | -262.8262 | -24.1176
2035 | 5828 | MW | 959.7077 | 1231.9734 | 1555.7253 | 478.1068 | -1388.6282 | -1226.7772 | -1397.1339 | -3038.6167 | -656.8439 | -390.654 | -73.866 | -94.8215 | -240.9241 | -24.1176
2035 | 5829 | MW | 959.7077 | 1231.9734 | 1574.0279 | 478.1068 | -1277.538 | -1156.0016 | -1316.53 | -2795.5274 | -605.3267 | -368.1163 | -71.1302 | -91.3096 | -240.9241 | -22.3949
2035 | 5830 | MW | 926.2295 | 1188.9976 | 1519.12 | 461.4287 | -1110.9026 | -1038.0423 | -1182.1902 | -2430.8934 | -540.9303 | -330.5534 | 0 | 0 | 65.7066 | 1.7227
2035 | 5831 | MW | 892.7514 | 1146.0217 | 1464.212 | 444.7506 | -944.2672 | -920.0829 | -1047.8504 | -2066.2594 | -450.7752 | -292.9905 | 16.4147 | 21.0714 | 131.4131 | 6.8907
2035 | 5832 | MW | 825.795 | 1060.0701 | 1354.3961 | 411.3943 | -805.4044 | -778.5317 | -886.6427 | -1762.3977 | -386.3788 | -247.9151 | 13.6789 | 17.5595 | 109.5109 | 6.8907
2035 | 5833 | MW | 736.5199 | 945.4679 | 1207.9749 | 366.9192 | -694.3141 | -707.7561 | -806.0388 | -1519.3084 | -347.7409 | -225.3773 | 8.2073 | 10.5357 | 87.6087 | 12.0588
2035 | 5834 | MW | 647.2447 | 830.8658 | 1061.5537 | 316.8848 | -666.5416 | -660.5724 | -752.3029 | -1458.536 | -334.8616 | -210.3522 | 8.2073 | 10.5357 | 65.7066 | 13.7815
2035 | 5835 | MW | 557.9696 | 716.2636 | 915.1325 | 277.9691 | -638.769 | -660.5724 | -752.3029 | -1397.7637 | -321.9823 | -210.3522 | 8.2073 | 10.5357 | 65.7066 | 12.0588
2035 | 5836 | MW | 502.1726 | 644.6372 | 823.6193 | 244.6128 | -638.769 | -636.9805 | -725.4349 | -1397.7637 | -321.9823 | -202.8396 | 8.2073 | 10.5357 | 65.7066 | 10.3361
2035 | 5837 | MW | 446.3757 | 573.0109 | 732.106 | 216.8159 | -666.5416 | -660.5724 | -752.3029 | -1458.536 | -334.8616 | -210.3522 | 5.4716 | 7.0238 | 43.8044 | 10.3361
2035 | 5838 | MW | 390.5787 | 501.3845 | 640.5928 | 189.019 | -666.5416 | -613.3886 | -698.567 | -1458.536 | -360.6202 | -195.327 | 5.4716 | 7.0238 | 43.8044 | 8.6134
2035 | 5839 | MW | 345.9411 | 444.0834 | 567.3822 | 172.3408 | -777.6318 | -707.7561 | -806.0388 | -1701.6254 | -412.1373 | -225.3773 | 5.4716 | 7.0238 | 43.8044 | 5.168
2035 | 5840 | MW | 312.463 | 401.1076 | 512.4742 | 150.1033 | -888.7221 | -778.5317 | -886.6427 | -1944.7147 | -463.6545 | -247.9151 | 8.2073 | 10.5357 | 65.7066 | 5.168
2035 | 5841 | MW | 301.3036 | 386.7823 | 494.1716 | 150.1033 | -1027.5849 | -896.4911 | -1020.9825 | -2248.5764 | -528.051 | -285.478 | 8.2073 | 10.5357 | 65.7066 | 5.168
2035 | 5842 | MW | 312.463 | 401.1076 | 512.4742 | 155.6627 | -1166.4477 | -1014.4504 | -1155.3223 | -2552.4381 | -579.5681 | -323.0408 | 8.2073 | 10.5357 | 65.7066 | 5.168
2035 | 5843 | MW | 368.2599 | 472.734 | 585.6848 | 189.019 | -1305.3105 | -1132.4098 | -1289.6621 | -2856.2997 | -631.0853 | -360.6037 | 8.2073 | 10.5357 | 87.6087 | 5.168
2035 | 5844 | MW | 446.3757 | 573.0109 | 732.106 | 233.494 | -1416.4008 | -1226.7772 | -1397.1339 | -3099.3891 | -682.6025 | -390.654 | 8.2073 | 10.5357 | 109.5109 | 6.8907
2035 | 5845 | MW | 491.0132 | 630.312 | 805.3166 | 244.6128 | -1527.4911 | -1297.5528 | -1477.7378 | -3342.4784 | -721.2404 | -413.1918 | 8.2073 | 10.5357 | 109.5109 | 6.8907
2035 | 5846 | MW | 535.6508 | 687.613 | 896.8299 | 266.8503 | -1610.8088 | -1368.3285 | -1558.3417 | -3524.7954 | -734.1197 | -435.7295 | 8.2073 | 10.5357 | 131.4131 | 6.8907
2035 | 5847 | MW | 212.0284 | 272.1802 | 347.7504 | 105.6283 | -1666.3539 | -1439.1041 | -1638.9456 | -3646.3401 | -772.7575 | -458.2672 | 8.2073 | 10.5357 | 153.3153 | 6.8907
2035 | 5848 | MW | 234.3472 | 300.8307 | 384.3557 | 111.1876 | -1694.1265 | -1462.6959 | -1665.8135 | -3707.1124 | -785.6368 | -465.7798 | -2.7358 | -3.5119 | 87.6087 | 1.7227
2035 | 5849 | MW | 256.666 | 329.4812 | 420.961 | 127.8658 | -1666.3539 | -1509.8797 | -1719.5494 | -3646.3401 | -811.3954 | -480.805 | -43.7724 | -56.1905 | -262.8262 | -20.6722
2035 | 5850 | MW | 267.8254 | 343.8065 | 439.2636 | 133.4252 | -1583.0362 | -1439.1041 | -1638.9456 | -3464.0231 | -785.6368 | -458.2672 | -46.5082 | -59.7024 | -262.8262 | -20.6722
2035 | 5851 | MW | 278.9848 | 358.1318 | 457.5663 | 138.9845 | -1471.9459 | -1391.9203 | -1585.2096 | -3220.9337 | -734.1197 | -443.2421 | -49.244 | -63.2143 | -240.9241 | -22.3949
2035 | 5852 | MW | 959.7077 | 1231.9734 | 1555.7253 | 489.2256 | -1360.8557 | -1321.1447 | -1504.6058 | -2977.8444 | -682.6025 | -420.7044 | -54.7155 | -70.2381 | -219.0219 | -24.1176
2035 | 5853 | MW | 970.8671 | 1246.2986 | 1574.0279 | 483.6662 | -1249.7654 | -1203.1854 | -1370.266 | -2734.7551 | -631.0853 | -383.1415 | -57.4513 | -73.75 | -219.0219 | -25.8402
2035 | 5854 | MW | 948.5483 | 1217.6481 | 1555.7253 | 472.5475 | -1110.9026 | -1085.226 | -1235.9262 | -2430.8934 | -553.8096 | -345.5786 | -2.7358 | -3.5119 | 65.7066 | 1.7227
2035 | 5855 | MW | 903.9107 | 1160.347 | 1482.5147 | 450.3099 | -916.4946 | -920.0829 | -1047.8504 | -2005.487 | -463.6545 | -292.9905 | 10.9431 | 14.0476 | 109.5109 | 8.6134
2035 | 5856 | MW | 848.1138 | 1088.7206 | 1391.0014 | 422.513 | -777.6318 | -778.5317 | -886.6427 | -1701.6254 | -386.3788 | -247.9151 | 10.9431 | 14.0476 | 109.5109 | 6.8907
2035 | 5857 | MW | 758.8386 | 974.1185 | 1244.5802 | 378.038 | -722.0867 | -707.7561 | -806.0388 | -1580.0807 | -347.7409 | -225.3773 | 10.9431 | 14.0476 | 43.8044 | 10.3361
2035 | 5858 | MW | 669.5635 | 859.5163 | 1098.159 | 328.0035 | -638.769 | -660.5724 | -752.3029 | -1397.7637 | -321.9823 | -210.3522 | 8.2073 | 10.5357 | 43.8044 | 8.6134
2035 | 5859 | MW | 580.2884 | 744.9141 | 951.7378 | 289.0879 | -638.769 | -636.9805 | -725.4349 | -1397.7637 | -321.9823 | -202.8396 | 8.2073 | 10.5357 | 21.9022 | 6.8907
2035 | 5860 | MW | 513.332 | 658.9625 | 823.6193 | 250.1722 | -638.769 | -636.9805 | -725.4349 | -1397.7637 | -321.9823 | -202.8396 | 8.2073 | 10.5357 | 21.9022 | 6.8907
2035 | 5861 | MW | 435.2163 | 558.6856 | 732.106 | 211.2565 | -666.5416 | -636.9805 | -725.4349 | -1458.536 | -334.8616 | -202.8396 | 5.4716 | 7.0238 | 21.9022 | 6.8907
2035 | 5862 | MW | 379.4193 | 487.0592 | 622.2901 | 183.4596 | -666.5416 | -613.3886 | -698.567 | -1458.536 | -360.6202 | -195.327 | 5.4716 | 7.0238 | 21.9022 | 6.8907
2035 | 5863 | MW | 334.7818 | 429.7582 | 549.0795 | 161.2221 | -749.8593 | -684.1642 | -779.1708 | -1640.853 | -412.1373 | -217.8648 | 5.4716 | 7.0238 | 43.8044 | 3.4454
2035 | 5864 | MW | 301.3036 | 386.7823 | 494.1716 | 150.1033 | -888.7221 | -778.5317 | -886.6427 | -1944.7147 | -463.6545 | -247.9151 | 8.2073 | 10.5357 | 43.8044 | 3.4454
2035 | 5865 | MW | 267.8254 | 343.8065 | 457.5663 | 133.4252 | -1055.3575 | -920.0829 | -1047.8504 | -2309.3487 | -528.051 | -292.9905 | 8.2073 | 10.5357 | 43.8044 | 5.168
2035 | 5866 | MW | 256.666 | 329.4812 | 439.2636 | 127.8658 | -1221.9929 | -1038.0423 | -1182.1902 | -2673.9827 | -579.5681 | -330.5534 | 8.2073 | 10.5357 | 43.8044 | 3.4454
2035 | 5867 | MW | 256.666 | 329.4812 | 420.961 | 133.4252 | -1360.8557 | -1132.4098 | -1289.6621 | -2977.8444 | -643.9646 | -360.6037 | 8.2073 | 10.5357 | 43.8044 | 3.4454
2035 | 5868 | MW | 312.463 | 401.1076 | 512.4742 | 161.2221 | -1499.7185 | -1226.7772 | -1397.1339 | -3281.7061 | -695.4818 | -390.654 | 8.2073 | 10.5357 | 43.8044 | 5.168
2035 | 5869 | MW | 334.7818 | 429.7582 | 549.0795 | 172.3408 | -1583.0362 | -1297.5528 | -1477.7378 | -3464.0231 | -746.9989 | -413.1918 | 8.2073 | 10.5357 | 43.8044 | 5.168
2035 | 5870 | MW | 390.5787 | 501.3845 | 622.2901 | 194.5784 | -1666.3539 | -1391.9203 | -1585.2096 | -3646.3401 | -785.6368 | -443.2421 | 10.9431 | 14.0476 | 43.8044 | 5.168
2035 | 5871 | MW | 457.5351 | 587.3361 | 768.7113 | 227.9347 | -1721.899 | -1439.1041 | -1638.9456 | -3767.8848 | -811.3954 | -458.2672 | 10.9431 | 14.0476 | 65.7066 | 5.168
2035 | 5872 | MW | 234.3472 | 300.8307 | 384.3557 | 116.747 | -1721.899 | -1462.6959 | -1665.8135 | -3767.8848 | -824.2747 | -465.7798 | -2.7358 | -3.5119 | 0 | 1.7227
2035 | 5873 | MW | 301.3036 | 386.7823 | 494.1716 | 150.1033 | -1694.1265 | -1486.2878 | -1692.6815 | -3707.1124 | -824.2747 | -473.2924 | -65.6586 | -84.2858 | -284.7284 | -18.9495
2035 | 5874 | MW | 345.9411 | 444.0834 | 567.3822 | 172.3408 | -1583.0362 | -1415.5122 | -1612.0776 | -3464.0231 | -772.7575 | -450.7547 | -71.1302 | -91.3096 | -284.7284 | -20.6722
2035 | 5875 | MW | 379.4193 | 487.0592 | 622.2901 | 189.019 | -1499.7185 | -1344.7366 | -1531.4737 | -3281.7061 | -721.2404 | -428.2169 | -73.866 | -94.8215 | -284.7284 | -20.6722
2035 | 5876 | MW | 379.4193 | 487.0592 | 622.2901 | 183.4596 | -1444.1734 | -1344.7366 | -1531.4737 | -3160.1614 | -682.6025 | -428.2169 | -73.866 | -94.8215 | -284.7284 | -22.3949
2035 | 5877 | MW | 1104.7798 | 1418.2019 | 1811.9624 | 544.8194 | -1333.0831 | -1250.3691 | -1424.0019 | -2917.0721 | -631.0853 | -398.1666 | -73.866 | -94.8215 | -262.8262 | -22.3949
2035 | 5878 | MW | 1104.7798 | 1418.2019 | 1811.9624 | 544.8194 | -1138.6752 | -1108.8179 | -1262.7941 | -2491.6657 | -553.8096 | -353.0912 | -2.7358 | -3.5119 | 0 | 1.7227
2035 | 5879 | MW | 1048.9828 | 1346.5755 | 1720.4491 | 522.5819 | -972.0398 | -943.6748 | -1074.7184 | -2127.0317 | -463.6545 | -300.5031 | 13.6789 | 17.5595 | 43.8044 | 6.8907
2035 | 5880 | MW | 970.8671 | 1246.2986 | 1592.3306 | 483.6662 | -805.4044 | -802.1236 | -913.5106 | -1762.3977 | -386.3788 | -255.4276 | 13.6789 | 17.5595 | 43.8044 | 5.168
2035 | 5881 | MW | 881.592 | 1131.6965 | 1445.9094 | 439.1912 | -749.8593 | -754.9398 | -859.7747 | -1640.853 | -360.6202 | -240.4025 | 16.4147 | 21.0714 | 65.7066 | 17.2268
2035 | 5882 | MW | 781.1574 | 1002.769 | 1281.1855 | 389.1567 | -694.3141 | -707.7561 | -806.0388 | -1519.3084 | -347.7409 | -225.3773 | 13.6789 | 17.5595 | 43.8044 | 12.0588
2035 | 5883 | MW | 669.5635 | 859.5163 | 1098.159 | 328.0035 | -666.5416 | -684.1642 | -779.1708 | -1458.536 | -334.8616 | -217.8648 | 10.9431 | 14.0476 | 43.8044 | 12.0588
2035 | 5884 | MW | 569.129 | 730.5889 | 933.4352 | 272.4097 | -694.3141 | -684.1642 | -779.1708 | -1519.3084 | -334.8616 | -217.8648 | 10.9431 | 14.0476 | 43.8044 | 10.3361
2035 | 5885 | MW | 468.6945 | 601.6614 | 768.7113 | 227.9347 | -749.8593 | -707.7561 | -806.0388 | -1640.853 | -360.6202 | -225.3773 | 8.2073 | 10.5357 | 43.8044 | 10.3361
2035 | 5886 | MW | 390.5787 | 501.3845 | 640.5928 | 189.019 | -860.9495 | -731.348 | -832.9068 | -1883.9424 | -437.8959 | -232.8899 | 8.2073 | 10.5357 | 43.8044 | 8.6134
2035 | 5887 | MW | 312.463 | 401.1076 | 530.7769 | 150.1033 | -1110.9026 | -990.8585 | -1128.4543 | -2430.8934 | -566.6889 | -315.5283 | 8.2073 | 10.5357 | 43.8044 | 5.168
2035 | 5888 | MW | 278.9848 | 358.1318 | 475.8689 | 133.4252 | -1471.9459 | -1250.3691 | -1424.0019 | -3220.9337 | -734.1197 | -398.1666 | 8.2073 | 10.5357 | 43.8044 | 5.168
2035 | 5889 | MW | 234.3472 | 300.8307 | 402.6583 | 111.1876 | -1749.6716 | -1486.2878 | -1692.6815 | -3828.6571 | -875.7919 | -473.2924 | 10.9431 | 14.0476 | 43.8044 | 5.168
2035 | 5890 | MW | 223.1878 | 286.5054 | 366.053 | 111.1876 | -1971.8521 | -1651.4309 | -1880.7572 | -4314.8358 | -965.9469 | -525.8804 | 10.9431 | 14.0476 | 43.8044 | 5.168
2035 | 5891 | MW | 234.3472 | 300.8307 | 384.3557 | 122.3064 | -2166.2601 | -1816.574 | -2068.8329 | -4740.2421 | -1056.102 | -578.4685 | 10.9431 | 14.0476 | 65.7066 | 5.168
2035 | 5892 | MW | 290.1442 | 372.4571 | 475.8689 | 150.1033 | -2277.3503 | -1910.9415 | -2176.3048 | -4983.3314 | -1094.7398 | -608.5188 | 10.9431 | 14.0476 | 65.7066 | 6.8907
2035 | 5893 | MW | 312.463 | 401.1076 | 530.7769 | 161.2221 | -2332.8955 | -1981.7171 | -2256.9087 | -5104.8761 | -1120.4984 | -631.0565 | 13.6789 | 17.5595 | 87.6087 | 8.6134
2035 | 5894 | MW | 368.2599 | 472.734 | 603.9875 | 183.4596 | -2388.4406 | -2099.6764 | -2391.2485 | -5226.4208 | -1146.257 | -668.6194 | 13.6789 | 17.5595 | 87.6087 | 8.6134
2035 | 5895 | MW | 446.3757 | 573.0109 | 732.106 | 222.3753 | -2416.2131 | -2146.8602 | -2444.9844 | -5287.1931 | -1159.1363 | -683.6446 | 16.4147 | 21.0714 | 87.6087 | 10.3361
2035 | 5896 | MW | 234.3472 | 300.8307 | 402.6583 | 116.747 | -2388.4406 | -2170.452 | -2471.8523 | -5226.4208 | -1159.1363 | -691.1572 | 0 | 0 | 0 | 1.7227
2035 | 5897 | MW | 301.3036 | 386.7823 | 494.1716 | 150.1033 | -2332.8955 | -2146.8602 | -2444.9844 | -5104.8761 | -1159.1363 | -683.6446 | -87.5449 | -112.381 | -459.9459 | -36.1763
2035 | 5898 | MW | 345.9411 | 444.0834 | 567.3822 | 172.3408 | -2138.4875 | -1981.7171 | -2256.9087 | -4679.4698 | -1081.8605 | -631.0565 | -95.7522 | -122.9167 | -459.9459 | -36.1763
2035 | 5899 | MW | 379.4193 | 487.0592 | 622.2901 | 189.019 | -1888.5344 | -1745.7984 | -1988.2291 | -4132.5188 | -927.309 | -555.9308 | -101.2237 | -129.9406 | -459.9459 | -37.899
2035 | 5900 | MW | 379.4193 | 487.0592 | 622.2901 | 189.019 | -1666.3539 | -1580.6553 | -1800.1533 | -3646.3401 | -811.3954 | -503.3427 | -103.9595 | -133.4525 | -459.9459 | -39.6217
2035 | 5901 | MW | 1082.461 | 1389.5514 | 1775.3571 | 539.26 | -1444.1734 | -1415.5122 | -1612.0776 | -3160.1614 | -721.2404 | -450.7547 | -103.9595 | -133.4525 | -438.0437 | -41.3444
2035 | 5902 | MW | 1082.461 | 1389.5514 | 1775.3571 | 539.26 | -1249.7654 | -1226.7772 | -1397.1339 | -2734.7551 | -618.206 | -390.654 | 0 | 0 | 0 | 1.7227
2035 | 5903 | MW | 1026.6641 | 1317.925 | 1683.8438 | 511.4631 | -1027.5849 | -1014.4504 | -1155.3223 | -2248.5764 | -515.1717 | -323.0408 | 21.8862 | 28.0953 | 87.6087 | 12.0588
2035 | 5904 | MW | 948.5483 | 1217.6481 | 1537.4226 | 472.5475 | -860.9495 | -872.8992 | -994.1145 | -1883.9424 | -425.0166 | -277.9654 | 19.1504 | 24.5833 | 65.7066 | 10.3361
2035 | 5905 | MW | 859.2732 | 1103.0459 | 1391.0014 | 433.6318 | -749.8593 | -778.5317 | -886.6427 | -1640.853 | -373.4995 | -247.9151 | 10.9431 | 14.0476 | 43.8044 | 13.7815
2035 | 5906 | MW | 747.6793 | 959.7932 | 1226.2776 | 378.038 | -722.0867 | -731.348 | -832.9068 | -1580.0807 | -347.7409 | -232.8899 | 8.2073 | 10.5357 | 43.8044 | 10.3361
2035 | 5907 | MW | 636.0853 | 816.5405 | 1043.2511 | 311.3254 | -694.3141 | -707.7561 | -806.0388 | -1519.3084 | -347.7409 | -225.3773 | 8.2073 | 10.5357 | 21.9022 | 8.6134
2035 | 5908 | MW | 524.4914 | 673.2878 | 860.2246 | 255.7316 | -694.3141 | -684.1642 | -779.1708 | -1519.3084 | -347.7409 | -217.8648 | 8.2073 | 10.5357 | 21.9022 | 8.6134
2035 | 5909 | MW | 435.2163 | 558.6856 | 713.8034 | 216.8159 | -749.8593 | -731.348 | -832.9068 | -1640.853 | -373.4995 | -232.8899 | 5.4716 | 7.0238 | 21.9022 | 6.8907
2035 | 5910 | MW | 357.1005 | 458.4087 | 585.6848 | 172.3408 | -860.9495 | -754.9398 | -859.7747 | -1883.9424 | -450.7752 | -240.4025 | 5.4716 | 7.0238 | 21.9022 | 6.8907
2035 | 5911 | MW | 301.3036 | 386.7823 | 512.4742 | 138.9845 | -1138.6752 | -990.8585 | -1128.4543 | -2491.6657 | -579.5681 | -315.5283 | 5.4716 | 7.0238 | 21.9022 | 3.4454
2035 | 5912 | MW | 267.8254 | 343.8065 | 457.5663 | 122.3064 | -1444.1734 | -1250.3691 | -1424.0019 | -3160.1614 | -734.1197 | -398.1666 | 5.4716 | 7.0238 | 21.9022 | 3.4454
2035 | 5913 | MW | 223.1878 | 286.5054 | 384.3557 | 105.6283 | -1721.899 | -1509.8797 | -1719.5494 | -3767.8848 | -862.9126 | -480.805 | 5.4716 | 7.0238 | 21.9022 | 3.4454
2035 | 5914 | MW | 212.0284 | 272.1802 | 366.053 | 100.0689 | -1971.8521 | -1698.6146 | -1934.4931 | -4314.8358 | -965.9469 | -540.9056 | 8.2073 | 10.5357 | 43.8044 | 5.168
2035 | 5915 | MW | 223.1878 | 286.5054 | 384.3557 | 111.1876 | -2166.2601 | -1887.3496 | -2149.4368 | -4740.2421 | -1043.2227 | -601.0062 | 8.2073 | 10.5357 | 43.8044 | 5.168
2035 | 5916 | MW | 278.9848 | 358.1318 | 457.5663 | 144.5439 | -2277.3503 | -2028.9008 | -2310.6446 | -4983.3314 | -1081.8605 | -646.0817 | 10.9431 | 14.0476 | 43.8044 | 6.8907
2035 | 5917 | MW | 301.3036 | 386.7823 | 512.4742 | 155.6627 | -2388.4406 | -2123.2683 | -2418.1164 | -5226.4208 | -1120.4984 | -676.132 | 10.9431 | 14.0476 | 65.7066 | 6.8907
2035 | 5918 | MW | 357.1005 | 458.4087 | 585.6848 | 183.4596 | -2471.7583 | -2241.2276 | -2552.4562 | -5408.7378 | -1159.1363 | -713.6949 | 10.9431 | 14.0476 | 65.7066 | 8.6134
2035 | 5919 | MW | 435.2163 | 558.6856 | 713.8034 | 216.8159 | -2499.5308 | -2288.4114 | -2606.1921 | -5469.5101 | -1184.8949 | -728.72 | 13.6789 | 17.5595 | 87.6087 | 10.3361
2035 | 5920 | MW | 245.5066 | 315.156 | 402.6583 | 122.3064 | -2471.7583 | -2312.0032 | -2633.0601 | -5408.7378 | -1184.8949 | -736.2326 | -2.7358 | -3.5119 | -21.9022 | 0
2035 | 5921 | MW | 301.3036 | 386.7823 | 494.1716 | 155.6627 | -2360.668 | -2264.8195 | -2579.3242 | -5165.6485 | -1172.0156 | -721.2075 | -76.6018 | -98.3334 | -438.0437 | -43.0671
2035 | 5922 | MW | 357.1005 | 458.4087 | 585.6848 | 177.9002 | -2138.4875 | -2076.0846 | -2364.3805 | -4679.4698 | -1068.9812 | -661.1068 | -84.8091 | -108.8691 | -438.0437 | -43.0671
2035 | 5923 | MW | 379.4193 | 487.0592 | 622.2901 | 194.5784 | -1888.5344 | -1840.1659 | -2095.7009 | -4132.5188 | -914.4297 | -585.9811 | -90.2806 | -115.8929 | -438.0437 | -43.0671
2035 | 5924 | MW | 390.5787 | 501.3845 | 622.2901 | 194.5784 | -1666.3539 | -1627.839 | -1853.8893 | -3646.3401 | -798.5161 | -518.3679 | -90.2806 | -115.8929 | -438.0437 | -41.3444
2035 | 5925 | MW | 1071.3016 | 1375.2261 | 1757.0544 | 544.8194 | -1444.1734 | -1439.1041 | -1638.9456 | -3160.1614 | -708.3611 | -458.2672 | -87.5449 | -112.381 | -438.0437 | -39.6217
2035 | 5926 | MW | 1082.461 | 1389.5514 | 1757.0544 | 539.26 | -1249.7654 | -1250.3691 | -1424.0019 | -2734.7551 | -605.3267 | -398.1666 | -2.7358 | -3.5119 | -21.9022 | 0
2035 | 5927 | MW | 1015.5047 | 1303.5997 | 1665.5412 | 511.4631 | -1027.5849 | -1038.0423 | -1182.1902 | -2248.5764 | -502.2924 | -330.5534 | 16.4147 | 21.0714 | 65.7066 | 8.6134
2035 | 5928 | MW | 937.3889 | 1203.3228 | 1519.12 | 472.5475 | -860.9495 | -872.8992 | -994.1145 | -1883.9424 | -425.0166 | -277.9654 | 13.6789 | 17.5595 | 65.7066 | 6.8907
2035 | 5929 | MW | 848.1138 | 1088.7206 | 1372.6988 | 428.0724 | -749.8593 | -778.5317 | -886.6427 | -1640.853 | -373.4995 | -247.9151 | 10.9431 | 14.0476 | 43.8044 | 15.5041
2035 | 5930 | MW | 736.5199 | 945.4679 | 1207.9749 | 366.9192 | -722.0867 | -731.348 | -832.9068 | -1580.0807 | -347.7409 | -232.8899 | 8.2073 | 10.5357 | 43.8044 | 13.7815
2035 | 5931 | MW | 624.9259 | 802.2152 | 1024.9484 | 305.766 | -694.3141 | -707.7561 | -806.0388 | -1519.3084 | -347.7409 | -225.3773 | 8.2073 | 10.5357 | 43.8044 | 12.0588
2035 | 5932 | MW | 513.332 | 658.9625 | 841.9219 | 250.1722 | -694.3141 | -707.7561 | -806.0388 | -1519.3084 | -347.7409 | -225.3773 | 8.2073 | 10.5357 | 43.8044 | 10.3361
2035 | 5933 | MW | 424.0569 | 544.3603 | 677.1981 | 205.6971 | -749.8593 | -731.348 | -832.9068 | -1640.853 | -373.4995 | -232.8899 | 5.4716 | 7.0238 | 43.8044 | 10.3361
2035 | 5934 | MW | 345.9411 | 444.0834 | 567.3822 | 172.3408 | -888.7221 | -754.9398 | -859.7747 | -1944.7147 | -450.7752 | -240.4025 | 5.4716 | 7.0238 | 43.8044 | 10.3361
2035 | 5935 | MW | 278.9848 | 358.1318 | 475.8689 | 133.4252 | -1110.9026 | -990.8585 | -1128.4543 | -2430.8934 | -566.6889 | -315.5283 | 5.4716 | 7.0238 | 43.8044 | 5.168
2035 | 5936 | MW | 256.666 | 329.4812 | 439.2636 | 122.3064 | -1444.1734 | -1273.961 | -1450.8698 | -3160.1614 | -721.2404 | -405.6792 | 8.2073 | 10.5357 | 43.8044 | 5.168
2035 | 5937 | MW | 212.0284 | 272.1802 | 384.3557 | 105.6283 | -1749.6716 | -1533.4715 | -1746.4174 | -3828.6571 | -850.0333 | -488.3176 | 8.2073 | 10.5357 | 43.8044 | 5.168
2035 | 5938 | MW | 212.0284 | 272.1802 | 366.053 | 100.0689 | -1971.8521 | -1722.2065 | -1961.3611 | -4314.8358 | -940.1883 | -548.4182 | 8.2073 | 10.5357 | 43.8044 | 5.168
2035 | 5939 | MW | 223.1878 | 286.5054 | 366.053 | 111.1876 | -2166.2601 | -1910.9415 | -2176.3048 | -4740.2421 | -1017.4641 | -608.5188 | 8.2073 | 10.5357 | 43.8044 | 6.8907
2035 | 5940 | MW | 278.9848 | 358.1318 | 457.5663 | 144.5439 | -2332.8955 | -2028.9008 | -2310.6446 | -5104.8761 | -1068.9812 | -646.0817 | 8.2073 | 10.5357 | 65.7066 | 6.8907
2035 | 5941 | MW | 301.3036 | 386.7823 | 512.4742 | 155.6627 | -2416.2131 | -2123.2683 | -2418.1164 | -5287.1931 | -1094.7398 | -676.132 | 8.2073 | 10.5357 | 65.7066 | 8.6134
2035 | 5942 | MW | 357.1005 | 458.4087 | 585.6848 | 177.9002 | -2499.5308 | -2217.6358 | -2525.5883 | -5469.5101 | -1146.257 | -706.1823 | 8.2073 | 10.5357 | 87.6087 | 8.6134
2035 | 5943 | MW | 435.2163 | 558.6856 | 732.106 | 216.8159 | -2555.076 | -2264.8195 | -2579.3242 | -5591.0548 | -1184.8949 | -721.2075 | 10.9431 | 14.0476 | 87.6087 | 10.3361
2035 | 5944 | MW | 245.5066 | 315.156 | 402.6583 | 122.3064 | -2527.3034 | -2264.8195 | -2579.3242 | -5530.2825 | -1197.7742 | -721.2075 | -2.7358 | -3.5119 | 0 | 1.7227
2035 | 5945 | MW | 312.463 | 401.1076 | 512.4742 | 155.6627 | -2471.7583 | -2217.6358 | -2525.5883 | -5408.7378 | -1184.8949 | -706.1823 | -60.1871 | -77.262 | -394.2394 | -36.1763
2035 | 5946 | MW | 357.1005 | 458.4087 | 585.6848 | 177.9002 | -2249.5778 | -2028.9008 | -2310.6446 | -4922.5591 | -1094.7398 | -646.0817 | -68.3944 | -87.7977 | -394.2394 | -36.1763
2035 | 5947 | MW | 390.5787 | 501.3845 | 640.5928 | 194.5784 | -1971.8521 | -1769.3902 | -2015.097 | -4314.8358 | -940.1883 | -563.4433 | -73.866 | -94.8215 | -372.3372 | -36.1763
2035 | 5948 | MW | 390.5787 | 501.3845 | 640.5928 | 194.5784 | -1694.1265 | -1557.0634 | -1773.2854 | -3707.1124 | -824.2747 | -495.8301 | -76.6018 | -98.3334 | -372.3372 | -34.4537
2035 | 5949 | MW | 1071.3016 | 1375.2261 | 1757.0544 | 533.7007 | -1499.7185 | -1415.5122 | -1612.0776 | -3281.7061 | -734.1197 | -450.7547 | -76.6018 | -98.3334 | -372.3372 | -32.731
2035 | 5950 | MW | 1071.3016 | 1375.2261 | 1775.3571 | 528.1413 | -1305.3105 | -1226.7772 | -1397.1339 | -2856.2997 | -631.0853 | -390.654 | -2.7358 | -3.5119 | 0 | 1.7227
2035 | 5951 | MW | 1015.5047 | 1303.5997 | 1665.5412 | 500.3444 | -1055.3575 | -1038.0423 | -1182.1902 | -2309.3487 | -515.1717 | -330.5534 | 13.6789 | 17.5595 | 65.7066 | 8.6134
2035 | 5952 | MW | 937.3889 | 1203.3228 | 1537.4226 | 461.4287 | -888.7221 | -872.8992 | -994.1145 | -1944.7147 | -437.8959 | -277.9654 | 13.6789 | 17.5595 | 65.7066 | 8.6134
2035 | 5953 | MW | 836.9544 | 1074.3954 | 1372.6988 | 416.9536 | -777.6318 | -778.5317 | -886.6427 | -1701.6254 | -373.4995 | -247.9151 | 13.6789 | 17.5595 | 43.8044 | 13.7815
2035 | 5954 | MW | 725.3605 | 931.1427 | 1207.9749 | 355.8004 | -722.0867 | -731.348 | -832.9068 | -1580.0807 | -360.6202 | -232.8899 | 10.9431 | 14.0476 | 43.8044 | 10.3361
2035 | 5955 | MW | 613.7666 | 787.8899 | 1006.6458 | 300.2066 | -694.3141 | -707.7561 | -806.0388 | -1519.3084 | -347.7409 | -225.3773 | 8.2073 | 10.5357 | 43.8044 | 8.6134
2035 | 5956 | MW | 502.1726 | 644.6372 | 823.6193 | 244.6128 | -694.3141 | -707.7561 | -806.0388 | -1519.3084 | -347.7409 | -225.3773 | 8.2073 | 10.5357 | 43.8044 | 8.6134
2035 | 5957 | MW | 412.8975 | 530.0351 | 677.1981 | 200.1377 | -749.8593 | -731.348 | -832.9068 | -1640.853 | -373.4995 | -232.8899 | 8.2073 | 10.5357 | 43.8044 | 6.8907
2035 | 5958 | MW | 334.7818 | 429.7582 | 549.0795 | 166.7815 | -888.7221 | -754.9398 | -859.7747 | -1944.7147 | -450.7752 | -240.4025 | 8.2073 | 10.5357 | 43.8044 | 6.8907
2035 | 5959 | MW | 278.9848 | 358.1318 | 457.5663 | 133.4252 | -1110.9026 | -990.8585 | -1128.4543 | -2430.8934 | -566.6889 | -315.5283 | 8.2073 | 10.5357 | 43.8044 | 3.4454
2035 | 5960 | MW | 256.666 | 329.4812 | 420.961 | 122.3064 | -1471.9459 | -1273.961 | -1450.8698 | -3220.9337 | -734.1197 | -405.6792 | 8.2073 | 10.5357 | 43.8044 | 3.4454
2035 | 5961 | MW | 212.0284 | 272.1802 | 366.053 | 105.6283 | -1777.4442 | -1509.8797 | -1719.5494 | -3889.4294 | -850.0333 | -480.805 | 8.2073 | 10.5357 | 43.8044 | 3.4454
2035 | 5962 | MW | 212.0284 | 272.1802 | 366.053 | 100.0689 | -2055.1698 | -1722.2065 | -1961.3611 | -4497.1528 | -953.0676 | -548.4182 | 8.2073 | 10.5357 | 43.8044 | 5.168
2035 | 5963 | MW | 223.1878 | 286.5054 | 366.053 | 111.1876 | -2277.3503 | -1887.3496 | -2149.4368 | -4983.3314 | -1043.2227 | -601.0062 | 8.2073 | 10.5357 | 43.8044 | 5.168
2035 | 5964 | MW | 278.9848 | 358.1318 | 457.5663 | 144.5439 | -2443.9857 | -2028.9008 | -2310.6446 | -5347.9655 | -1107.6191 | -646.0817 | 8.2073 | 10.5357 | 65.7066 | 6.8907
2035 | 5965 | MW | 301.3036 | 386.7823 | 512.4742 | 155.6627 | -2555.076 | -2123.2683 | -2418.1164 | -5591.0548 | -1146.257 | -676.132 | 10.9431 | 14.0476 | 65.7066 | 6.8907
2035 | 5966 | MW | 357.1005 | 458.4087 | 585.6848 | 183.4596 | -2666.1662 | -2194.0439 | -2498.7203 | -5834.1441 | -1172.0156 | -698.6697 | 10.9431 | 14.0476 | 87.6087 | 8.6134
2035 | 5967 | MW | 435.2163 | 558.6856 | 713.8034 | 222.3753 | -2693.9388 | -2217.6358 | -2525.5883 | -5894.9165 | -1184.8949 | -706.1823 | 10.9431 | 14.0476 | 87.6087 | 8.6134
2035 | 5968 | MW | 245.5066 | 315.156 | 402.6583 | 127.8658 | -2693.9388 | -2217.6358 | -2525.5883 | -5894.9165 | -1184.8949 | -706.1823 | 0 | 0 | -21.9022 | 0
2035 | 5969 | MW | 312.463 | 401.1076 | 512.4742 | 155.6627 | -2638.3937 | -2123.2683 | -2418.1164 | -5773.3718 | -1146.257 | -676.132 | -65.6586 | -84.2858 | -438.0437 | -36.1763
2035 | 5970 | MW | 357.1005 | 458.4087 | 585.6848 | 183.4596 | -2416.2131 | -1934.5333 | -2203.1727 | -5287.1931 | -1043.2227 | -616.0314 | -76.6018 | -98.3334 | -438.0437 | -36.1763
2035 | 5971 | MW | 390.5787 | 501.3845 | 640.5928 | 200.1377 | -2110.7149 | -1675.0228 | -1907.6252 | -4618.6974 | -888.6712 | -533.393 | -84.8091 | -108.8691 | -416.1416 | -36.1763
2035 | 5972 | MW | 390.5787 | 501.3845 | 640.5928 | 194.5784 | -1805.2167 | -1509.8797 | -1719.5494 | -3950.2018 | -772.7575 | -480.805 | -87.5449 | -112.381 | -394.2394 | -36.1763
2035 | 5973 | MW | 1071.3016 | 1375.2261 | 1757.0544 | 539.26 | -1583.0362 | -1368.3285 | -1558.3417 | -3464.0231 | -708.3611 | -435.7295 | -90.2806 | -115.8929 | -372.3372 | -34.4537
2035 | 5974 | MW | 1071.3016 | 1375.2261 | 1757.0544 | 533.7007 | -1333.0831 | -1203.1854 | -1370.266 | -2917.0721 | -618.206 | -383.1415 | 0 | 0 | -21.9022 | 0
2035 | 5975 | MW | 1015.5047 | 1303.5997 | 1665.5412 | 505.9038 | -1110.9026 | -1014.4504 | -1155.3223 | -2430.8934 | -515.1717 | -323.0408 | 19.1504 | 24.5833 | 65.7066 | 8.6134
2035 | 5976 | MW | 926.2295 | 1188.9976 | 1519.12 | 466.9881 | -916.4946 | -872.8992 | -994.1145 | -2005.487 | -425.0166 | -277.9654 | 16.4147 | 21.0714 | 65.7066 | 6.8907
2035 | 5977 | MW | 836.9544 | 1074.3954 | 1372.6988 | 416.9536 | -749.8593 | -754.9398 | -859.7747 | -1640.853 | -347.7409 | -240.4025 | 10.9431 | 14.0476 | 43.8044 | 12.0588
2035 | 5978 | MW | 725.3605 | 931.1427 | 1189.6723 | 361.3598 | -694.3141 | -707.7561 | -806.0388 | -1519.3084 | -334.8616 | -225.3773 | 8.2073 | 10.5357 | 21.9022 | 10.3361
2035 | 5979 | MW | 613.7666 | 787.8899 | 1006.6458 | 305.766 | -666.5416 | -684.1642 | -779.1708 | -1458.536 | -321.9823 | -217.8648 | 8.2073 | 10.5357 | 21.9022 | 8.6134
2035 | 5980 | MW | 513.332 | 658.9625 | 841.9219 | 250.1722 | -666.5416 | -660.5724 | -752.3029 | -1458.536 | -321.9823 | -210.3522 | 5.4716 | 7.0238 | 21.9022 | 8.6134
2035 | 5981 | MW | 435.2163 | 558.6856 | 695.5007 | 211.2565 | -694.3141 | -684.1642 | -779.1708 | -1519.3084 | -334.8616 | -217.8648 | 5.4716 | 7.0238 | 21.9022 | 6.8907
2035 | 5982 | MW | 368.2599 | 472.734 | 603.9875 | 183.4596 | -722.0867 | -660.5724 | -752.3029 | -1580.0807 | -373.4995 | -210.3522 | 5.4716 | 7.0238 | 21.9022 | 6.8907
2035 | 5983 | MW | 323.6224 | 415.4329 | 530.7769 | 161.2221 | -860.9495 | -778.5317 | -886.6427 | -1883.9424 | -450.7752 | -247.9151 | 5.4716 | 7.0238 | 21.9022 | 3.4454
2035 | 5984 | MW | 290.1442 | 372.4571 | 475.8689 | 144.5439 | -1110.9026 | -943.6748 | -1074.7184 | -2430.8934 | -540.9303 | -300.5031 | 8.2073 | 10.5357 | 21.9022 | 3.4454
2035 | 5985 | MW | 267.8254 | 343.8065 | 420.961 | 138.9845 | -1360.8557 | -1108.8179 | -1262.7941 | -2977.8444 | -631.0853 | -353.0912 | 8.2073 | 10.5357 | 21.9022 | 5.168
2035 | 5986 | MW | 301.3036 | 386.7823 | 494.1716 | 150.1033 | -1610.8088 | -1250.3691 | -1424.0019 | -3524.7954 | -695.4818 | -398.1666 | 8.2073 | 10.5357 | 21.9022 | 5.168
2035 | 5987 | MW | 345.9411 | 444.0834 | 567.3822 | 172.3408 | -1777.4442 | -1391.9203 | -1585.2096 | -3889.4294 | -759.8782 | -443.2421 | 8.2073 | 10.5357 | 43.8044 | 5.168
2035 | 5988 | MW | 435.2163 | 558.6856 | 713.8034 | 222.3753 | -1916.307 | -1486.2878 | -1692.6815 | -4193.2911 | -798.5161 | -473.2924 | 8.2073 | 10.5357 | 43.8044 | 5.168
2035 | 5989 | MW | 491.0132 | 630.312 | 805.3166 | 255.7316 | -1999.6247 | -1580.6553 | -1800.1533 | -4375.6081 | -837.154 | -503.3427 | 8.2073 | 10.5357 | 43.8044 | 5.168
2035 | 5990 | MW | 546.8102 | 701.9383 | 878.5272 | 283.5285 | -2082.9424 | -1651.4309 | -1880.7572 | -4557.9251 | -862.9126 | -525.8804 | 8.2073 | 10.5357 | 43.8044 | 6.8907
2035 | 5991 | MW | 234.3472 | 300.8307 | 384.3557 | 116.747 | -2138.4875 | -1698.6146 | -1934.4931 | -4679.4698 | -888.6712 | -540.9056 | 8.2073 | 10.5357 | 43.8044 | 6.8907
2035 | 5992 | MW | 245.5066 | 315.156 | 402.6583 | 127.8658 | -2138.4875 | -1698.6146 | -1934.4931 | -4679.4698 | -901.5504 | -540.9056 | 0 | 0 | 0 | 0
2035 | 5993 | MW | 278.9848 | 358.1318 | 457.5663 | 138.9845 | -2082.9424 | -1675.0228 | -1907.6252 | -4557.9251 | -875.7919 | -533.393 | -54.7155 | -70.2381 | -284.7284 | -27.5629
2035 | 5994 | MW | 290.1442 | 372.4571 | 475.8689 | 144.5439 | -1888.5344 | -1533.4715 | -1746.4174 | -4132.5188 | -785.6368 | -488.3176 | -62.9229 | -80.7739 | -306.6306 | -27.5629
2035 | 5995 | MW | 290.1442 | 372.4571 | 475.8689 | 144.5439 | -1694.1265 | -1415.5122 | -1612.0776 | -3707.1124 | -682.6025 | -450.7547 | -68.3944 | -87.7977 | -284.7284 | -29.2856
2035 | 5996 | MW | 970.8671 | 1246.2986 | 1574.0279 | 489.2256 | -1527.4911 | -1321.1447 | -1504.6058 | -3342.4784 | -643.9646 | -420.7044 | -73.866 | -94.8215 | -284.7284 | -29.2856
2035 | 5997 | MW | 959.7077 | 1231.9734 | 1574.0279 | 483.6662 | -1388.6282 | -1226.7772 | -1397.1339 | -3038.6167 | -605.3267 | -390.654 | -73.866 | -94.8215 | -284.7284 | -29.2856
2035 | 5998 | MW | 926.2295 | 1188.9976 | 1519.12 | 461.4287 | -1194.2203 | -1108.8179 | -1262.7941 | -2613.2104 | -540.9303 | -353.0912 | -2.7358 | -3.5119 | 0 | 1.7227
2035 | 5999 | MW | 881.592 | 1131.6965 | 1445.9094 | 433.6318 | -1027.5849 | -943.6748 | -1074.7184 | -2248.5764 | -463.6545 | -300.5031 | 13.6789 | 17.5595 | 43.8044 | 8.6134
2035 | 6000 | MW | 814.6356 | 1045.7448 | 1354.3961 | 405.8349 | -833.1769 | -825.7154 | -940.3786 | -1823.17 | -399.2581 | -262.9402 | 13.6789 | 17.5595 | 43.8044 | 6.8907
2035 | 6001 | MW | 736.5199 | 945.4679 | 1207.9749 | 361.3598 | -722.0867 | -731.348 | -832.9068 | -1580.0807 | -347.7409 | -232.8899 | 10.9431 | 14.0476 | 43.8044 | 12.0588
2035 | 6002 | MW | 647.2447 | 830.8658 | 1061.5537 | 316.8848 | -694.3141 | -684.1642 | -779.1708 | -1519.3084 | -334.8616 | -217.8648 | 10.9431 | 14.0476 | 43.8044 | 10.3361
2035 | 6003 | MW | 569.129 | 730.5889 | 933.4352 | 277.9691 | -666.5416 | -660.5724 | -752.3029 | -1458.536 | -321.9823 | -210.3522 | 8.2073 | 10.5357 | 43.8044 | 8.6134
2035 | 6004 | MW | 491.0132 | 630.312 | 805.3166 | 250.1722 | -666.5416 | -660.5724 | -752.3029 | -1458.536 | -321.9823 | -210.3522 | 8.2073 | 10.5357 | 21.9022 | 8.6134
2035 | 6005 | MW | 435.2163 | 558.6856 | 713.8034 | 216.8159 | -666.5416 | -660.5724 | -752.3029 | -1458.536 | -334.8616 | -210.3522 | 8.2073 | 10.5357 | 21.9022 | 6.8907
2035 | 6006 | MW | 390.5787 | 501.3845 | 640.5928 | 200.1377 | -694.3141 | -613.3886 | -698.567 | -1519.3084 | -373.4995 | -195.327 | 8.2073 | 10.5357 | 21.9022 | 6.8907
2035 | 6007 | MW | 345.9411 | 444.0834 | 567.3822 | 172.3408 | -777.6318 | -707.7561 | -806.0388 | -1701.6254 | -425.0166 | -225.3773 | 8.2073 | 10.5357 | 43.8044 | 3.4454
2035 | 6008 | MW | 301.3036 | 386.7823 | 494.1716 | 155.6627 | -916.4946 | -802.1236 | -913.5106 | -2005.487 | -476.5338 | -255.4276 | 8.2073 | 10.5357 | 43.8044 | 3.4454
2035 | 6009 | MW | 290.1442 | 372.4571 | 475.8689 | 150.1033 | -1110.9026 | -920.0829 | -1047.8504 | -2430.8934 | -528.051 | -292.9905 | 8.2073 | 10.5357 | 43.8044 | 5.168
2035 | 6010 | MW | 323.6224 | 415.4329 | 530.7769 | 161.2221 | -1277.538 | -1061.6341 | -1209.0582 | -2795.5274 | -579.5681 | -338.066 | 8.2073 | 10.5357 | 43.8044 | 5.168
2035 | 6011 | MW | 379.4193 | 487.0592 | 622.2901 | 183.4596 | -1444.1734 | -1156.0016 | -1316.53 | -3160.1614 | -618.206 | -368.1163 | 8.2073 | 10.5357 | 43.8044 | 5.168
2035 | 6012 | MW | 457.5351 | 587.3361 | 768.7113 | 227.9347 | -1583.0362 | -1250.3691 | -1424.0019 | -3464.0231 | -656.8439 | -398.1666 | 8.2073 | 10.5357 | 43.8044 | 5.168
2035 | 6013 | MW | 513.332 | 658.9625 | 841.9219 | 250.1722 | -1694.1265 | -1344.7366 | -1531.4737 | -3707.1124 | -695.4818 | -428.2169 | 10.9431 | 14.0476 | 43.8044 | 5.168
2035 | 6014 | MW | 557.9696 | 716.2636 | 915.1325 | 277.9691 | -1777.4442 | -1415.5122 | -1612.0776 | -3889.4294 | -721.2404 | -450.7547 | 10.9431 | 14.0476 | 65.7066 | 6.8907
2035 | 6015 | MW | 223.1878 | 286.5054 | 366.053 | 105.6283 | -1832.9893 | -1462.6959 | -1665.8135 | -4010.9741 | -746.9989 | -465.7798 | 10.9431 | 14.0476 | 65.7066 | 6.8907
2035 | 6016 | MW | 245.5066 | 315.156 | 402.6583 | 116.747 | -1832.9893 | -1509.8797 | -1719.5494 | -4010.9741 | -772.7575 | -480.805 | 0 | 0 | 0 | 1.7227
2035 | 6017 | MW | 278.9848 | 358.1318 | 457.5663 | 133.4252 | -1832.9893 | -1533.4715 | -1746.4174 | -4010.9741 | -785.6368 | -488.3176 | -60.1871 | -77.262 | -328.5328 | -29.2856
2035 | 6018 | MW | 290.1442 | 372.4571 | 475.8689 | 144.5439 | -1721.899 | -1462.6959 | -1665.8135 | -3767.8848 | -759.8782 | -465.7798 | -65.6586 | -84.2858 | -328.5328 | -29.2856
2035 | 6019 | MW | 301.3036 | 386.7823 | 512.4742 | 150.1033 | -1610.8088 | -1391.9203 | -1585.2096 | -3524.7954 | -695.4818 | -443.2421 | -68.3944 | -87.7977 | -306.6306 | -31.0083
2035 | 6020 | MW | 982.0265 | 1260.6239 | 1610.6332 | 483.6662 | -1471.9459 | -1297.5528 | -1477.7378 | -3220.9337 | -656.8439 | -413.1918 | -71.1302 | -91.3096 | -306.6306 | -31.0083
2035 | 6021 | MW | 970.8671 | 1246.2986 | 1592.3306 | 483.6662 | -1333.0831 | -1226.7772 | -1397.1339 | -2917.0721 | -605.3267 | -390.654 | -71.1302 | -91.3096 | -306.6306 | -31.0083
2035 | 6022 | MW | 937.3889 | 1203.3228 | 1537.4226 | 466.9881 | -1166.4477 | -1085.226 | -1235.9262 | -2552.4381 | -540.9303 | -345.5786 | 0 | 0 | 0 | 1.7227
2035 | 6023 | MW | 903.9107 | 1160.347 | 1482.5147 | 450.3099 | -972.0398 | -920.0829 | -1047.8504 | -2127.0317 | -463.6545 | -292.9905 | 13.6789 | 17.5595 | 65.7066 | 8.6134
2035 | 6024 | MW | 836.9544 | 1074.3954 | 1372.6988 | 416.9536 | -805.4044 | -778.5317 | -886.6427 | -1762.3977 | -386.3788 | -247.9151 | 13.6789 | 17.5595 | 43.8044 | 6.8907
2035 | 6025 | MW | 758.8386 | 974.1185 | 1244.5802 | 378.038 | -749.8593 | -731.348 | -832.9068 | -1640.853 | -360.6202 | -232.8899 | 10.9431 | 14.0476 | 21.9022 | 13.7815
2035 | 6026 | MW | 658.4041 | 845.191 | 1079.8564 | 328.0035 | -694.3141 | -684.1642 | -779.1708 | -1519.3084 | -347.7409 | -217.8648 | 10.9431 | 14.0476 | 21.9022 | 13.7815
2035 | 6027 | MW | 569.129 | 730.5889 | 933.4352 | 289.0879 | -666.5416 | -660.5724 | -752.3029 | -1458.536 | -334.8616 | -210.3522 | 8.2073 | 10.5357 | 21.9022 | 12.0588
2035 | 6028 | MW | 502.1726 | 644.6372 | 823.6193 | 250.1722 | -694.3141 | -660.5724 | -752.3029 | -1519.3084 | -347.7409 | -210.3522 | 8.2073 | 10.5357 | 21.9022 | 10.3361
2035 | 6029 | MW | 446.3757 | 573.0109 | 732.106 | 222.3753 | -749.8593 | -707.7561 | -806.0388 | -1640.853 | -360.6202 | -225.3773 | 8.2073 | 10.5357 | 21.9022 | 8.6134
2035 | 6030 | MW | 390.5787 | 501.3845 | 640.5928 | 194.5784 | -860.9495 | -731.348 | -832.9068 | -1883.9424 | -437.8959 | -232.8899 | 5.4716 | 7.0238 | 21.9022 | 8.6134
2035 | 6031 | MW | 334.7818 | 429.7582 | 549.0795 | 166.7815 | -1138.6752 | -967.2667 | -1101.5864 | -2491.6657 | -566.6889 | -308.0157 | 5.4716 | 7.0238 | 21.9022 | 3.4454
2035 | 6032 | MW | 290.1442 | 372.4571 | 494.1716 | 150.1033 | -1499.7185 | -1250.3691 | -1424.0019 | -3281.7061 | -708.3611 | -398.1666 | 8.2073 | 10.5357 | 21.9022 | 3.4454
2035 | 6033 | MW | 267.8254 | 343.8065 | 457.5663 | 133.4252 | -1777.4442 | -1486.2878 | -1692.6815 | -3889.4294 | -850.0333 | -473.2924 | 8.2073 | 10.5357 | 21.9022 | 5.168
2035 | 6034 | MW | 256.666 | 329.4812 | 439.2636 | 133.4252 | -1971.8521 | -1651.4309 | -1880.7572 | -4314.8358 | -940.1883 | -525.8804 | 8.2073 | 10.5357 | 21.9022 | 5.168
2035 | 6035 | MW | 267.8254 | 343.8065 | 439.2636 | 133.4252 | -2138.4875 | -1816.574 | -2068.8329 | -4679.4698 | -1017.4641 | -578.4685 | 8.2073 | 10.5357 | 21.9022 | 6.8907
2035 | 6036 | MW | 312.463 | 401.1076 | 512.4742 | 155.6627 | -2277.3503 | -1910.9415 | -2176.3048 | -4983.3314 | -1068.9812 | -608.5188 | 10.9431 | 14.0476 | 21.9022 | 6.8907
2035 | 6037 | MW | 334.7818 | 429.7582 | 567.3822 | 166.7815 | -2360.668 | -1981.7171 | -2256.9087 | -5165.6485 | -1107.6191 | -631.0565 | 10.9431 | 14.0476 | 43.8044 | 8.6134
2035 | 6038 | MW | 379.4193 | 487.0592 | 622.2901 | 189.019 | -2443.9857 | -2052.4927 | -2337.5125 | -5347.9655 | -1133.3777 | -653.5943 | 10.9431 | 14.0476 | 43.8044 | 8.6134
2035 | 6039 | MW | 457.5351 | 587.3361 | 768.7113 | 233.494 | -2471.7583 | -2099.6764 | -2391.2485 | -5408.7378 | -1146.257 | -668.6194 | 13.6789 | 17.5595 | 43.8044 | 10.3361
2035 | 6040 | MW | 245.5066 | 315.156 | 402.6583 | 116.747 | -2443.9857 | -2076.0846 | -2364.3805 | -5347.9655 | -1146.257 | -661.1068 | -2.7358 | -3.5119 | -21.9022 | 1.7227
2035 | 6041 | MW | 301.3036 | 386.7823 | 512.4742 | 150.1033 | -2388.4406 | -2028.9008 | -2310.6446 | -5226.4208 | -1133.3777 | -646.0817 | -71.1302 | -91.3096 | -328.5328 | -36.1763
2035 | 6042 | MW | 357.1005 | 458.4087 | 585.6848 | 172.3408 | -2194.0326 | -1863.7577 | -2122.5689 | -4801.0144 | -1068.9812 | -593.4936 | -76.6018 | -98.3334 | -328.5328 | -36.1763
2035 | 6043 | MW | 379.4193 | 487.0592 | 622.2901 | 189.019 | -1916.307 | -1675.0228 | -1907.6252 | -4193.2911 | -914.4297 | -533.393 | -76.6018 | -98.3334 | -306.6306 | -36.1763
2035 | 6044 | MW | 379.4193 | 487.0592 | 622.2901 | 183.4596 | -1638.5813 | -1462.6959 | -1665.8135 | -3585.5677 | -785.6368 | -465.7798 | -76.6018 | -98.3334 | -306.6306 | -34.4537
2035 | 6045 | MW | 1093.6204 | 1403.8766 | 1775.3571 | 544.8194 | -1444.1734 | -1321.1447 | -1504.6058 | -3160.1614 | -695.4818 | -420.7044 | -73.866 | -94.8215 | -306.6306 | -32.731
2035 | 6046 | MW | 1093.6204 | 1403.8766 | 1793.6597 | 544.8194 | -1249.7654 | -1156.0016 | -1316.53 | -2734.7551 | -605.3267 | -368.1163 | -2.7358 | -3.5119 | -21.9022 | 1.7227
2035 | 6047 | MW | 1048.9828 | 1346.5755 | 1720.4491 | 522.5819 | -1027.5849 | -990.8585 | -1128.4543 | -2248.5764 | -502.2924 | -315.5283 | 13.6789 | 17.5595 | 43.8044 | 8.6134
2035 | 6048 | MW | 970.8671 | 1246.2986 | 1592.3306 | 483.6662 | -860.9495 | -849.3073 | -967.2466 | -1883.9424 | -412.1373 | -270.4528 | 13.6789 | 17.5595 | 43.8044 | 6.8907
2035 | 6049 | MW | 881.592 | 1131.6965 | 1445.9094 | 444.7506 | -749.8593 | -731.348 | -832.9068 | -1640.853 | -360.6202 | -232.8899 | 13.6789 | 17.5595 | 21.9022 | 12.0588
2035 | 6050 | MW | 781.1574 | 1002.769 | 1281.1855 | 389.1567 | -694.3141 | -707.7561 | -806.0388 | -1519.3084 | -347.7409 | -225.3773 | 10.9431 | 14.0476 | 21.9022 | 10.3361
2035 | 6051 | MW | 669.5635 | 859.5163 | 1098.159 | 333.5629 | -694.3141 | -684.1642 | -779.1708 | -1519.3084 | -334.8616 | -217.8648 | 10.9431 | 14.0476 | 21.9022 | 10.3361
2035 | 6052 | MW | 569.129 | 730.5889 | 933.4352 | 283.5285 | -694.3141 | -684.1642 | -779.1708 | -1519.3084 | -334.8616 | -217.8648 | 8.2073 | 10.5357 | 21.9022 | 8.6134
2035 | 6053 | MW | 479.8539 | 615.9867 | 787.014 | 239.0534 | -749.8593 | -707.7561 | -806.0388 | -1640.853 | -360.6202 | -225.3773 | 8.2073 | 10.5357 | 21.9022 | 8.6134
2035 | 6054 | MW | 401.7381 | 515.7098 | 658.8954 | 194.5784 | -888.7221 | -731.348 | -832.9068 | -1944.7147 | -437.8959 | -232.8899 | 8.2073 | 10.5357 | 21.9022 | 8.6134
2035 | 6055 | MW | 323.6224 | 415.4329 | 549.0795 | 155.6627 | -1138.6752 | -943.6748 | -1074.7184 | -2491.6657 | -566.6889 | -300.5031 | 8.2073 | 10.5357 | 21.9022 | 3.4454
2035 | 6056 | MW | 278.9848 | 358.1318 | 475.8689 | 138.9845 | -1471.9459 | -1226.7772 | -1397.1339 | -3220.9337 | -721.2404 | -390.654 | 8.2073 | 10.5357 | 21.9022 | 3.4454
2035 | 6057 | MW | 234.3472 | 300.8307 | 402.6583 | 111.1876 | -1749.6716 | -1439.1041 | -1638.9456 | -3828.6571 | -837.154 | -458.2672 | 8.2073 | 10.5357 | 21.9022 | 3.4454
2035 | 6058 | MW | 223.1878 | 286.5054 | 384.3557 | 105.6283 | -1944.0795 | -1604.2472 | -1827.0213 | -4254.0634 | -927.309 | -510.8553 | 10.9431 | 14.0476 | 21.9022 | 5.168
2035 | 6059 | MW | 223.1878 | 286.5054 | 384.3557 | 116.747 | -2110.7149 | -1745.7984 | -1988.2291 | -4618.6974 | -1004.5848 | -555.9308 | 10.9431 | 14.0476 | 21.9022 | 5.168
2035 | 6060 | MW | 278.9848 | 358.1318 | 457.5663 | 144.5439 | -2221.8052 | -1816.574 | -2068.8329 | -4861.7868 | -1056.102 | -578.4685 | 13.6789 | 17.5595 | 43.8044 | 6.8907
2035 | 6061 | MW | 312.463 | 401.1076 | 512.4742 | 161.2221 | -2277.3503 | -1887.3496 | -2149.4368 | -4983.3314 | -1094.7398 | -601.0062 | 13.6789 | 17.5595 | 43.8044 | 6.8907
2035 | 6062 | MW | 368.2599 | 472.734 | 603.9875 | 189.019 | -2305.1229 | -1958.1252 | -2230.0407 | -5044.1038 | -1107.6191 | -623.544 | 16.4147 | 21.0714 | 43.8044 | 8.6134
2035 | 6063 | MW | 446.3757 | 573.0109 | 750.4087 | 222.3753 | -2305.1229 | -2005.3089 | -2283.7766 | -5044.1038 | -1107.6191 | -638.5691 | 16.4147 | 21.0714 | 43.8044 | 8.6134
2035 | 6064 | MW | 245.5066 | 315.156 | 402.6583 | 122.3064 | -2277.3503 | -2005.3089 | -2283.7766 | -4983.3314 | -1107.6191 | -638.5691 | 0 | 0 | -21.9022 | 1.7227
2035 | 6065 | MW | 301.3036 | 386.7823 | 494.1716 | 155.6627 | -2221.8052 | -1958.1252 | -2230.0407 | -4861.7868 | -1107.6191 | -623.544 | -76.6018 | -98.3334 | -328.5328 | -32.731
2035 | 6066 | MW | 357.1005 | 458.4087 | 585.6848 | 177.9002 | -2027.3972 | -1792.9821 | -2041.965 | -4436.3804 | -1017.4641 | -570.9559 | -82.0733 | -105.3572 | -328.5328 | -34.4537
2035 | 6067 | MW | 379.4193 | 487.0592 | 622.2901 | 194.5784 | -1805.2167 | -1604.2472 | -1827.0213 | -3950.2018 | -875.7919 | -510.8553 | -87.5449 | -112.381 | -306.6306 | -34.4537
2035 | 6068 | MW | 379.4193 | 487.0592 | 622.2901 | 194.5784 | -1555.2636 | -1415.5122 | -1612.0776 | -3403.2507 | -772.7575 | -450.7547 | -87.5449 | -112.381 | -306.6306 | -32.731
2035 | 6069 | MW | 1082.461 | 1389.5514 | 1775.3571 | 539.26 | -1388.6282 | -1297.5528 | -1477.7378 | -3038.6167 | -695.4818 | -413.1918 | -87.5449 | -112.381 | -306.6306 | -31.0083
2035 | 6070 | MW | 1093.6204 | 1403.8766 | 1775.3571 | 544.8194 | -1194.2203 | -1132.4098 | -1289.6621 | -2613.2104 | -605.3267 | -360.6037 | 0 | 0 | -21.9022 | 1.7227
2035 | 6071 | MW | 1026.6641 | 1317.925 | 1683.8438 | 517.0225 | -999.8123 | -967.2667 | -1101.5864 | -2187.8041 | -502.2924 | -308.0157 | 19.1504 | 24.5833 | 43.8044 | 8.6134
2035 | 6072 | MW | 948.5483 | 1217.6481 | 1537.4226 | 478.1068 | -833.1769 | -825.7154 | -940.3786 | -1823.17 | -412.1373 | -262.9402 | 16.4147 | 21.0714 | 43.8044 | 6.8907
2035 | 6073 | MW | 859.2732 | 1103.0459 | 1391.0014 | 433.6318 | -722.0867 | -731.348 | -832.9068 | -1580.0807 | -360.6202 | -232.8899 | 13.6789 | 17.5595 | 109.5109 | 13.7815
2035 | 6074 | MW | 747.6793 | 959.7932 | 1226.2776 | 372.4786 | -694.3141 | -707.7561 | -806.0388 | -1519.3084 | -334.8616 | -225.3773 | 8.2073 | 10.5357 | 87.6087 | 12.0588
2035 | 6075 | MW | 636.0853 | 816.5405 | 1043.2511 | 311.3254 | -666.5416 | -684.1642 | -779.1708 | -1458.536 | -334.8616 | -217.8648 | 8.2073 | 10.5357 | 65.7066 | 10.3361
2035 | 6076 | MW | 524.4914 | 673.2878 | 860.2246 | 261.2909 | -666.5416 | -684.1642 | -779.1708 | -1458.536 | -334.8616 | -217.8648 | 8.2073 | 10.5357 | 65.7066 | 8.6134
2035 | 6077 | MW | 435.2163 | 558.6856 | 713.8034 | 216.8159 | -722.0867 | -707.7561 | -806.0388 | -1580.0807 | -360.6202 | -225.3773 | 5.4716 | 7.0238 | 65.7066 | 8.6134
2035 | 6078 | MW | 357.1005 | 458.4087 | 585.6848 | 177.9002 | -860.9495 | -731.348 | -832.9068 | -1883.9424 | -437.8959 | -232.8899 | 5.4716 | 7.0238 | 65.7066 | 8.6134
2035 | 6079 | MW | 290.1442 | 372.4571 | 494.1716 | 138.9845 | -1083.13 | -943.6748 | -1074.7184 | -2370.1211 | -540.9303 | -300.5031 | 5.4716 | 7.0238 | 65.7066 | 3.4454
2035 | 6080 | MW | 256.666 | 329.4812 | 457.5663 | 127.8658 | -1388.6282 | -1226.7772 | -1397.1339 | -3038.6167 | -682.6025 | -390.654 | 5.4716 | 7.0238 | 65.7066 | 3.4454
2035 | 6081 | MW | 223.1878 | 286.5054 | 384.3557 | 105.6283 | -1638.5813 | -1462.6959 | -1665.8135 | -3585.5677 | -811.3954 | -465.7798 | 8.2073 | 10.5357 | 65.7066 | 3.4454
2035 | 6082 | MW | 212.0284 | 272.1802 | 366.053 | 100.0689 | -1888.5344 | -1651.4309 | -1880.7572 | -4132.5188 | -901.5504 | -525.8804 | 8.2073 | 10.5357 | 87.6087 | 5.168
2035 | 6083 | MW | 223.1878 | 286.5054 | 366.053 | 111.1876 | -2082.9424 | -1816.574 | -2068.8329 | -4557.9251 | -978.8262 | -578.4685 | 8.2073 | 10.5357 | 109.5109 | 5.168
2035 | 6084 | MW | 278.9848 | 358.1318 | 457.5663 | 144.5439 | -2194.0326 | -1934.5333 | -2203.1727 | -4801.0144 | -1017.4641 | -616.0314 | 10.9431 | 14.0476 | 131.4131 | 6.8907
2035 | 6085 | MW | 301.3036 | 386.7823 | 512.4742 | 155.6627 | -2277.3503 | -1981.7171 | -2256.9087 | -4983.3314 | -1043.2227 | -631.0565 | 10.9431 | 14.0476 | 153.3153 | 6.8907
2035 | 6086 | MW | 357.1005 | 458.4087 | 585.6848 | 183.4596 | -2360.668 | -2052.4927 | -2337.5125 | -5165.6485 | -1081.8605 | -653.5943 | 10.9431 | 14.0476 | 175.2175 | 8.6134
2035 | 6087 | MW | 435.2163 | 558.6856 | 713.8034 | 222.3753 | -2388.4406 | -2099.6764 | -2391.2485 | -5226.4208 | -1120.4984 | -668.6194 | 13.6789 | 17.5595 | 197.1197 | 8.6134
2035 | 6088 | MW | 245.5066 | 315.156 | 402.6583 | 122.3064 | -2332.8955 | -2099.6764 | -2391.2485 | -5104.8761 | -1094.7398 | -668.6194 | 0 | 0 | 109.5109 | 1.7227
2035 | 6089 | MW | 301.3036 | 386.7823 | 494.1716 | 150.1033 | -2249.5778 | -2028.9008 | -2310.6446 | -4922.5591 | -1030.3434 | -646.0817 | -68.3944 | -87.7977 | -328.5328 | -32.731
2035 | 6090 | MW | 357.1005 | 458.4087 | 585.6848 | 177.9002 | -2027.3972 | -1840.1659 | -2095.7009 | -4436.3804 | -914.4297 | -585.9811 | -73.866 | -94.8215 | -328.5328 | -34.4537
2035 | 6091 | MW | 379.4193 | 487.0592 | 622.2901 | 194.5784 | -1777.4442 | -1651.4309 | -1880.7572 | -3889.4294 | -785.6368 | -525.8804 | -79.3375 | -101.8453 | -306.6306 | -32.731
2035 | 6092 | MW | 390.5787 | 501.3845 | 640.5928 | 194.5784 | -1555.2636 | -1439.1041 | -1638.9456 | -3403.2507 | -708.3611 | -458.2672 | -82.0733 | -105.3572 | -306.6306 | -31.0083
2035 | 6093 | MW | 1082.461 | 1389.5514 | 1757.0544 | 539.26 | -1388.6282 | -1297.5528 | -1477.7378 | -3038.6167 | -656.8439 | -413.1918 | -82.0733 | -105.3572 | -284.7284 | -31.0083
2035 | 6094 | MW | 1082.461 | 1389.5514 | 1775.3571 | 539.26 | -1194.2203 | -1156.0016 | -1316.53 | -2613.2104 | -566.6889 | -368.1163 | 0 | 0 | 87.6087 | 1.7227
2035 | 6095 | MW | 1015.5047 | 1303.5997 | 1665.5412 | 505.9038 | -999.8123 | -967.2667 | -1101.5864 | -2187.8041 | -476.5338 | -308.0157 | 16.4147 | 21.0714 | 153.3153 | 8.6134
2035 | 6096 | MW | 937.3889 | 1203.3228 | 1537.4226 | 466.9881 | -833.1769 | -825.7154 | -940.3786 | -1823.17 | -412.1373 | -262.9402 | 16.4147 | 21.0714 | 131.4131 | 6.8907
2035 | 6097 | MW | 848.1138 | 1088.7206 | 1391.0014 | 422.513 | -722.0867 | -731.348 | -832.9068 | -1580.0807 | -360.6202 | -232.8899 | 13.6789 | 17.5595 | 65.7066 | 15.5041
2035 | 6098 | MW | 736.5199 | 945.4679 | 1207.9749 | 366.9192 | -694.3141 | -707.7561 | -806.0388 | -1519.3084 | -334.8616 | -225.3773 | 13.6789 | 17.5595 | 43.8044 | 10.3361
2035 | 6099 | MW | 624.9259 | 802.2152 | 1024.9484 | 305.766 | -666.5416 | -684.1642 | -779.1708 | -1458.536 | -334.8616 | -217.8648 | 10.9431 | 14.0476 | 43.8044 | 10.3361
2035 | 6100 | MW | 513.332 | 658.9625 | 841.9219 | 250.1722 | -666.5416 | -684.1642 | -779.1708 | -1458.536 | -334.8616 | -217.8648 | 10.9431 | 14.0476 | 43.8044 | 8.6134
2035 | 6101 | MW | 424.0569 | 544.3603 | 695.5007 | 205.6971 | -722.0867 | -707.7561 | -806.0388 | -1580.0807 | -360.6202 | -225.3773 | 8.2073 | 10.5357 | 43.8044 | 8.6134
2035 | 6102 | MW | 345.9411 | 444.0834 | 567.3822 | 166.7815 | -860.9495 | -731.348 | -832.9068 | -1883.9424 | -437.8959 | -232.8899 | 8.2073 | 10.5357 | 43.8044 | 8.6134
2035 | 6103 | MW | 290.1442 | 372.4571 | 494.1716 | 133.4252 | -1083.13 | -967.2667 | -1101.5864 | -2370.1211 | -553.8096 | -308.0157 | 8.2073 | 10.5357 | 43.8044 | 3.4454
2035 | 6104 | MW | 256.666 | 329.4812 | 439.2636 | 127.8658 | -1388.6282 | -1226.7772 | -1397.1339 | -3038.6167 | -708.3611 | -390.654 | 8.2073 | 10.5357 | 43.8044 | 5.168
2035 | 6105 | MW | 223.1878 | 286.5054 | 384.3557 | 105.6283 | -1638.5813 | -1462.6959 | -1665.8135 | -3585.5677 | -824.2747 | -465.7798 | 10.9431 | 14.0476 | 43.8044 | 5.168
2035 | 6106 | MW | 212.0284 | 272.1802 | 347.7504 | 105.6283 | -1832.9893 | -1651.4309 | -1880.7572 | -4010.9741 | -914.4297 | -525.8804 | 10.9431 | 14.0476 | 43.8044 | 5.168
2035 | 6107 | MW | 223.1878 | 286.5054 | 384.3557 | 111.1876 | -2027.3972 | -1792.9821 | -2041.965 | -4436.3804 | -991.7055 | -570.9559 | 10.9431 | 14.0476 | 43.8044 | 5.168
2035 | 6108 | MW | 278.9848 | 358.1318 | 457.5663 | 138.9845 | -2138.4875 | -1887.3496 | -2149.4368 | -4679.4698 | -1030.3434 | -601.0062 | 10.9431 | 14.0476 | 65.7066 | 6.8907
2035 | 6109 | MW | 312.463 | 401.1076 | 512.4742 | 155.6627 | -2249.5778 | -1958.1252 | -2230.0407 | -4922.5591 | -1068.9812 | -623.544 | 10.9431 | 14.0476 | 65.7066 | 6.8907
2035 | 6110 | MW | 357.1005 | 458.4087 | 585.6848 | 183.4596 | -2332.8955 | -2028.9008 | -2310.6446 | -5104.8761 | -1081.8605 | -646.0817 | 13.6789 | 17.5595 | 87.6087 | 6.8907
2035 | 6111 | MW | 446.3757 | 573.0109 | 732.106 | 222.3753 | -2360.668 | -2028.9008 | -2310.6446 | -5165.6485 | -1068.9812 | -646.0817 | 16.4147 | 21.0714 | 87.6087 | 8.6134
2035 | 6112 | MW | 245.5066 | 315.156 | 402.6583 | 122.3064 | -2360.668 | -2005.3089 | -2283.7766 | -5165.6485 | -1068.9812 | -638.5691 | 0 | 0 | 0 | 0
2035 | 6113 | MW | 312.463 | 401.1076 | 512.4742 | 155.6627 | -2277.3503 | -1958.1252 | -2230.0407 | -4983.3314 | -1043.2227 | -623.544 | -82.0733 | -105.3572 | -416.1416 | -34.4537
2035 | 6114 | MW | 357.1005 | 458.4087 | 585.6848 | 177.9002 | -2082.9424 | -1769.3902 | -2015.097 | -4557.9251 | -953.0676 | -563.4433 | -87.5449 | -112.381 | -416.1416 | -36.1763
2035 | 6115 | MW | 390.5787 | 501.3845 | 640.5928 | 194.5784 | -1805.2167 | -1580.6553 | -1800.1533 | -3950.2018 | -837.154 | -503.3427 | -93.0164 | -119.4048 | -394.2394 | -36.1763
2035 | 6116 | MW | 390.5787 | 501.3845 | 640.5928 | 194.5784 | -1583.0362 | -1415.5122 | -1612.0776 | -3464.0231 | -759.8782 | -450.7547 | -95.7522 | -122.9167 | -372.3372 | -37.899
2035 | 6117 | MW | 1082.461 | 1389.5514 | 1775.3571 | 533.7007 | -1416.4008 | -1297.5528 | -1477.7378 | -3099.3891 | -682.6025 | -413.1918 | -93.0164 | -119.4048 | -372.3372 | -36.1763
2035 | 6118 | MW | 1082.461 | 1389.5514 | 1775.3571 | 533.7007 | -1221.9929 | -1132.4098 | -1289.6621 | -2673.9827 | -605.3267 | -360.6037 | 0 | 0 | 0 | 1.7227
2035 | 6119 | MW | 1015.5047 | 1303.5997 | 1683.8438 | 505.9038 | -999.8123 | -967.2667 | -1101.5864 | -2187.8041 | -502.2924 | -308.0157 | 19.1504 | 24.5833 | 87.6087 | 10.3361
2035 | 6120 | MW | 937.3889 | 1203.3228 | 1537.4226 | 466.9881 | -833.1769 | -849.3073 | -967.2466 | -1823.17 | -412.1373 | -270.4528 | 16.4147 | 21.0714 | 65.7066 | 8.6134
2035 | 6121 | MW | 848.1138 | 1088.7206 | 1391.0014 | 422.513 | -749.8593 | -754.9398 | -859.7747 | -1640.853 | -373.4995 | -240.4025 | 13.6789 | 17.5595 | 43.8044 | 17.2268
2035 | 6122 | MW | 736.5199 | 945.4679 | 1207.9749 | 361.3598 | -694.3141 | -707.7561 | -806.0388 | -1519.3084 | -347.7409 | -225.3773 | 10.9431 | 14.0476 | 43.8044 | 15.5041
2035 | 6123 | MW | 613.7666 | 787.8899 | 1024.9484 | 305.766 | -666.5416 | -684.1642 | -779.1708 | -1458.536 | -334.8616 | -217.8648 | 8.2073 | 10.5357 | 43.8044 | 13.7815
2035 | 6124 | MW | 513.332 | 658.9625 | 841.9219 | 250.1722 | -694.3141 | -684.1642 | -779.1708 | -1519.3084 | -334.8616 | -217.8648 | 8.2073 | 10.5357 | 43.8044 | 12.0588
2035 | 6125 | MW | 412.8975 | 530.0351 | 677.1981 | 205.6971 | -749.8593 | -707.7561 | -806.0388 | -1640.853 | -360.6202 | -225.3773 | 8.2073 | 10.5357 | 43.8044 | 12.0588
2035 | 6126 | MW | 334.7818 | 429.7582 | 567.3822 | 166.7815 | -860.9495 | -754.9398 | -859.7747 | -1883.9424 | -437.8959 | -240.4025 | 8.2073 | 10.5357 | 43.8044 | 10.3361
2035 | 6127 | MW | 278.9848 | 358.1318 | 475.8689 | 127.8658 | -1083.13 | -943.6748 | -1074.7184 | -2370.1211 | -566.6889 | -300.5031 | 8.2073 | 10.5357 | 43.8044 | 5.168
2035 | 6128 | MW | 245.5066 | 315.156 | 439.2636 | 116.747 | -1416.4008 | -1203.1854 | -1370.266 | -3099.3891 | -708.3611 | -383.1415 | 8.2073 | 10.5357 | 43.8044 | 5.168
2035 | 6129 | MW | 212.0284 | 272.1802 | 384.3557 | 100.0689 | -1666.3539 | -1415.5122 | -1612.0776 | -3646.3401 | -837.154 | -450.7547 | 8.2073 | 10.5357 | 43.8044 | 6.8907
2035 | 6130 | MW | 212.0284 | 272.1802 | 347.7504 | 100.0689 | -1860.7618 | -1604.2472 | -1827.0213 | -4071.7464 | -914.4297 | -510.8553 | 8.2073 | 10.5357 | 43.8044 | 6.8907
2035 | 6131 | MW | 223.1878 | 286.5054 | 366.053 | 111.1876 | -2027.3972 | -1745.7984 | -1988.2291 | -4436.3804 | -1004.5848 | -555.9308 | 8.2073 | 10.5357 | 43.8044 | 6.8907
2035 | 6132 | MW | 278.9848 | 358.1318 | 457.5663 | 144.5439 | -2166.2601 | -1840.1659 | -2095.7009 | -4740.2421 | -1056.102 | -585.9811 | 10.9431 | 14.0476 | 65.7066 | 6.8907
2035 | 6133 | MW | 301.3036 | 386.7823 | 494.1716 | 155.6627 | -2249.5778 | -1910.9415 | -2176.3048 | -4922.5591 | -1094.7398 | -608.5188 | 10.9431 | 14.0476 | 65.7066 | 8.6134
2035 | 6134 | MW | 357.1005 | 458.4087 | 585.6848 | 177.9002 | -2332.8955 | -1981.7171 | -2256.9087 | -5104.8761 | -1133.3777 | -631.0565 | 13.6789 | 17.5595 | 87.6087 | 8.6134
2035 | 6135 | MW | 435.2163 | 558.6856 | 713.8034 | 216.8159 | -2332.8955 | -2005.3089 | -2283.7766 | -5104.8761 | -1146.257 | -638.5691 | 13.6789 | 17.5595 | 87.6087 | 10.3361
2035 | 6136 | MW | 245.5066 | 315.156 | 402.6583 | 122.3064 | -2305.1229 | -1981.7171 | -2256.9087 | -5044.1038 | -1146.257 | -631.0565 | 0 | 0 | -21.9022 | 1.7227
2035 | 6137 | MW | 312.463 | 401.1076 | 512.4742 | 155.6627 | -2194.0326 | -1934.5333 | -2203.1727 | -4801.0144 | -1107.6191 | -616.0314 | -79.3375 | -101.8453 | -416.1416 | -34.4537
2035 | 6138 | MW | 368.2599 | 472.734 | 603.9875 | 183.4596 | -1971.8521 | -1745.7984 | -1988.2291 | -4314.8358 | -1017.4641 | -555.9308 | -87.5449 | -112.381 | -416.1416 | -36.1763
2035 | 6139 | MW | 390.5787 | 501.3845 | 640.5928 | 200.1377 | -1721.899 | -1580.6553 | -1800.1533 | -3767.8848 | -875.7919 | -503.3427 | -95.7522 | -122.9167 | -416.1416 | -36.1763
2035 | 6140 | MW | 390.5787 | 501.3845 | 640.5928 | 194.5784 | -1555.2636 | -1415.5122 | -1612.0776 | -3403.2507 | -772.7575 | -450.7547 | -98.488 | -126.4287 | -416.1416 | -36.1763
2035 | 6141 | MW | 1071.3016 | 1375.2261 | 1757.0544 | 539.26 | -1388.6282 | -1297.5528 | -1477.7378 | -3038.6167 | -682.6025 | -413.1918 | -98.488 | -126.4287 | -438.0437 | -37.899
2035 | 6142 | MW | 1071.3016 | 1375.2261 | 1757.0544 | 539.26 | -1221.9929 | -1132.4098 | -1289.6621 | -2673.9827 | -592.4474 | -360.6037 | 0 | 0 | -21.9022 | 1.7227
2035 | 6143 | MW | 1015.5047 | 1303.5997 | 1665.5412 | 511.4631 | -999.8123 | -967.2667 | -1101.5864 | -2187.8041 | -502.2924 | -308.0157 | 21.8862 | 28.0953 | 65.7066 | 12.0588
2035 | 6144 | MW | 937.3889 | 1203.3228 | 1519.12 | 472.5475 | -860.9495 | -849.3073 | -967.2466 | -1883.9424 | -425.0166 | -270.4528 | 19.1504 | 24.5833 | 65.7066 | 10.3361
2035 | 6145 | MW | 848.1138 | 1088.7206 | 1372.6988 | 428.0724 | -694.3141 | -731.348 | -832.9068 | -1519.3084 | -347.7409 | -232.8899 | 10.9431 | 14.0476 | 43.8044 | 12.0588
2035 | 6146 | MW | 725.3605 | 931.1427 | 1189.6723 | 366.9192 | -666.5416 | -684.1642 | -779.1708 | -1458.536 | -321.9823 | -217.8648 | 8.2073 | 10.5357 | 43.8044 | 12.0588
2035 | 6147 | MW | 613.7666 | 787.8899 | 1006.6458 | 305.766 | -638.769 | -660.5724 | -752.3029 | -1397.7637 | -321.9823 | -210.3522 | 5.4716 | 7.0238 | 21.9022 | 10.3361
2035 | 6148 | MW | 513.332 | 658.9625 | 841.9219 | 250.1722 | -638.769 | -660.5724 | -752.3029 | -1397.7637 | -321.9823 | -210.3522 | 5.4716 | 7.0238 | 21.9022 | 8.6134
2035 | 6149 | MW | 435.2163 | 558.6856 | 713.8034 | 211.2565 | -666.5416 | -660.5724 | -752.3029 | -1458.536 | -334.8616 | -210.3522 | 5.4716 | 7.0238 | 21.9022 | 8.6134
2035 | 6150 | MW | 379.4193 | 487.0592 | 622.2901 | 183.4596 | -722.0867 | -660.5724 | -752.3029 | -1580.0807 | -373.4995 | -210.3522 | 5.4716 | 7.0238 | 21.9022 | 8.6134
2035 | 6151 | MW | 323.6224 | 415.4329 | 549.0795 | 161.2221 | -833.1769 | -778.5317 | -886.6427 | -1823.17 | -450.7752 | -247.9151 | 5.4716 | 7.0238 | 43.8044 | 5.168
2035 | 6152 | MW | 301.3036 | 386.7823 | 494.1716 | 150.1033 | -1055.3575 | -920.0829 | -1047.8504 | -2309.3487 | -566.6889 | -292.9905 | 5.4716 | 7.0238 | 43.8044 | 5.168
2035 | 6153 | MW | 278.9848 | 358.1318 | 457.5663 | 138.9845 | -1221.9929 | -1061.6341 | -1209.0582 | -2673.9827 | -669.7232 | -338.066 | 5.4716 | 7.0238 | 21.9022 | 5.168
2035 | 6154 | MW | 301.3036 | 386.7823 | 494.1716 | 155.6627 | -1360.8557 | -1203.1854 | -1370.266 | -2977.8444 | -734.1197 | -383.1415 | 8.2073 | 10.5357 | 43.8044 | 5.168
2035 | 6155 | MW | 357.1005 | 458.4087 | 603.9875 | 177.9002 | -1471.9459 | -1321.1447 | -1504.6058 | -3220.9337 | -785.6368 | -420.7044 | 8.2073 | 10.5357 | 43.8044 | 5.168
2035 | 6156 | MW | 446.3757 | 573.0109 | 732.106 | 222.3753 | -1555.2636 | -1391.9203 | -1585.2096 | -3403.2507 | -824.2747 | -443.2421 | 8.2073 | 10.5357 | 43.8044 | 5.168
2035 | 6157 | MW | 491.0132 | 630.312 | 805.3166 | 250.1722 | -1610.8088 | -1439.1041 | -1638.9456 | -3524.7954 | -837.154 | -458.2672 | 8.2073 | 10.5357 | 43.8044 | 5.168
2035 | 6158 | MW | 569.129 | 730.5889 | 915.1325 | 283.5285 | -1694.1265 | -1486.2878 | -1692.6815 | -3707.1124 | -850.0333 | -473.2924 | 8.2073 | 10.5357 | 43.8044 | 6.8907
2035 | 6159 | MW | 234.3472 | 300.8307 | 384.3557 | 111.1876 | -1721.899 | -1533.4715 | -1746.4174 | -3767.8848 | -862.9126 | -488.3176 | 10.9431 | 14.0476 | 65.7066 | 6.8907
2035 | 6160 | MW | 256.666 | 329.4812 | 420.961 | 122.3064 | -1749.6716 | -1580.6553 | -1800.1533 | -3828.6571 | -888.6712 | -503.3427 | -2.7358 | -3.5119 | 0 | 1.7227
2035 | 6161 | MW | 278.9848 | 358.1318 | 457.5663 | 133.4252 | -1694.1265 | -1557.0634 | -1773.2854 | -3707.1124 | -888.6712 | -495.8301 | -60.1871 | -77.262 | -284.7284 | -22.3949
2035 | 6162 | MW | 290.1442 | 372.4571 | 494.1716 | 138.9845 | -1555.2636 | -1439.1041 | -1638.9456 | -3403.2507 | -798.5161 | -458.2672 | -65.6586 | -84.2858 | -284.7284 | -24.1176
2035 | 6163 | MW | 301.3036 | 386.7823 | 494.1716 | 144.5439 | -1416.4008 | -1368.3285 | -1558.3417 | -3099.3891 | -695.4818 | -435.7295 | -68.3944 | -87.7977 | -284.7284 | -25.8402
2035 | 6164 | MW | 970.8671 | 1246.2986 | 1592.3306 | 489.2256 | -1333.0831 | -1273.961 | -1450.8698 | -2917.0721 | -643.9646 | -405.6792 | -71.1302 | -91.3096 | -284.7284 | -25.8402
2035 | 6165 | MW | 982.0265 | 1260.6239 | 1610.6332 | 489.2256 | -1249.7654 | -1203.1854 | -1370.266 | -2734.7551 | -618.206 | -383.1415 | -68.3944 | -87.7977 | -284.7284 | -27.5629
2035 | 6166 | MW | 959.7077 | 1231.9734 | 1574.0279 | 472.5475 | -1110.9026 | -1061.6341 | -1209.0582 | -2430.8934 | -540.9303 | -338.066 | -2.7358 | -3.5119 | 0 | 1.7227
2035 | 6167 | MW | 915.0701 | 1174.6723 | 1500.8173 | 450.3099 | -944.2672 | -943.6748 | -1074.7184 | -2066.2594 | -463.6545 | -300.5031 | 13.6789 | 17.5595 | 43.8044 | 8.6134
2035 | 6168 | MW | 848.1138 | 1088.7206 | 1391.0014 | 422.513 | -805.4044 | -802.1236 | -913.5106 | -1762.3977 | -386.3788 | -255.4276 | 10.9431 | 14.0476 | 43.8044 | 6.8907
2035 | 6169 | MW | 758.8386 | 974.1185 | 1244.5802 | 383.5973 | -694.3141 | -731.348 | -832.9068 | -1519.3084 | -347.7409 | -232.8899 | 8.2073 | 10.5357 | 87.6087 | 10.3361
2035 | 6170 | MW | 669.5635 | 859.5163 | 1098.159 | 333.5629 | -666.5416 | -684.1642 | -779.1708 | -1458.536 | -321.9823 | -217.8648 | 5.4716 | 7.0238 | 87.6087 | 8.6134
2035 | 6171 | MW | 591.4478 | 759.2394 | 970.0405 | 289.0879 | -638.769 | -660.5724 | -752.3029 | -1397.7637 | -309.103 | -210.3522 | 5.4716 | 7.0238 | 87.6087 | 6.8907
2035 | 6172 | MW | 524.4914 | 673.2878 | 841.9219 | 255.7316 | -638.769 | -636.9805 | -725.4349 | -1397.7637 | -309.103 | -202.8396 | 5.4716 | 7.0238 | 65.7066 | 6.8907
2035 | 6173 | MW | 457.5351 | 587.3361 | 750.4087 | 227.9347 | -666.5416 | -660.5724 | -752.3029 | -1458.536 | -321.9823 | -210.3522 | 5.4716 | 7.0238 | 65.7066 | 6.8907
2035 | 6174 | MW | 412.8975 | 530.0351 | 677.1981 | 200.1377 | -694.3141 | -636.9805 | -725.4349 | -1519.3084 | -360.6202 | -202.8396 | 5.4716 | 7.0238 | 65.7066 | 6.8907
2035 | 6175 | MW | 368.2599 | 472.734 | 603.9875 | 177.9002 | -777.6318 | -707.7561 | -806.0388 | -1701.6254 | -412.1373 | -225.3773 | 5.4716 | 7.0238 | 65.7066 | 3.4454
2035 | 6176 | MW | 323.6224 | 415.4329 | 530.7769 | 166.7815 | -888.7221 | -778.5317 | -886.6427 | -1944.7147 | -463.6545 | -247.9151 | 5.4716 | 7.0238 | 65.7066 | 3.4454
2035 | 6177 | MW | 301.3036 | 386.7823 | 494.1716 | 155.6627 | -1027.5849 | -896.4911 | -1020.9825 | -2248.5764 | -528.051 | -285.478 | 5.4716 | 7.0238 | 87.6087 | 3.4454
2035 | 6178 | MW | 312.463 | 401.1076 | 512.4742 | 166.7815 | -1166.4477 | -1014.4504 | -1155.3223 | -2552.4381 | -579.5681 | -323.0408 | 8.2073 | 10.5357 | 87.6087 | 5.168
2035 | 6179 | MW | 357.1005 | 458.4087 | 585.6848 | 189.019 | -1305.3105 | -1108.8179 | -1262.7941 | -2856.2997 | -631.0853 | -353.0912 | 5.4716 | 7.0238 | 109.5109 | 5.168
2035 | 6180 | MW | 446.3757 | 573.0109 | 732.106 | 227.9347 | -1388.6282 | -1203.1854 | -1370.266 | -3038.6167 | -669.7232 | -383.1415 | 8.2073 | 10.5357 | 109.5109 | 5.168
2035 | 6181 | MW | 491.0132 | 630.312 | 805.3166 | 244.6128 | -1471.9459 | -1273.961 | -1450.8698 | -3220.9337 | -695.4818 | -405.6792 | 8.2073 | 10.5357 | 131.4131 | 5.168
2035 | 6182 | MW | 535.6508 | 687.613 | 878.5272 | 261.2909 | -1555.2636 | -1321.1447 | -1504.6058 | -3403.2507 | -721.2404 | -420.7044 | 8.2073 | 10.5357 | 131.4131 | 5.168
2035 | 6183 | MW | 223.1878 | 286.5054 | 366.053 | 111.1876 | -1583.0362 | -1391.9203 | -1585.2096 | -3464.0231 | -746.9989 | -443.2421 | 8.2073 | 10.5357 | 153.3153 | 6.8907
2035 | 6184 | MW | 256.666 | 329.4812 | 420.961 | 127.8658 | -1610.8088 | -1439.1041 | -1638.9456 | -3524.7954 | -772.7575 | -458.2672 | -2.7358 | -3.5119 | 87.6087 | 1.7227
2035 | 6185 | MW | 278.9848 | 358.1318 | 439.2636 | 138.9845 | -1583.0362 | -1486.2878 | -1692.6815 | -3464.0231 | -772.7575 | -473.2924 | -43.7724 | -56.1905 | -262.8262 | -22.3949
2035 | 6186 | MW | 278.9848 | 358.1318 | 457.5663 | 138.9845 | -1499.7185 | -1439.1041 | -1638.9456 | -3281.7061 | -734.1197 | -458.2672 | -49.244 | -63.2143 | -240.9241 | -22.3949
2035 | 6187 | MW | 290.1442 | 372.4571 | 475.8689 | 144.5439 | -1416.4008 | -1415.5122 | -1612.0776 | -3099.3891 | -682.6025 | -450.7547 | -54.7155 | -70.2381 | -240.9241 | -22.3949
2035 | 6188 | MW | 959.7077 | 1231.9734 | 1555.7253 | 483.6662 | -1333.0831 | -1344.7366 | -1531.4737 | -2917.0721 | -656.8439 | -428.2169 | -54.7155 | -70.2381 | -240.9241 | -22.3949
2035 | 6189 | MW | 970.8671 | 1246.2986 | 1574.0279 | 489.2256 | -1249.7654 | -1250.3691 | -1424.0019 | -2734.7551 | -618.206 | -398.1666 | -57.4513 | -73.75 | -219.0219 | -22.3949
2035 | 6190 | MW | 937.3889 | 1203.3228 | 1537.4226 | 472.5475 | -1110.9026 | -1108.8179 | -1262.7941 | -2430.8934 | -540.9303 | -353.0912 | -2.7358 | -3.5119 | 65.7066 | 1.7227
2035 | 6191 | MW | 903.9107 | 1160.347 | 1482.5147 | 450.3099 | -944.2672 | -943.6748 | -1074.7184 | -2066.2594 | -463.6545 | -300.5031 | 10.9431 | 14.0476 | 131.4131 | 6.8907
2035 | 6192 | MW | 848.1138 | 1088.7206 | 1391.0014 | 422.513 | -805.4044 | -825.7154 | -940.3786 | -1762.3977 | -386.3788 | -262.9402 | 10.9431 | 14.0476 | 109.5109 | 5.168
2035 | 6193 | MW | 758.8386 | 974.1185 | 1244.5802 | 378.038 | -749.8593 | -754.9398 | -859.7747 | -1640.853 | -360.6202 | -240.4025 | 13.6789 | 17.5595 | 43.8044 | 15.5041
2035 | 6194 | MW | 669.5635 | 859.5163 | 1098.159 | 333.5629 | -694.3141 | -707.7561 | -806.0388 | -1519.3084 | -347.7409 | -225.3773 | 10.9431 | 14.0476 | 43.8044 | 15.5041
2035 | 6195 | MW | 591.4478 | 759.2394 | 970.0405 | 294.6472 | -666.5416 | -684.1642 | -779.1708 | -1458.536 | -334.8616 | -217.8648 | 8.2073 | 10.5357 | 43.8044 | 13.7815
2035 | 6196 | MW | 513.332 | 658.9625 | 841.9219 | 250.1722 | -694.3141 | -684.1642 | -779.1708 | -1519.3084 | -347.7409 | -217.8648 | 8.2073 | 10.5357 | 43.8044 | 12.0588
2035 | 6197 | MW | 457.5351 | 587.3361 | 750.4087 | 222.3753 | -749.8593 | -707.7561 | -806.0388 | -1640.853 | -360.6202 | -225.3773 | 8.2073 | 10.5357 | 21.9022 | 10.3361
2035 | 6198 | MW | 390.5787 | 501.3845 | 640.5928 | 194.5784 | -860.9495 | -754.9398 | -859.7747 | -1883.9424 | -437.8959 | -240.4025 | 8.2073 | 10.5357 | 43.8044 | 10.3361
2035 | 6199 | MW | 345.9411 | 444.0834 | 567.3822 | 166.7815 | -1110.9026 | -967.2667 | -1101.5864 | -2430.8934 | -566.6889 | -308.0157 | 8.2073 | 10.5357 | 43.8044 | 5.168
2035 | 6200 | MW | 312.463 | 401.1076 | 530.7769 | 155.6627 | -1444.1734 | -1226.7772 | -1397.1339 | -3160.1614 | -721.2404 | -390.654 | 8.2073 | 10.5357 | 43.8044 | 5.168
2035 | 6201 | MW | 278.9848 | 358.1318 | 494.1716 | 138.9845 | -1721.899 | -1462.6959 | -1665.8135 | -3767.8848 | -837.154 | -465.7798 | 8.2073 | 10.5357 | 43.8044 | 5.168
2035 | 6202 | MW | 256.666 | 329.4812 | 439.2636 | 133.4252 | -1944.0795 | -1675.0228 | -1907.6252 | -4254.0634 | -927.309 | -533.393 | 8.2073 | 10.5357 | 43.8044 | 5.168
2035 | 6203 | MW | 256.666 | 329.4812 | 439.2636 | 133.4252 | -2138.4875 | -1840.1659 | -2095.7009 | -4679.4698 | -1017.4641 | -585.9811 | 8.2073 | 10.5357 | 43.8044 | 6.8907
2035 | 6204 | MW | 312.463 | 401.1076 | 512.4742 | 161.2221 | -2249.5778 | -1934.5333 | -2203.1727 | -4922.5591 | -1068.9812 | -616.0314 | 8.2073 | 10.5357 | 43.8044 | 6.8907
2035 | 6205 | MW | 345.9411 | 444.0834 | 567.3822 | 177.9002 | -2332.8955 | -2005.3089 | -2283.7766 | -5104.8761 | -1094.7398 | -638.5691 | 10.9431 | 14.0476 | 65.7066 | 8.6134
2035 | 6206 | MW | 390.5787 | 501.3845 | 640.5928 | 194.5784 | -2388.4406 | -2099.6764 | -2391.2485 | -5226.4208 | -1094.7398 | -668.6194 | 10.9431 | 14.0476 | 65.7066 | 8.6134
2035 | 6207 | MW | 468.6945 | 601.6614 | 768.7113 | 227.9347 | -2388.4406 | -2146.8602 | -2444.9844 | -5226.4208 | -1094.7398 | -683.6446 | 13.6789 | 17.5595 | 87.6087 | 10.3361
2035 | 6208 | MW | 234.3472 | 300.8307 | 402.6583 | 116.747 | -2360.668 | -2170.452 | -2471.8523 | -5165.6485 | -1081.8605 | -691.1572 | 0 | 0 | 0 | 1.7227
2035 | 6209 | MW | 301.3036 | 386.7823 | 494.1716 | 150.1033 | -2277.3503 | -2170.452 | -2471.8523 | -4983.3314 | -1068.9812 | -691.1572 | -76.6018 | -98.3334 | -350.435 | -34.4537
2035 | 6210 | MW | 345.9411 | 444.0834 | 567.3822 | 172.3408 | -2082.9424 | -2005.3089 | -2283.7766 | -4557.9251 | -978.8262 | -638.5691 | -84.8091 | -108.8691 | -350.435 | -34.4537
2035 | 6211 | MW | 379.4193 | 487.0592 | 622.2901 | 189.019 | -1832.9893 | -1816.574 | -2068.8329 | -4010.9741 | -850.0333 | -578.4685 | -93.0164 | -119.4048 | -350.435 | -34.4537
2035 | 6212 | MW | 379.4193 | 487.0592 | 622.2901 | 189.019 | -1610.8088 | -1604.2472 | -1827.0213 | -3524.7954 | -759.8782 | -510.8553 | -95.7522 | -122.9167 | -350.435 | -34.4537
2035 | 6213 | MW | 1093.6204 | 1403.8766 | 1793.6597 | 550.3788 | -1444.1734 | -1439.1041 | -1638.9456 | -3160.1614 | -695.4818 | -458.2672 | -93.0164 | -119.4048 | -328.5328 | -34.4537
2035 | 6214 | MW | 1104.7798 | 1418.2019 | 1793.6597 | 550.3788 | -1249.7654 | -1250.3691 | -1424.0019 | -2734.7551 | -605.3267 | -398.1666 | -2.7358 | -3.5119 | 0 | 1.7227
2035 | 6215 | MW | 1048.9828 | 1346.5755 | 1702.1465 | 528.1413 | -1027.5849 | -1038.0423 | -1182.1902 | -2248.5764 | -502.2924 | -330.5534 | 19.1504 | 24.5833 | 65.7066 | 10.3361
2035 | 6216 | MW | 970.8671 | 1246.2986 | 1574.0279 | 494.785 | -860.9495 | -896.4911 | -1020.9825 | -1883.9424 | -425.0166 | -285.478 | 16.4147 | 21.0714 | 65.7066 | 8.6134
2035 | 6217 | MW | 892.7514 | 1146.0217 | 1445.9094 | 450.3099 | -777.6318 | -778.5317 | -886.6427 | -1701.6254 | -386.3788 | -247.9151 | 10.9431 | 14.0476 | 87.6087 | 13.7815
2035 | 6218 | MW | 781.1574 | 1002.769 | 1281.1855 | 394.7161 | -722.0867 | -731.348 | -832.9068 | -1580.0807 | -360.6202 | -232.8899 | 10.9431 | 14.0476 | 87.6087 | 10.3361
2035 | 6219 | MW | 680.7229 | 873.8416 | 1098.159 | 333.5629 | -694.3141 | -707.7561 | -806.0388 | -1519.3084 | -347.7409 | -225.3773 | 8.2073 | 10.5357 | 65.7066 | 8.6134
2035 | 6220 | MW | 569.129 | 730.5889 | 933.4352 | 283.5285 | -722.0867 | -684.1642 | -779.1708 | -1580.0807 | -360.6202 | -217.8648 | 8.2073 | 10.5357 | 65.7066 | 8.6134
2035 | 6221 | MW | 479.8539 | 615.9867 | 787.014 | 239.0534 | -777.6318 | -731.348 | -832.9068 | -1701.6254 | -386.3788 | -232.8899 | 8.2073 | 10.5357 | 65.7066 | 8.6134
2035 | 6222 | MW | 401.7381 | 515.7098 | 658.8954 | 194.5784 | -888.7221 | -778.5317 | -886.6427 | -1944.7147 | -463.6545 | -247.9151 | 5.4716 | 7.0238 | 65.7066 | 6.8907
2035 | 6223 | MW | 323.6224 | 415.4329 | 549.0795 | 155.6627 | -1138.6752 | -967.2667 | -1101.5864 | -2491.6657 | -579.5681 | -308.0157 | 5.4716 | 7.0238 | 65.7066 | 3.4454
2035 | 6224 | MW | 290.1442 | 372.4571 | 494.1716 | 138.9845 | -1471.9459 | -1226.7772 | -1397.1339 | -3220.9337 | -746.9989 | -390.654 | 8.2073 | 10.5357 | 65.7066 | 3.4454
2035 | 6225 | MW | 245.5066 | 315.156 | 420.961 | 116.747 | -1749.6716 | -1462.6959 | -1665.8135 | -3828.6571 | -875.7919 | -465.7798 | 8.2073 | 10.5357 | 87.6087 | 5.168
2035 | 6226 | MW | 223.1878 | 286.5054 | 384.3557 | 111.1876 | -1971.8521 | -1675.0228 | -1907.6252 | -4314.8358 | -978.8262 | -533.393 | 8.2073 | 10.5357 | 87.6087 | 5.168
2035 | 6227 | MW | 234.3472 | 300.8307 | 384.3557 | 122.3064 | -2166.2601 | -1840.1659 | -2095.7009 | -4740.2421 | -1068.9812 | -585.9811 | 8.2073 | 10.5357 | 109.5109 | 5.168
2035 | 6228 | MW | 290.1442 | 372.4571 | 475.8689 | 155.6627 | -2277.3503 | -1934.5333 | -2203.1727 | -4983.3314 | -1107.6191 | -616.0314 | 10.9431 | 14.0476 | 131.4131 | 5.168
2035 | 6229 | MW | 312.463 | 401.1076 | 512.4742 | 166.7815 | -2332.8955 | -2028.9008 | -2310.6446 | -5104.8761 | -1133.3777 | -646.0817 | 10.9431 | 14.0476 | 153.3153 | 6.8907
2035 | 6230 | MW | 368.2599 | 472.734 | 603.9875 | 189.019 | -2388.4406 | -2123.2683 | -2418.1164 | -5226.4208 | -1159.1363 | -676.132 | 10.9431 | 14.0476 | 175.2175 | 6.8907
2035 | 6231 | MW | 446.3757 | 573.0109 | 732.106 | 222.3753 | -2416.2131 | -2146.8602 | -2444.9844 | -5287.1931 | -1172.0156 | -683.6446 | 13.6789 | 17.5595 | 175.2175 | 6.8907
2035 | 6232 | MW | 245.5066 | 315.156 | 402.6583 | 122.3064 | -2388.4406 | -2123.2683 | -2418.1164 | -5226.4208 | -1184.8949 | -676.132 | 0 | 0 | 87.6087 | 1.7227
2035 | 6233 | MW | 301.3036 | 386.7823 | 494.1716 | 155.6627 | -2332.8955 | -2076.0846 | -2364.3805 | -5104.8761 | -1172.0156 | -661.1068 | -68.3944 | -87.7977 | -306.6306 | -31.0083
2035 | 6234 | MW | 357.1005 | 458.4087 | 585.6848 | 177.9002 | -2110.7149 | -1910.9415 | -2176.3048 | -4618.6974 | -1068.9812 | -608.5188 | -71.1302 | -91.3096 | -306.6306 | -32.731
2035 | 6235 | MW | 379.4193 | 487.0592 | 622.2901 | 194.5784 | -1860.7618 | -1745.7984 | -1988.2291 | -4071.7464 | -914.4297 | -555.9308 | -71.1302 | -91.3096 | -284.7284 | -32.731
2035 | 6236 | MW | 379.4193 | 487.0592 | 622.2901 | 189.019 | -1610.8088 | -1557.0634 | -1773.2854 | -3524.7954 | -811.3954 | -495.8301 | -73.866 | -94.8215 | -262.8262 | -31.0083
2035 | 6237 | MW | 1082.461 | 1389.5514 | 1775.3571 | 544.8194 | -1444.1734 | -1415.5122 | -1612.0776 | -3160.1614 | -734.1197 | -450.7547 | -73.866 | -94.8215 | -240.9241 | -31.0083
2035 | 6238 | MW | 1082.461 | 1389.5514 | 1775.3571 | 539.26 | -1249.7654 | -1226.7772 | -1397.1339 | -2734.7551 | -631.0853 | -390.654 | -2.7358 | -3.5119 | 65.7066 | 1.7227
2035 | 6239 | MW | 1026.6641 | 1317.925 | 1683.8438 | 511.4631 | -1055.3575 | -1014.4504 | -1155.3223 | -2309.3487 | -528.051 | -323.0408 | 16.4147 | 21.0714 | 131.4131 | 8.6134
2035 | 6240 | MW | 948.5483 | 1217.6481 | 1537.4226 | 472.5475 | -888.7221 | -872.8992 | -994.1145 | -1944.7147 | -437.8959 | -277.9654 | 13.6789 | 17.5595 | 109.5109 | 6.8907
2035 | 6241 | MW | 859.2732 | 1103.0459 | 1409.3041 | 428.0724 | -777.6318 | -754.9398 | -859.7747 | -1701.6254 | -386.3788 | -240.4025 | 8.2073 | 10.5357 | 21.9022 | 12.0588
2035 | 6242 | MW | 747.6793 | 959.7932 | 1226.2776 | 372.4786 | -722.0867 | -707.7561 | -806.0388 | -1580.0807 | -360.6202 | -225.3773 | 8.2073 | 10.5357 | 43.8044 | 8.6134
2035 | 6243 | MW | 636.0853 | 816.5405 | 1043.2511 | 311.3254 | -722.0867 | -684.1642 | -779.1708 | -1580.0807 | -347.7409 | -217.8648 | 8.2073 | 10.5357 | 21.9022 | 8.6134
2035 | 6244 | MW | 524.4914 | 673.2878 | 860.2246 | 261.2909 | -722.0867 | -684.1642 | -779.1708 | -1580.0807 | -360.6202 | -217.8648 | 5.4716 | 7.0238 | 21.9022 | 6.8907
2035 | 6245 | MW | 435.2163 | 558.6856 | 713.8034 | 216.8159 | -777.6318 | -707.7561 | -806.0388 | -1701.6254 | -386.3788 | -225.3773 | 5.4716 | 7.0238 | 21.9022 | 6.8907
2035 | 6246 | MW | 368.2599 | 472.734 | 585.6848 | 177.9002 | -888.7221 | -778.5317 | -886.6427 | -1944.7147 | -463.6545 | -247.9151 | 5.4716 | 7.0238 | 21.9022 | 6.8907
2035 | 6247 | MW | 301.3036 | 386.7823 | 494.1716 | 144.5439 | -1138.6752 | -990.8585 | -1128.4543 | -2491.6657 | -592.4474 | -315.5283 | 5.4716 | 7.0238 | 21.9022 | 3.4454
2035 | 6248 | MW | 267.8254 | 343.8065 | 439.2636 | 127.8658 | -1444.1734 | -1273.961 | -1450.8698 | -3160.1614 | -759.8782 | -405.6792 | 5.4716 | 7.0238 | 21.9022 | 3.4454
2035 | 6249 | MW | 223.1878 | 286.5054 | 384.3557 | 111.1876 | -1721.899 | -1509.8797 | -1719.5494 | -3767.8848 | -901.5504 | -480.805 | 8.2073 | 10.5357 | 21.9022 | 3.4454
2035 | 6250 | MW | 212.0284 | 272.1802 | 366.053 | 105.6283 | -1971.8521 | -1651.4309 | -1880.7572 | -4314.8358 | -1017.4641 | -525.8804 | 8.2073 | 10.5357 | 21.9022 | 5.168
2035 | 6251 | MW | 223.1878 | 286.5054 | 366.053 | 111.1876 | -2166.2601 | -1769.3902 | -2015.097 | -4740.2421 | -1107.6191 | -563.4433 | 8.2073 | 10.5357 | 43.8044 | 5.168
2035 | 6252 | MW | 278.9848 | 358.1318 | 457.5663 | 144.5439 | -2305.1229 | -1816.574 | -2068.8329 | -5044.1038 | -1159.1363 | -578.4685 | 8.2073 | 10.5357 | 43.8044 | 5.168
2035 | 6253 | MW | 301.3036 | 386.7823 | 494.1716 | 155.6627 | -2388.4406 | -1887.3496 | -2149.4368 | -5226.4208 | -1172.0156 | -601.0062 | 8.2073 | 10.5357 | 43.8044 | 5.168
2035 | 6254 | MW | 357.1005 | 458.4087 | 585.6848 | 183.4596 | -2471.7583 | -1934.5333 | -2203.1727 | -5408.7378 | -1210.6535 | -616.0314 | 8.2073 | 10.5357 | 43.8044 | 6.8907
2035 | 6255 | MW | 435.2163 | 558.6856 | 732.106 | 222.3753 | -2471.7583 | -1934.5333 | -2203.1727 | -5408.7378 | -1210.6535 | -616.0314 | 8.2073 | 10.5357 | 43.8044 | 6.8907
2035 | 6256 | MW | 245.5066 | 315.156 | 402.6583 | 122.3064 | -2443.9857 | -1887.3496 | -2149.4368 | -5347.9655 | -1197.7742 | -601.0062 | -2.7358 | -3.5119 | -21.9022 | 0
2035 | 6257 | MW | 312.463 | 401.1076 | 512.4742 | 155.6627 | -2332.8955 | -1840.1659 | -2095.7009 | -5104.8761 | -1184.8949 | -585.9811 | -49.244 | -63.2143 | -284.7284 | -27.5629
2035 | 6258 | MW | 357.1005 | 458.4087 | 585.6848 | 177.9002 | -2110.7149 | -1675.0228 | -1907.6252 | -4618.6974 | -1094.7398 | -533.393 | -54.7155 | -70.2381 | -284.7284 | -29.2856
2035 | 6259 | MW | 390.5787 | 501.3845 | 640.5928 | 194.5784 | -1832.9893 | -1533.4715 | -1746.4174 | -4010.9741 | -940.1883 | -488.3176 | -57.4513 | -73.75 | -284.7284 | -29.2856
2035 | 6260 | MW | 390.5787 | 501.3845 | 640.5928 | 194.5784 | -1638.5813 | -1391.9203 | -1585.2096 | -3585.5677 | -824.2747 | -443.2421 | -62.9229 | -80.7739 | -306.6306 | -29.2856
2035 | 6261 | MW | 1082.461 | 1389.5514 | 1775.3571 | 544.8194 | -1444.1734 | -1297.5528 | -1477.7378 | -3160.1614 | -734.1197 | -413.1918 | -65.6586 | -84.2858 | -306.6306 | -27.5629
2035 | 6262 | MW | 1082.461 | 1389.5514 | 1775.3571 | 539.26 | -1249.7654 | -1132.4098 | -1289.6621 | -2734.7551 | -631.0853 | -360.6037 | -2.7358 | -3.5119 | -21.9022 | 0
2035 | 6263 | MW | 1026.6641 | 1317.925 | 1683.8438 | 511.4631 | -1027.5849 | -967.2667 | -1101.5864 | -2248.5764 | -515.1717 | -308.0157 | 13.6789 | 17.5595 | 43.8044 | 6.8907
2035 | 6264 | MW | 948.5483 | 1217.6481 | 1537.4226 | 472.5475 | -888.7221 | -825.7154 | -940.3786 | -1944.7147 | -437.8959 | -262.9402 | 10.9431 | 14.0476 | 43.8044 | 6.8907
2035 | 6265 | MW | 848.1138 | 1088.7206 | 1391.0014 | 428.0724 | -749.8593 | -731.348 | -832.9068 | -1640.853 | -386.3788 | -232.8899 | 8.2073 | 10.5357 | 43.8044 | 10.3361
2035 | 6266 | MW | 736.5199 | 945.4679 | 1207.9749 | 366.9192 | -722.0867 | -684.1642 | -779.1708 | -1580.0807 | -360.6202 | -217.8648 | 8.2073 | 10.5357 | 21.9022 | 8.6134
2035 | 6267 | MW | 624.9259 | 802.2152 | 1024.9484 | 305.766 | -694.3141 | -660.5724 | -752.3029 | -1519.3084 | -347.7409 | -210.3522 | 5.4716 | 7.0238 | 21.9022 | 6.8907
2035 | 6268 | MW | 513.332 | 658.9625 | 841.9219 | 255.7316 | -694.3141 | -660.5724 | -752.3029 | -1519.3084 | -347.7409 | -210.3522 | 5.4716 | 7.0238 | 21.9022 | 6.8907
2035 | 6269 | MW | 424.0569 | 544.3603 | 695.5007 | 211.2565 | -749.8593 | -707.7561 | -806.0388 | -1640.853 | -373.4995 | -225.3773 | 5.4716 | 7.0238 | 21.9022 | 6.8907
2035 | 6270 | MW | 345.9411 | 444.0834 | 567.3822 | 172.3408 | -888.7221 | -754.9398 | -859.7747 | -1944.7147 | -450.7752 | -240.4025 | 5.4716 | 7.0238 | 21.9022 | 6.8907
2035 | 6271 | MW | 278.9848 | 358.1318 | 475.8689 | 133.4252 | -1110.9026 | -943.6748 | -1074.7184 | -2430.8934 | -579.5681 | -300.5031 | 5.4716 | 7.0238 | 21.9022 | 3.4454
2035 | 6272 | MW | 256.666 | 329.4812 | 439.2636 | 122.3064 | -1444.1734 | -1203.1854 | -1370.266 | -3160.1614 | -734.1197 | -383.1415 | 5.4716 | 7.0238 | 43.8044 | 3.4454
2035 | 6273 | MW | 223.1878 | 286.5054 | 384.3557 | 105.6283 | -1694.1265 | -1415.5122 | -1612.0776 | -3707.1124 | -888.6712 | -450.7547 | 8.2073 | 10.5357 | 21.9022 | 3.4454
2035 | 6274 | MW | 212.0284 | 272.1802 | 366.053 | 105.6283 | -1888.5344 | -1580.6553 | -1800.1533 | -4132.5188 | -978.8262 | -503.3427 | 8.2073 | 10.5357 | 21.9022 | 3.4454
2035 | 6275 | MW | 223.1878 | 286.5054 | 384.3557 | 111.1876 | -2027.3972 | -1722.2065 | -1961.3611 | -4436.3804 | -1056.102 | -548.4182 | 8.2073 | 10.5357 | 43.8044 | 3.4454
2035 | 6276 | MW | 278.9848 | 358.1318 | 457.5663 | 144.5439 | -2110.7149 | -1792.9821 | -2041.965 | -4618.6974 | -1094.7398 | -570.9559 | 8.2073 | 10.5357 | 43.8044 | 5.168
2035 | 6277 | MW | 312.463 | 401.1076 | 512.4742 | 155.6627 | -2194.0326 | -1863.7577 | -2122.5689 | -4801.0144 | -1120.4984 | -593.4936 | 8.2073 | 10.5357 | 43.8044 | 5.168
2035 | 6278 | MW | 357.1005 | 458.4087 | 585.6848 | 177.9002 | -2249.5778 | -1958.1252 | -2230.0407 | -4922.5591 | -1146.257 | -623.544 | 8.2073 | 10.5357 | 43.8044 | 5.168
2035 | 6279 | MW | 435.2163 | 558.6856 | 732.106 | 216.8159 | -2249.5778 | -1981.7171 | -2256.9087 | -4922.5591 | -1146.257 | -631.0565 | 8.2073 | 10.5357 | 43.8044 | 5.168
2035 | 6280 | MW | 245.5066 | 315.156 | 402.6583 | 122.3064 | -2221.8052 | -1981.7171 | -2256.9087 | -4861.7868 | -1146.257 | -631.0565 | -2.7358 | -3.5119 | 0 | 1.7227
2035 | 6281 | MW | 312.463 | 401.1076 | 512.4742 | 155.6627 | -2138.4875 | -1934.5333 | -2203.1727 | -4679.4698 | -1120.4984 | -616.0314 | -41.0367 | -52.6786 | -240.9241 | -20.6722
2035 | 6282 | MW | 357.1005 | 458.4087 | 585.6848 | 177.9002 | -1944.0795 | -1722.2065 | -1961.3611 | -4254.0634 | -1030.3434 | -548.4182 | -43.7724 | -56.1905 | -240.9241 | -22.3949
2035 | 6283 | MW | 390.5787 | 501.3845 | 640.5928 | 194.5784 | -1721.899 | -1533.4715 | -1746.4174 | -3767.8848 | -875.7919 | -488.3176 | -49.244 | -63.2143 | -240.9241 | -22.3949
2035 | 6284 | MW | 390.5787 | 501.3845 | 640.5928 | 194.5784 | -1527.4911 | -1368.3285 | -1558.3417 | -3342.4784 | -772.7575 | -435.7295 | -51.9798 | -66.7262 | -240.9241 | -22.3949
2035 | 6285 | MW | 1071.3016 | 1375.2261 | 1757.0544 | 533.7007 | -1388.6282 | -1250.3691 | -1424.0019 | -3038.6167 | -708.3611 | -398.1666 | -57.4513 | -73.75 | -240.9241 | -24.1176
2035 | 6286 | MW | 1071.3016 | 1375.2261 | 1757.0544 | 533.7007 | -1194.2203 | -1108.8179 | -1262.7941 | -2613.2104 | -605.3267 | -353.0912 | -2.7358 | -3.5119 | 0 | 1.7227
2035 | 6287 | MW | 1015.5047 | 1303.5997 | 1665.5412 | 505.9038 | -999.8123 | -943.6748 | -1074.7184 | -2187.8041 | -502.2924 | -300.5031 | 10.9431 | 14.0476 | 43.8044 | 6.8907
2035 | 6288 | MW | 937.3889 | 1203.3228 | 1519.12 | 466.9881 | -833.1769 | -825.7154 | -940.3786 | -1823.17 | -412.1373 | -262.9402 | 10.9431 | 14.0476 | 43.8044 | 6.8907
2035 | 6289 | MW | 836.9544 | 1074.3954 | 1372.6988 | 416.9536 | -722.0867 | -731.348 | -832.9068 | -1580.0807 | -360.6202 | -232.8899 | 8.2073 | 10.5357 | 21.9022 | 10.3361
2035 | 6290 | MW | 725.3605 | 931.1427 | 1189.6723 | 361.3598 | -694.3141 | -684.1642 | -779.1708 | -1519.3084 | -347.7409 | -217.8648 | 8.2073 | 10.5357 | 21.9022 | 8.6134
2035 | 6291 | MW | 613.7666 | 787.8899 | 1006.6458 | 300.2066 | -666.5416 | -660.5724 | -752.3029 | -1458.536 | -334.8616 | -210.3522 | 8.2073 | 10.5357 | 21.9022 | 8.6134
2035 | 6292 | MW | 502.1726 | 644.6372 | 823.6193 | 244.6128 | -666.5416 | -660.5724 | -752.3029 | -1458.536 | -334.8616 | -210.3522 | 5.4716 | 7.0238 | 21.9022 | 6.8907
2035 | 6293 | MW | 412.8975 | 530.0351 | 677.1981 | 200.1377 | -722.0867 | -707.7561 | -806.0388 | -1580.0807 | -360.6202 | -225.3773 | 5.4716 | 7.0238 | 21.9022 | 6.8907
2035 | 6294 | MW | 334.7818 | 429.7582 | 567.3822 | 166.7815 | -860.9495 | -754.9398 | -859.7747 | -1883.9424 | -437.8959 | -240.4025 | 5.4716 | 7.0238 | 21.9022 | 6.8907
2035 | 6295 | MW | 278.9848 | 358.1318 | 475.8689 | 133.4252 | -1055.3575 | -943.6748 | -1074.7184 | -2309.3487 | -566.6889 | -300.5031 | 5.4716 | 7.0238 | 21.9022 | 3.4454
2035 | 6296 | MW | 256.666 | 329.4812 | 439.2636 | 127.8658 | -1360.8557 | -1179.5935 | -1343.398 | -2977.8444 | -734.1197 | -375.6289 | 8.2073 | 10.5357 | 21.9022 | 3.4454
2035 | 6297 | MW | 223.1878 | 286.5054 | 384.3557 | 105.6283 | -1638.5813 | -1415.5122 | -1612.0776 | -3585.5677 | -875.7919 | -450.7547 | 8.2073 | 10.5357 | 21.9022 | 5.168
2035 | 6298 | MW | 212.0284 | 272.1802 | 366.053 | 100.0689 | -1805.2167 | -1604.2472 | -1827.0213 | -3950.2018 | -965.9469 | -510.8553 | 8.2073 | 10.5357 | 21.9022 | 5.168
2035 | 6299 | MW | 223.1878 | 286.5054 | 366.053 | 111.1876 | -1971.8521 | -1745.7984 | -1988.2291 | -4314.8358 | -1017.4641 | -555.9308 | 8.2073 | 10.5357 | 21.9022 | 5.168
2035 | 6300 | MW | 278.9848 | 358.1318 | 457.5663 | 144.5439 | -2055.1698 | -1840.1659 | -2095.7009 | -4497.1528 | -1030.3434 | -585.9811 | 8.2073 | 10.5357 | 21.9022 | 5.168
2035 | 6301 | MW | 312.463 | 401.1076 | 512.4742 | 161.2221 | -2110.7149 | -1887.3496 | -2149.4368 | -4618.6974 | -1030.3434 | -601.0062 | 8.2073 | 10.5357 | 21.9022 | 5.168
2035 | 6302 | MW | 357.1005 | 458.4087 | 585.6848 | 183.4596 | -2166.2601 | -1958.1252 | -2230.0407 | -4740.2421 | -1056.102 | -623.544 | 8.2073 | 10.5357 | 43.8044 | 5.168
2035 | 6303 | MW | 435.2163 | 558.6856 | 713.8034 | 222.3753 | -2194.0326 | -1958.1252 | -2230.0407 | -4801.0144 | -1056.102 | -623.544 | 8.2073 | 10.5357 | 43.8044 | 5.168
2035 | 6304 | MW | 245.5066 | 315.156 | 402.6583 | 122.3064 | -2194.0326 | -1934.5333 | -2203.1727 | -4801.0144 | -1043.2227 | -616.0314 | 0 | 0 | 0 | 1.7227
2035 | 6305 | MW | 312.463 | 401.1076 | 512.4742 | 155.6627 | -2082.9424 | -1887.3496 | -2149.4368 | -4557.9251 | -1004.5848 | -601.0062 | -46.5082 | -59.7024 | -219.0219 | -20.6722
2035 | 6306 | MW | 357.1005 | 458.4087 | 603.9875 | 177.9002 | -1860.7618 | -1722.2065 | -1961.3611 | -4071.7464 | -927.309 | -548.4182 | -49.244 | -63.2143 | -240.9241 | -20.6722
2035 | 6307 | MW | 390.5787 | 501.3845 | 640.5928 | 200.1377 | -1666.3539 | -1533.4715 | -1746.4174 | -3646.3401 | -811.3954 | -488.3176 | -51.9798 | -66.7262 | -240.9241 | -20.6722
2035 | 6308 | MW | 390.5787 | 501.3845 | 640.5928 | 194.5784 | -1471.9459 | -1368.3285 | -1558.3417 | -3220.9337 | -721.2404 | -435.7295 | -54.7155 | -70.2381 | -240.9241 | -20.6722
2035 | 6309 | MW | 1071.3016 | 1375.2261 | 1738.7518 | 533.7007 | -1333.0831 | -1250.3691 | -1424.0019 | -2917.0721 | -669.7232 | -398.1666 | -57.4513 | -73.75 | -240.9241 | -22.3949
2035 | 6310 | MW | 1071.3016 | 1375.2261 | 1757.0544 | 533.7007 | -1166.4477 | -1108.8179 | -1262.7941 | -2552.4381 | -592.4474 | -353.0912 | -2.7358 | -3.5119 | 0 | 1.7227
2035 | 6311 | MW | 1015.5047 | 1303.5997 | 1665.5412 | 505.9038 | -972.0398 | -943.6748 | -1074.7184 | -2127.0317 | -489.4131 | -300.5031 | 13.6789 | 17.5595 | 43.8044 | 6.8907
2035 | 6312 | MW | 937.3889 | 1203.3228 | 1519.12 | 466.9881 | -833.1769 | -825.7154 | -940.3786 | -1823.17 | -412.1373 | -262.9402 | 10.9431 | 14.0476 | 43.8044 | 6.8907
2035 | 6313 | MW | 836.9544 | 1074.3954 | 1372.6988 | 422.513 | -694.3141 | -707.7561 | -806.0388 | -1519.3084 | -334.8616 | -225.3773 | 10.9431 | 14.0476 | 21.9022 | 10.3361
2035 | 6314 | MW | 725.3605 | 931.1427 | 1189.6723 | 361.3598 | -638.769 | -660.5724 | -752.3029 | -1397.7637 | -309.103 | -210.3522 | 8.2073 | 10.5357 | 21.9022 | 8.6134
2035 | 6315 | MW | 613.7666 | 787.8899 | 1006.6458 | 300.2066 | -638.769 | -660.5724 | -752.3029 | -1397.7637 | -309.103 | -210.3522 | 5.4716 | 7.0238 | 21.9022 | 6.8907
2035 | 6316 | MW | 502.1726 | 644.6372 | 823.6193 | 250.1722 | -638.769 | -636.9805 | -725.4349 | -1397.7637 | -309.103 | -202.8396 | 5.4716 | 7.0238 | 21.9022 | 6.8907
2035 | 6317 | MW | 424.0569 | 544.3603 | 695.5007 | 211.2565 | -666.5416 | -660.5724 | -752.3029 | -1458.536 | -321.9823 | -210.3522 | 5.4716 | 7.0238 | 21.9022 | 6.8907
2035 | 6318 | MW | 368.2599 | 472.734 | 603.9875 | 183.4596 | -722.0867 | -684.1642 | -779.1708 | -1580.0807 | -360.6202 | -217.8648 | 5.4716 | 7.0238 | 21.9022 | 6.8907
2035 | 6319 | MW | 323.6224 | 415.4329 | 530.7769 | 155.6627 | -833.1769 | -754.9398 | -859.7747 | -1823.17 | -425.0166 | -240.4025 | 5.4716 | 7.0238 | 21.9022 | 3.4454
2035 | 6320 | MW | 301.3036 | 386.7823 | 494.1716 | 144.5439 | -999.8123 | -896.4911 | -1020.9825 | -2187.8041 | -515.1717 | -285.478 | 5.4716 | 7.0238 | 21.9022 | 3.4454
2035 | 6321 | MW | 267.8254 | 343.8065 | 439.2636 | 138.9845 | -1194.2203 | -1061.6341 | -1209.0582 | -2613.2104 | -605.3267 | -338.066 | 8.2073 | 10.5357 | 21.9022 | 5.168
2035 | 6322 | MW | 312.463 | 401.1076 | 494.1716 | 155.6627 | -1333.0831 | -1203.1854 | -1370.266 | -2917.0721 | -656.8439 | -383.1415 | 8.2073 | 10.5357 | 21.9022 | 3.4454
2035 | 6323 | MW | 368.2599 | 472.734 | 603.9875 | 183.4596 | -1499.7185 | -1321.1447 | -1504.6058 | -3281.7061 | -708.3611 | -420.7044 | 8.2073 | 10.5357 | 21.9022 | 3.4454
2035 | 6324 | MW | 457.5351 | 587.3361 | 750.4087 | 222.3753 | -1610.8088 | -1415.5122 | -1612.0776 | -3524.7954 | -746.9989 | -450.7547 | 8.2073 | 10.5357 | 43.8044 | 5.168
2035 | 6325 | MW | 513.332 | 658.9625 | 841.9219 | 255.7316 | -1694.1265 | -1486.2878 | -1692.6815 | -3707.1124 | -785.6368 | -473.2924 | 8.2073 | 10.5357 | 43.8044 | 5.168
2035 | 6326 | MW | 546.8102 | 701.9383 | 878.5272 | 272.4097 | -1777.4442 | -1557.0634 | -1773.2854 | -3889.4294 | -824.2747 | -495.8301 | 8.2073 | 10.5357 | 43.8044 | 5.168
2035 | 6327 | MW | 234.3472 | 300.8307 | 384.3557 | 116.747 | -1832.9893 | -1627.839 | -1853.8893 | -4010.9741 | -837.154 | -518.3679 | 8.2073 | 10.5357 | 43.8044 | 5.168
2035 | 6328 | MW | 267.8254 | 343.8065 | 439.2636 | 133.4252 | -1832.9893 | -1651.4309 | -1880.7572 | -4010.9741 | -850.0333 | -525.8804 | -2.7358 | -3.5119 | 0 | 0
2035 | 6329 | MW | 290.1442 | 372.4571 | 475.8689 | 150.1033 | -1749.6716 | -1627.839 | -1853.8893 | -3828.6571 | -850.0333 | -518.3679 | -38.3009 | -49.1667 | -219.0219 | -17.2268
2035 | 6330 | MW | 301.3036 | 386.7823 | 494.1716 | 144.5439 | -1583.0362 | -1486.2878 | -1692.6815 | -3464.0231 | -759.8782 | -473.2924 | -41.0367 | -52.6786 | -240.9241 | -18.9495
2035 | 6331 | MW | 301.3036 | 386.7823 | 512.4742 | 150.1033 | -1444.1734 | -1344.7366 | -1531.4737 | -3160.1614 | -682.6025 | -428.2169 | -43.7724 | -56.1905 | -219.0219 | -20.6722
2035 | 6332 | MW | 970.8671 | 1246.2986 | 1592.3306 | 489.2256 | -1333.0831 | -1250.3691 | -1424.0019 | -2917.0721 | -631.0853 | -398.1666 | -49.244 | -63.2143 | -219.0219 | -20.6722
2035 | 6333 | MW | 959.7077 | 1231.9734 | 1574.0279 | 489.2256 | -1221.9929 | -1156.0016 | -1316.53 | -2673.9827 | -592.4474 | -368.1163 | -54.7155 | -70.2381 | -219.0219 | -20.6722
2035 | 6334 | MW | 937.3889 | 1203.3228 | 1537.4226 | 472.5475 | -1083.13 | -1038.0423 | -1182.1902 | -2370.1211 | -528.051 | -330.5534 | -2.7358 | -3.5119 | 0 | 1.7227
2035 | 6335 | MW | 892.7514 | 1146.0217 | 1464.212 | 450.3099 | -916.4946 | -920.0829 | -1047.8504 | -2005.487 | -450.7752 | -292.9905 | 10.9431 | 14.0476 | 43.8044 | 6.8907
2035 | 6336 | MW | 825.795 | 1060.0701 | 1354.3961 | 416.9536 | -777.6318 | -778.5317 | -886.6427 | -1701.6254 | -386.3788 | -247.9151 | 10.9431 | 14.0476 | 43.8044 | 5.168
2035 | 6337 | MW | 747.6793 | 959.7932 | 1226.2776 | 372.4786 | -694.3141 | -707.7561 | -806.0388 | -1519.3084 | -347.7409 | -225.3773 | 8.2073 | 10.5357 | 87.6087 | 10.3361
2035 | 6338 | MW | 647.2447 | 830.8658 | 1061.5537 | 328.0035 | -638.769 | -660.5724 | -752.3029 | -1397.7637 | -321.9823 | -210.3522 | 5.4716 | 7.0238 | 65.7066 | 8.6134
2035 | 6339 | MW | 569.129 | 730.5889 | 933.4352 | 283.5285 | -610.9964 | -636.9805 | -725.4349 | -1336.9914 | -309.103 | -202.8396 | 5.4716 | 7.0238 | 65.7066 | 8.6134
2035 | 6340 | MW | 502.1726 | 644.6372 | 823.6193 | 250.1722 | -638.769 | -636.9805 | -725.4349 | -1397.7637 | -309.103 | -202.8396 | 5.4716 | 7.0238 | 43.8044 | 6.8907
2035 | 6341 | MW | 446.3757 | 573.0109 | 732.106 | 216.8159 | -638.769 | -636.9805 | -725.4349 | -1397.7637 | -321.9823 | -202.8396 | 5.4716 | 7.0238 | 43.8044 | 6.8907
2035 | 6342 | MW | 390.5787 | 501.3845 | 640.5928 | 194.5784 | -694.3141 | -636.9805 | -725.4349 | -1519.3084 | -347.7409 | -202.8396 | 5.4716 | 7.0238 | 43.8044 | 6.8907
2035 | 6343 | MW | 357.1005 | 458.4087 | 585.6848 | 172.3408 | -749.8593 | -684.1642 | -779.1708 | -1640.853 | -399.2581 | -217.8648 | 5.4716 | 7.0238 | 43.8044 | 3.4454
2035 | 6344 | MW | 312.463 | 401.1076 | 512.4742 | 150.1033 | -888.7221 | -778.5317 | -886.6427 | -1944.7147 | -450.7752 | -247.9151 | 5.4716 | 7.0238 | 65.7066 | 5.168
2035 | 6345 | MW | 301.3036 | 386.7823 | 494.1716 | 150.1033 | -1055.3575 | -896.4911 | -1020.9825 | -2309.3487 | -515.1717 | -285.478 | 8.2073 | 10.5357 | 65.7066 | 5.168
2035 | 6346 | MW | 323.6224 | 415.4329 | 549.0795 | 161.2221 | -1194.2203 | -1014.4504 | -1155.3223 | -2613.2104 | -566.6889 | -323.0408 | 8.2073 | 10.5357 | 65.7066 | 5.168
2035 | 6347 | MW | 368.2599 | 472.734 | 603.9875 | 183.4596 | -1360.8557 | -1108.8179 | -1262.7941 | -2977.8444 | -631.0853 | -353.0912 | 5.4716 | 7.0238 | 87.6087 | 5.168
2035 | 6348 | MW | 446.3757 | 573.0109 | 750.4087 | 222.3753 | -1499.7185 | -1203.1854 | -1370.266 | -3281.7061 | -682.6025 | -383.1415 | 5.4716 | 7.0238 | 87.6087 | 5.168
2035 | 6349 | MW | 513.332 | 658.9625 | 823.6193 | 255.7316 | -1638.5813 | -1297.5528 | -1477.7378 | -3585.5677 | -746.9989 | -413.1918 | 8.2073 | 10.5357 | 109.5109 | 5.168
2035 | 6350 | MW | 546.8102 | 701.9383 | 896.8299 | 277.9691 | -1721.899 | -1391.9203 | -1585.2096 | -3767.8848 | -772.7575 | -443.2421 | 8.2073 | 10.5357 | 109.5109 | 5.168
2035 | 6351 | MW | 212.0284 | 272.1802 | 347.7504 | 100.0689 | -1805.2167 | -1486.2878 | -1692.6815 | -3950.2018 | -811.3954 | -473.2924 | 8.2073 | 10.5357 | 131.4131 | 5.168
2035 | 6352 | MW | 234.3472 | 300.8307 | 402.6583 | 116.747 | -1832.9893 | -1533.4715 | -1746.4174 | -4010.9741 | -850.0333 | -488.3176 | -2.7358 | -3.5119 | 65.7066 | 1.7227
2035 | 6353 | MW | 267.8254 | 343.8065 | 439.2636 | 133.4252 | -1805.2167 | -1557.0634 | -1773.2854 | -3950.2018 | -862.9126 | -495.8301 | -38.3009 | -49.1667 | -219.0219 | -18.9495
2035 | 6354 | MW | 278.9848 | 358.1318 | 457.5663 | 138.9845 | -1694.1265 | -1509.8797 | -1719.5494 | -3707.1124 | -798.5161 | -480.805 | -41.0367 | -52.6786 | -219.0219 | -18.9495
2035 | 6355 | MW | 290.1442 | 372.4571 | 475.8689 | 144.5439 | -1583.0362 | -1439.1041 | -1638.9456 | -3464.0231 | -734.1197 | -458.2672 | -43.7724 | -56.1905 | -219.0219 | -20.6722
2035 | 6356 | MW | 970.8671 | 1246.2986 | 1574.0279 | 489.2256 | -1444.1734 | -1321.1447 | -1504.6058 | -3160.1614 | -682.6025 | -420.7044 | -49.244 | -63.2143 | -197.1197 | -20.6722
2035 | 6357 | MW | 959.7077 | 1231.9734 | 1574.0279 | 489.2256 | -1333.0831 | -1226.7772 | -1397.1339 | -2917.0721 | -643.9646 | -390.654 | -51.9798 | -66.7262 | -197.1197 | -22.3949
2035 | 6358 | MW | 926.2295 | 1188.9976 | 1519.12 | 466.9881 | -1166.4477 | -1085.226 | -1235.9262 | -2552.4381 | -566.6889 | -345.5786 | -2.7358 | -3.5119 | 65.7066 | 1.7227
2035 | 6359 | MW | 903.9107 | 1160.347 | 1464.212 | 450.3099 | -972.0398 | -943.6748 | -1074.7184 | -2127.0317 | -476.5338 | -300.5031 | 10.9431 | 14.0476 | 109.5109 | 6.8907
2035 | 6360 | MW | 836.9544 | 1074.3954 | 1372.6988 | 422.513 | -805.4044 | -802.1236 | -913.5106 | -1762.3977 | -399.2581 | -255.4276 | 8.2073 | 10.5357 | 87.6087 | 5.168
2035 | 6361 | MW | 758.8386 | 974.1185 | 1244.5802 | 378.038 | -749.8593 | -731.348 | -832.9068 | -1640.853 | -373.4995 | -232.8899 | 10.9431 | 14.0476 | 87.6087 | 12.0588
2035 | 6362 | MW | 658.4041 | 845.191 | 1079.8564 | 328.0035 | -694.3141 | -684.1642 | -779.1708 | -1519.3084 | -347.7409 | -217.8648 | 8.2073 | 10.5357 | 87.6087 | 8.6134
2035 | 6363 | MW | 580.2884 | 744.9141 | 951.7378 | 289.0879 | -666.5416 | -660.5724 | -752.3029 | -1458.536 | -347.7409 | -210.3522 | 8.2073 | 10.5357 | 65.7066 | 6.8907
2035 | 6364 | MW | 513.332 | 658.9625 | 841.9219 | 255.7316 | -694.3141 | -660.5724 | -752.3029 | -1519.3084 | -347.7409 | -210.3522 | 5.4716 | 7.0238 | 65.7066 | 6.8907
2035 | 6365 | MW | 446.3757 | 573.0109 | 732.106 | 222.3753 | -749.8593 | -707.7561 | -806.0388 | -1640.853 | -373.4995 | -225.3773 | 5.4716 | 7.0238 | 65.7066 | 6.8907
2035 | 6366 | MW | 390.5787 | 501.3845 | 640.5928 | 194.5784 | -860.9495 | -754.9398 | -859.7747 | -1883.9424 | -450.7752 | -240.4025 | 5.4716 | 7.0238 | 65.7066 | 6.8907
2035 | 6367 | MW | 345.9411 | 444.0834 | 567.3822 | 166.7815 | -1138.6752 | -943.6748 | -1074.7184 | -2491.6657 | -579.5681 | -300.5031 | 5.4716 | 7.0238 | 65.7066 | 3.4454
2035 | 6368 | MW | 312.463 | 401.1076 | 530.7769 | 161.2221 | -1471.9459 | -1226.7772 | -1397.1339 | -3220.9337 | -746.9989 | -390.654 | 5.4716 | 7.0238 | 65.7066 | 3.4454
2035 | 6369 | MW | 278.9848 | 358.1318 | 475.8689 | 138.9845 | -1805.2167 | -1486.2878 | -1692.6815 | -3950.2018 | -888.6712 | -473.2924 | 5.4716 | 7.0238 | 65.7066 | 3.4454
2035 | 6370 | MW | 256.666 | 329.4812 | 439.2636 | 127.8658 | -2055.1698 | -1698.6146 | -1934.4931 | -4497.1528 | -991.7055 | -540.9056 | 8.2073 | 10.5357 | 87.6087 | 3.4454
2035 | 6371 | MW | 256.666 | 329.4812 | 420.961 | 133.4252 | -2249.5778 | -1887.3496 | -2149.4368 | -4922.5591 | -1094.7398 | -601.0062 | 8.2073 | 10.5357 | 87.6087 | 5.168
2035 | 6372 | MW | 312.463 | 401.1076 | 512.4742 | 161.2221 | -2443.9857 | -2028.9008 | -2310.6446 | -5347.9655 | -1146.257 | -646.0817 | 8.2073 | 10.5357 | 109.5109 | 5.168
2035 | 6373 | MW | 323.6224 | 415.4329 | 549.0795 | 166.7815 | -2555.076 | -2123.2683 | -2418.1164 | -5591.0548 | -1184.8949 | -676.132 | 8.2073 | 10.5357 | 131.4131 | 5.168
2035 | 6374 | MW | 379.4193 | 487.0592 | 622.2901 | 189.019 | -2638.3937 | -2194.0439 | -2498.7203 | -5773.3718 | -1223.5328 | -698.6697 | 10.9431 | 14.0476 | 153.3153 | 6.8907
2035 | 6375 | MW | 457.5351 | 587.3361 | 750.4087 | 227.9347 | -2666.1662 | -2241.2276 | -2552.4562 | -5834.1441 | -1262.1706 | -713.6949 | 10.9431 | 14.0476 | 175.2175 | 6.8907
2035 | 6376 | MW | 234.3472 | 300.8307 | 402.6583 | 116.747 | -2610.6211 | -2264.8195 | -2579.3242 | -5712.5995 | -1249.2913 | -721.2075 | 0 | 0 | 87.6087 | 0
2035 | 6377 | MW | 301.3036 | 386.7823 | 494.1716 | 150.1033 | -2527.3034 | -2194.0439 | -2498.7203 | -5530.2825 | -1223.5328 | -698.6697 | -51.9798 | -66.7262 | -284.7284 | -25.8402
2035 | 6378 | MW | 345.9411 | 444.0834 | 567.3822 | 172.3408 | -2305.1229 | -2005.3089 | -2283.7766 | -5044.1038 | -1120.4984 | -638.5691 | -57.4513 | -73.75 | -262.8262 | -25.8402
2035 | 6379 | MW | 379.4193 | 487.0592 | 622.2901 | 194.5784 | -2055.1698 | -1769.3902 | -2015.097 | -4497.1528 | -965.9469 | -563.4433 | -60.1871 | -77.262 | -240.9241 | -27.5629
2035 | 6380 | MW | 379.4193 | 487.0592 | 622.2901 | 189.019 | -1777.4442 | -1533.4715 | -1746.4174 | -3889.4294 | -850.0333 | -488.3176 | -62.9229 | -80.7739 | -240.9241 | -25.8402
2035 | 6381 | MW | 1093.6204 | 1403.8766 | 1793.6597 | 550.3788 | -1555.2636 | -1368.3285 | -1558.3417 | -3403.2507 | -772.7575 | -435.7295 | -62.9229 | -80.7739 | -240.9241 | -25.8402
2035 | 6382 | MW | 1093.6204 | 1403.8766 | 1793.6597 | 550.3788 | -1333.0831 | -1203.1854 | -1370.266 | -2917.0721 | -669.7232 | -383.1415 | -2.7358 | -3.5119 | 65.7066 | 1.7227
2035 | 6383 | MW | 1048.9828 | 1346.5755 | 1720.4491 | 522.5819 | -1083.13 | -1014.4504 | -1155.3223 | -2370.1211 | -553.8096 | -323.0408 | 13.6789 | 17.5595 | 109.5109 | 6.8907
2035 | 6384 | MW | 970.8671 | 1246.2986 | 1592.3306 | 489.2256 | -916.4946 | -872.8992 | -994.1145 | -2005.487 | -476.5338 | -277.9654 | 10.9431 | 14.0476 | 87.6087 | 6.8907
2035 | 6385 | MW | 892.7514 | 1146.0217 | 1445.9094 | 444.7506 | -777.6318 | -754.9398 | -859.7747 | -1701.6254 | -412.1373 | -240.4025 | 10.9431 | 14.0476 | 87.6087 | 12.0588
2035 | 6386 | MW | 781.1574 | 1002.769 | 1281.1855 | 389.1567 | -722.0867 | -707.7561 | -806.0388 | -1580.0807 | -386.3788 | -225.3773 | 8.2073 | 10.5357 | 65.7066 | 8.6134
2035 | 6387 | MW | 669.5635 | 859.5163 | 1098.159 | 333.5629 | -722.0867 | -684.1642 | -779.1708 | -1580.0807 | -373.4995 | -217.8648 | 8.2073 | 10.5357 | 65.7066 | 8.6134
2035 | 6388 | MW | 569.129 | 730.5889 | 933.4352 | 277.9691 | -722.0867 | -684.1642 | -779.1708 | -1580.0807 | -373.4995 | -217.8648 | 5.4716 | 7.0238 | 65.7066 | 6.8907
2035 | 6389 | MW | 479.8539 | 615.9867 | 787.014 | 233.494 | -777.6318 | -731.348 | -832.9068 | -1701.6254 | -399.2581 | -232.8899 | 5.4716 | 7.0238 | 65.7066 | 6.8907
2035 | 6390 | MW | 401.7381 | 515.7098 | 658.8954 | 194.5784 | -916.4946 | -802.1236 | -913.5106 | -2005.487 | -476.5338 | -255.4276 | 5.4716 | 7.0238 | 65.7066 | 6.8907
2035 | 6391 | MW | 323.6224 | 415.4329 | 549.0795 | 150.1033 | -1166.4477 | -967.2667 | -1101.5864 | -2552.4381 | -605.3267 | -308.0157 | 5.4716 | 7.0238 | 65.7066 | 3.4454
2035 | 6392 | MW | 278.9848 | 358.1318 | 475.8689 | 133.4252 | -1527.4911 | -1203.1854 | -1370.266 | -3342.4784 | -772.7575 | -383.1415 | 8.2073 | 10.5357 | 65.7066 | 3.4454
2035 | 6393 | MW | 234.3472 | 300.8307 | 402.6583 | 111.1876 | -1888.5344 | -1415.5122 | -1612.0776 | -4132.5188 | -927.309 | -450.7547 | 8.2073 | 10.5357 | 65.7066 | 5.168
2035 | 6394 | MW | 212.0284 | 272.1802 | 366.053 | 111.1876 | -2166.2601 | -1604.2472 | -1827.0213 | -4740.2421 | -1056.102 | -510.8553 | 8.2073 | 10.5357 | 87.6087 | 3.4454
2035 | 6395 | MW | 223.1878 | 286.5054 | 384.3557 | 116.747 | -2416.2131 | -1792.9821 | -2041.965 | -5287.1931 | -1146.257 | -570.9559 | 8.2073 | 10.5357 | 109.5109 | 5.168
2035 | 6396 | MW | 290.1442 | 372.4571 | 457.5663 | 150.1033 | -2582.8485 | -1910.9415 | -2176.3048 | -5651.8271 | -1197.7742 | -608.5188 | 8.2073 | 10.5357 | 131.4131 | 5.168
2035 | 6397 | MW | 312.463 | 401.1076 | 512.4742 | 161.2221 | -2693.9388 | -2028.9008 | -2310.6446 | -5894.9165 | -1236.412 | -646.0817 | 8.2073 | 10.5357 | 153.3153 | 5.168
2035 | 6398 | MW | 368.2599 | 472.734 | 603.9875 | 183.4596 | -2749.4839 | -2170.452 | -2471.8523 | -6016.4611 | -1262.1706 | -691.1572 | 8.2073 | 10.5357 | 175.2175 | 5.168
2035 | 6399 | MW | 446.3757 | 573.0109 | 732.106 | 222.3753 | -2777.2565 | -2241.2276 | -2552.4562 | -6077.2335 | -1275.0499 | -713.6949 | 8.2073 | 10.5357 | 197.1197 | 6.8907
2035 | 6400 | MW | 234.3472 | 300.8307 | 402.6583 | 116.747 | -2749.4839 | -2241.2276 | -2552.4562 | -6016.4611 | -1262.1706 | -713.6949 | 0 | 0 | 109.5109 | 1.7227
2035 | 6401 | MW | 301.3036 | 386.7823 | 494.1716 | 155.6627 | -2666.1662 | -2170.452 | -2471.8523 | -5834.1441 | -1223.5328 | -691.1572 | -46.5082 | -59.7024 | -284.7284 | -24.1176
2035 | 6402 | MW | 357.1005 | 458.4087 | 585.6848 | 177.9002 | -2443.9857 | -1934.5333 | -2203.1727 | -5347.9655 | -1094.7398 | -616.0314 | -51.9798 | -66.7262 | -284.7284 | -25.8402
2035 | 6403 | MW | 379.4193 | 487.0592 | 622.2901 | 194.5784 | -2110.7149 | -1698.6146 | -1934.4931 | -4618.6974 | -927.309 | -540.9056 | -57.4513 | -73.75 | -284.7284 | -27.5629
2035 | 6404 | MW | 379.4193 | 487.0592 | 622.2901 | 189.019 | -1805.2167 | -1486.2878 | -1692.6815 | -3950.2018 | -824.2747 | -473.2924 | -62.9229 | -80.7739 | -262.8262 | -27.5629
2035 | 6405 | MW | 1082.461 | 1389.5514 | 1775.3571 | 544.8194 | -1610.8088 | -1344.7366 | -1531.4737 | -3524.7954 | -746.9989 | -428.2169 | -65.6586 | -84.2858 | -262.8262 | -27.5629
2035 | 6406 | MW | 1082.461 | 1389.5514 | 1775.3571 | 539.26 | -1360.8557 | -1179.5935 | -1343.398 | -2977.8444 | -643.9646 | -375.6289 | -2.7358 | -3.5119 | 87.6087 | 1.7227
2035 | 6407 | MW | 1026.6641 | 1317.925 | 1683.8438 | 505.9038 | -1110.9026 | -990.8585 | -1128.4543 | -2430.8934 | -528.051 | -315.5283 | 13.6789 | 17.5595 | 131.4131 | 6.8907
2035 | 6408 | MW | 948.5483 | 1217.6481 | 1537.4226 | 472.5475 | -916.4946 | -849.3073 | -967.2466 | -2005.487 | -450.7752 | -270.4528 | 10.9431 | 14.0476 | 109.5109 | 6.8907
2035 | 6409 | MW | 859.2732 | 1103.0459 | 1391.0014 | 428.0724 | -805.4044 | -754.9398 | -859.7747 | -1762.3977 | -386.3788 | -240.4025 | 10.9431 | 14.0476 | 21.9022 | 6.8907
2035 | 6410 | MW | 747.6793 | 959.7932 | 1226.2776 | 372.4786 | -749.8593 | -707.7561 | -806.0388 | -1640.853 | -360.6202 | -225.3773 | 8.2073 | 10.5357 | 21.9022 | 8.6134
2035 | 6411 | MW | 624.9259 | 802.2152 | 1024.9484 | 305.766 | -722.0867 | -684.1642 | -779.1708 | -1580.0807 | -360.6202 | -217.8648 | 8.2073 | 10.5357 | 21.9022 | 8.6134
2035 | 6412 | MW | 524.4914 | 673.2878 | 860.2246 | 255.7316 | -722.0867 | -684.1642 | -779.1708 | -1580.0807 | -360.6202 | -217.8648 | 8.2073 | 10.5357 | 21.9022 | 6.8907
2035 | 6413 | MW | 435.2163 | 558.6856 | 713.8034 | 211.2565 | -777.6318 | -707.7561 | -806.0388 | -1701.6254 | -386.3788 | -225.3773 | 8.2073 | 10.5357 | 21.9022 | 6.8907
2035 | 6414 | MW | 357.1005 | 458.4087 | 585.6848 | 172.3408 | -916.4946 | -778.5317 | -886.6427 | -2005.487 | -463.6545 | -247.9151 | 5.4716 | 7.0238 | 21.9022 | 6.8907
2035 | 6415 | MW | 290.1442 | 372.4571 | 494.1716 | 138.9845 | -1138.6752 | -967.2667 | -1101.5864 | -2491.6657 | -579.5681 | -308.0157 | 8.2073 | 10.5357 | 21.9022 | 3.4454
2035 | 6416 | MW | 256.666 | 329.4812 | 439.2636 | 133.4252 | -1499.7185 | -1226.7772 | -1397.1339 | -3281.7061 | -746.9989 | -390.654 | 8.2073 | 10.5357 | 21.9022 | 3.4454
2035 | 6417 | MW | 223.1878 | 286.5054 | 384.3557 | 105.6283 | -1832.9893 | -1439.1041 | -1638.9456 | -4010.9741 | -875.7919 | -458.2672 | 8.2073 | 10.5357 | 21.9022 | 3.4454
2035 | 6418 | MW | 212.0284 | 272.1802 | 366.053 | 100.0689 | -2082.9424 | -1651.4309 | -1880.7572 | -4557.9251 | -978.8262 | -525.8804 | 8.2073 | 10.5357 | 21.9022 | 3.4454
2035 | 6419 | MW | 212.0284 | 272.1802 | 366.053 | 105.6283 | -2305.1229 | -1816.574 | -2068.8329 | -5044.1038 | -1068.9812 | -578.4685 | 8.2073 | 10.5357 | 21.9022 | 3.4454
2035 | 6420 | MW | 278.9848 | 358.1318 | 457.5663 | 138.9845 | -2443.9857 | -1934.5333 | -2203.1727 | -5347.9655 | -1146.257 | -616.0314 | 8.2073 | 10.5357 | 21.9022 | 3.4454
2035 | 6421 | MW | 301.3036 | 386.7823 | 512.4742 | 155.6627 | -2555.076 | -2028.9008 | -2310.6446 | -5591.0548 | -1184.8949 | -646.0817 | 8.2073 | 10.5357 | 21.9022 | 5.168
2035 | 6422 | MW | 357.1005 | 458.4087 | 585.6848 | 177.9002 | -2610.6211 | -2146.8602 | -2444.9844 | -5712.5995 | -1210.6535 | -683.6446 | 8.2073 | 10.5357 | 43.8044 | 5.168
2035 | 6423 | MW | 435.2163 | 558.6856 | 732.106 | 216.8159 | -2610.6211 | -2194.0439 | -2498.7203 | -5712.5995 | -1210.6535 | -698.6697 | 10.9431 | 14.0476 | 43.8044 | 5.168
2035 | 6424 | MW | 245.5066 | 315.156 | 402.6583 | 122.3064 | -2555.076 | -2241.2276 | -2552.4562 | -5591.0548 | -1197.7742 | -713.6949 | 0 | 0 | -21.9022 | 0
2035 | 6425 | MW | 312.463 | 401.1076 | 512.4742 | 155.6627 | -2443.9857 | -2194.0439 | -2498.7203 | -5347.9655 | -1172.0156 | -698.6697 | -54.7155 | -70.2381 | -284.7284 | -24.1176
2035 | 6426 | MW | 357.1005 | 458.4087 | 585.6848 | 177.9002 | -2221.8052 | -1981.7171 | -2256.9087 | -4861.7868 | -1056.102 | -631.0565 | -60.1871 | -77.262 | -306.6306 | -25.8402
2035 | 6427 | MW | 390.5787 | 501.3845 | 640.5928 | 194.5784 | -1944.0795 | -1745.7984 | -1988.2291 | -4254.0634 | -901.5504 | -555.9308 | -62.9229 | -80.7739 | -284.7284 | -27.5629
2035 | 6428 | MW | 390.5787 | 501.3845 | 640.5928 | 194.5784 | -1694.1265 | -1509.8797 | -1719.5494 | -3707.1124 | -798.5161 | -480.805 | -65.6586 | -84.2858 | -284.7284 | -27.5629
2035 | 6429 | MW | 1071.3016 | 1375.2261 | 1757.0544 | 533.7007 | -1499.7185 | -1368.3285 | -1558.3417 | -3281.7061 | -734.1197 | -435.7295 | -65.6586 | -84.2858 | -284.7284 | -27.5629
2035 | 6430 | MW | 1071.3016 | 1375.2261 | 1757.0544 | 533.7007 | -1277.538 | -1179.5935 | -1343.398 | -2795.5274 | -631.0853 | -375.6289 | -2.7358 | -3.5119 | -21.9022 | 0
2035 | 6431 | MW | 1015.5047 | 1303.5997 | 1665.5412 | 505.9038 | -1055.3575 | -990.8585 | -1128.4543 | -2309.3487 | -528.051 | -315.5283 | 13.6789 | 17.5595 | 43.8044 | 6.8907
2035 | 6432 | MW | 937.3889 | 1203.3228 | 1537.4226 | 466.9881 | -888.7221 | -849.3073 | -967.2466 | -1944.7147 | -437.8959 | -270.4528 | 13.6789 | 17.5595 | 21.9022 | 6.8907
2035 | 6433 | MW | 848.1138 | 1088.7206 | 1372.6988 | 422.513 | -777.6318 | -754.9398 | -859.7747 | -1701.6254 | -386.3788 | -240.4025 | 13.6789 | 17.5595 | 21.9022 | 10.3361
2035 | 6434 | MW | 736.5199 | 945.4679 | 1207.9749 | 366.9192 | -722.0867 | -707.7561 | -806.0388 | -1580.0807 | -360.6202 | -225.3773 | 10.9431 | 14.0476 | 21.9022 | 10.3361
2035 | 6435 | MW | 613.7666 | 787.8899 | 1024.9484 | 305.766 | -694.3141 | -684.1642 | -779.1708 | -1519.3084 | -347.7409 | -217.8648 | 10.9431 | 14.0476 | 21.9022 | 8.6134
2035 | 6436 | MW | 513.332 | 658.9625 | 841.9219 | 250.1722 | -722.0867 | -684.1642 | -779.1708 | -1580.0807 | -347.7409 | -217.8648 | 8.2073 | 10.5357 | 21.9022 | 8.6134
2035 | 6437 | MW | 424.0569 | 544.3603 | 695.5007 | 205.6971 | -749.8593 | -707.7561 | -806.0388 | -1640.853 | -373.4995 | -225.3773 | 8.2073 | 10.5357 | 21.9022 | 6.8907
2035 | 6438 | MW | 345.9411 | 444.0834 | 567.3822 | 166.7815 | -888.7221 | -802.1236 | -913.5106 | -1944.7147 | -450.7752 | -255.4276 | 8.2073 | 10.5357 | 21.9022 | 6.8907
2035 | 6439 | MW | 290.1442 | 372.4571 | 494.1716 | 133.4252 | -1110.9026 | -967.2667 | -1101.5864 | -2430.8934 | -566.6889 | -308.0157 | 8.2073 | 10.5357 | 21.9022 | 3.4454
2035 | 6440 | MW | 256.666 | 329.4812 | 439.2636 | 122.3064 | -1416.4008 | -1226.7772 | -1397.1339 | -3099.3891 | -721.2404 | -390.654 | 8.2073 | 10.5357 | 21.9022 | 5.168
2035 | 6441 | MW | 223.1878 | 286.5054 | 384.3557 | 100.0689 | -1694.1265 | -1486.2878 | -1692.6815 | -3707.1124 | -824.2747 | -473.2924 | 8.2073 | 10.5357 | 21.9022 | 5.168
2035 | 6442 | MW | 212.0284 | 272.1802 | 366.053 | 100.0689 | -1916.307 | -1698.6146 | -1934.4931 | -4193.2911 | -901.5504 | -540.9056 | 8.2073 | 10.5357 | 21.9022 | 5.168
2035 | 6443 | MW | 223.1878 | 286.5054 | 366.053 | 111.1876 | -2110.7149 | -1887.3496 | -2149.4368 | -4618.6974 | -978.8262 | -601.0062 | 10.9431 | 14.0476 | 21.9022 | 5.168
2035 | 6444 | MW | 278.9848 | 358.1318 | 457.5663 | 144.5439 | -2249.5778 | -1981.7171 | -2256.9087 | -4922.5591 | -1043.2227 | -631.0565 | 10.9431 | 14.0476 | 21.9022 | 5.168
2035 | 6445 | MW | 301.3036 | 386.7823 | 494.1716 | 161.2221 | -2305.1229 | -2099.6764 | -2391.2485 | -5044.1038 | -1068.9812 | -668.6194 | 10.9431 | 14.0476 | 43.8044 | 5.168
2035 | 6446 | MW | 357.1005 | 458.4087 | 585.6848 | 183.4596 | -2388.4406 | -2170.452 | -2471.8523 | -5226.4208 | -1107.6191 | -691.1572 | 13.6789 | 17.5595 | 43.8044 | 5.168
2035 | 6447 | MW | 435.2163 | 558.6856 | 732.106 | 216.8159 | -2416.2131 | -2241.2276 | -2552.4562 | -5287.1931 | -1133.3777 | -713.6949 | 13.6789 | 17.5595 | 43.8044 | 6.8907
2035 | 6448 | MW | 245.5066 | 315.156 | 402.6583 | 122.3064 | -2388.4406 | -2241.2276 | -2552.4562 | -5226.4208 | -1133.3777 | -713.6949 | -2.7358 | -3.5119 | -21.9022 | 1.7227
2035 | 6449 | MW | 312.463 | 401.1076 | 512.4742 | 155.6627 | -2305.1229 | -2170.452 | -2471.8523 | -5044.1038 | -1107.6191 | -691.1572 | -68.3944 | -87.7977 | -284.7284 | -24.1176
2035 | 6450 | MW | 357.1005 | 458.4087 | 585.6848 | 177.9002 | -2082.9424 | -1981.7171 | -2256.9087 | -4557.9251 | -1004.5848 | -631.0565 | -68.3944 | -87.7977 | -284.7284 | -24.1176
2035 | 6451 | MW | 390.5787 | 501.3845 | 640.5928 | 194.5784 | -1805.2167 | -1698.6146 | -1934.4931 | -3950.2018 | -862.9126 | -540.9056 | -68.3944 | -87.7977 | -284.7284 | -25.8402
2035 | 6452 | MW | 390.5787 | 501.3845 | 640.5928 | 194.5784 | -1583.0362 | -1486.2878 | -1692.6815 | -3464.0231 | -772.7575 | -473.2924 | -68.3944 | -87.7977 | -284.7284 | -25.8402
2035 | 6453 | MW | 1071.3016 | 1375.2261 | 1757.0544 | 539.26 | -1416.4008 | -1344.7366 | -1531.4737 | -3099.3891 | -708.3611 | -428.2169 | -71.1302 | -91.3096 | -284.7284 | -27.5629
2035 | 6454 | MW | 1082.461 | 1389.5514 | 1757.0544 | 539.26 | -1221.9929 | -1179.5935 | -1343.398 | -2673.9827 | -618.206 | -375.6289 | -2.7358 | -3.5119 | -21.9022 | 1.7227
2035 | 6455 | MW | 1015.5047 | 1303.5997 | 1665.5412 | 505.9038 | -1027.5849 | -990.8585 | -1128.4543 | -2248.5764 | -515.1717 | -315.5283 | 16.4147 | 21.0714 | 43.8044 | 6.8907
2035 | 6456 | MW | 937.3889 | 1203.3228 | 1537.4226 | 466.9881 | -860.9495 | -825.7154 | -940.3786 | -1883.9424 | -437.8959 | -262.9402 | 13.6789 | 17.5595 | 43.8044 | 6.8907
2035 | 6457 | MW | 848.1138 | 1088.7206 | 1391.0014 | 422.513 | -777.6318 | -731.348 | -832.9068 | -1701.6254 | -386.3788 | -232.8899 | 10.9431 | 14.0476 | 21.9022 | 10.3361
2035 | 6458 | MW | 736.5199 | 945.4679 | 1207.9749 | 361.3598 | -722.0867 | -707.7561 | -806.0388 | -1580.0807 | -360.6202 | -225.3773 | 8.2073 | 10.5357 | 21.9022 | 10.3361
2035 | 6459 | MW | 613.7666 | 787.8899 | 1006.6458 | 300.2066 | -694.3141 | -660.5724 | -752.3029 | -1519.3084 | -347.7409 | -210.3522 | 8.2073 | 10.5357 | 21.9022 | 10.3361
2035 | 6460 | MW | 502.1726 | 644.6372 | 823.6193 | 244.6128 | -722.0867 | -660.5724 | -752.3029 | -1580.0807 | -360.6202 | -210.3522 | 5.4716 | 7.0238 | 21.9022 | 8.6134
2035 | 6461 | MW | 412.8975 | 530.0351 | 677.1981 | 200.1377 | -749.8593 | -707.7561 | -806.0388 | -1640.853 | -373.4995 | -225.3773 | 5.4716 | 7.0238 | 21.9022 | 8.6134
2035 | 6462 | MW | 334.7818 | 429.7582 | 549.0795 | 166.7815 | -888.7221 | -778.5317 | -886.6427 | -1944.7147 | -450.7752 | -247.9151 | 5.4716 | 7.0238 | 21.9022 | 8.6134
2035 | 6463 | MW | 278.9848 | 358.1318 | 475.8689 | 133.4252 | -1110.9026 | -943.6748 | -1074.7184 | -2430.8934 | -566.6889 | -300.5031 | 5.4716 | 7.0238 | 21.9022 | 5.168
2035 | 6464 | MW | 256.666 | 329.4812 | 439.2636 | 122.3064 | -1388.6282 | -1203.1854 | -1370.266 | -3038.6167 | -708.3611 | -383.1415 | 8.2073 | 10.5357 | 21.9022 | 5.168
2035 | 6465 | MW | 223.1878 | 286.5054 | 384.3557 | 100.0689 | -1638.5813 | -1462.6959 | -1665.8135 | -3585.5677 | -811.3954 | -465.7798 | 8.2073 | 10.5357 | 21.9022 | 5.168
2035 | 6466 | MW | 200.8691 | 257.8549 | 366.053 | 100.0689 | -1860.7618 | -1675.0228 | -1907.6252 | -4071.7464 | -901.5504 | -533.393 | 8.2073 | 10.5357 | 21.9022 | 5.168
2035 | 6467 | MW | 212.0284 | 272.1802 | 366.053 | 111.1876 | -2055.1698 | -1840.1659 | -2095.7009 | -4497.1528 | -978.8262 | -585.9811 | 8.2073 | 10.5357 | 21.9022 | 5.168
2035 | 6468 | MW | 278.9848 | 358.1318 | 457.5663 | 138.9845 | -2194.0326 | -1958.1252 | -2230.0407 | -4801.0144 | -1017.4641 | -623.544 | 8.2073 | 10.5357 | 21.9022 | 5.168
2035 | 6469 | MW | 301.3036 | 386.7823 | 494.1716 | 155.6627 | -2305.1229 | -2028.9008 | -2310.6446 | -5044.1038 | -1056.102 | -646.0817 | 8.2073 | 10.5357 | 21.9022 | 5.168
2035 | 6470 | MW | 357.1005 | 458.4087 | 585.6848 | 183.4596 | -2388.4406 | -2099.6764 | -2391.2485 | -5226.4208 | -1081.8605 | -668.6194 | 8.2073 | 10.5357 | 21.9022 | 5.168
2035 | 6471 | MW | 435.2163 | 558.6856 | 713.8034 | 222.3753 | -2416.2131 | -2146.8602 | -2444.9844 | -5287.1931 | -1094.7398 | -683.6446 | 8.2073 | 10.5357 | 21.9022 | 5.168
2035 | 6472 | MW | 245.5066 | 315.156 | 402.6583 | 122.3064 | -2388.4406 | -2146.8602 | -2444.9844 | -5226.4208 | -1094.7398 | -683.6446 | 0 | 0 | -21.9022 | 1.7227
2035 | 6473 | MW | 312.463 | 401.1076 | 512.4742 | 155.6627 | -2277.3503 | -2099.6764 | -2391.2485 | -4983.3314 | -1081.8605 | -668.6194 | -46.5082 | -59.7024 | -219.0219 | -18.9495
2035 | 6474 | MW | 357.1005 | 458.4087 | 603.9875 | 177.9002 | -2027.3972 | -1910.9415 | -2176.3048 | -4436.3804 | -965.9469 | -608.5188 | -49.244 | -63.2143 | -240.9241 | -20.6722
2035 | 6475 | MW | 390.5787 | 501.3845 | 640.5928 | 194.5784 | -1777.4442 | -1651.4309 | -1880.7572 | -3889.4294 | -837.154 | -525.8804 | -54.7155 | -70.2381 | -240.9241 | -20.6722
2035 | 6476 | MW | 401.7381 | 515.7098 | 658.8954 | 194.5784 | -1555.2636 | -1439.1041 | -1638.9456 | -3403.2507 | -746.9989 | -458.2672 | -54.7155 | -70.2381 | -262.8262 | -22.3949
2035 | 6477 | MW | 1071.3016 | 1375.2261 | 1757.0544 | 539.26 | -1416.4008 | -1297.5528 | -1477.7378 | -3099.3891 | -695.4818 | -413.1918 | -57.4513 | -73.75 | -262.8262 | -24.1176
2035 | 6478 | MW | 1082.461 | 1389.5514 | 1757.0544 | 539.26 | -1221.9929 | -1132.4098 | -1289.6621 | -2673.9827 | -605.3267 | -360.6037 | -2.7358 | -3.5119 | -21.9022 | 1.7227
2035 | 6479 | MW | 1015.5047 | 1303.5997 | 1665.5412 | 511.4631 | -1027.5849 | -967.2667 | -1101.5864 | -2248.5764 | -515.1717 | -308.0157 | 10.9431 | 14.0476 | 43.8044 | 6.8907
2035 | 6480 | MW | 937.3889 | 1203.3228 | 1519.12 | 472.5475 | -860.9495 | -825.7154 | -940.3786 | -1883.9424 | -437.8959 | -262.9402 | 10.9431 | 14.0476 | 21.9022 | 6.8907
2035 | 6481 | MW | 848.1138 | 1088.7206 | 1372.6988 | 422.513 | -722.0867 | -707.7561 | -806.0388 | -1580.0807 | -360.6202 | -225.3773 | 8.2073 | 10.5357 | 21.9022 | 10.3361
2035 | 6482 | MW | 736.5199 | 945.4679 | 1189.6723 | 366.9192 | -666.5416 | -660.5724 | -752.3029 | -1458.536 | -334.8616 | -210.3522 | 8.2073 | 10.5357 | 21.9022 | 8.6134
2035 | 6483 | MW | 613.7666 | 787.8899 | 1006.6458 | 305.766 | -666.5416 | -636.9805 | -725.4349 | -1458.536 | -334.8616 | -202.8396 | 5.4716 | 7.0238 | 21.9022 | 6.8907
2035 | 6484 | MW | 513.332 | 658.9625 | 841.9219 | 250.1722 | -666.5416 | -636.9805 | -725.4349 | -1458.536 | -334.8616 | -202.8396 | 5.4716 | 7.0238 | 21.9022 | 6.8907
2035 | 6485 | MW | 435.2163 | 558.6856 | 695.5007 | 211.2565 | -694.3141 | -660.5724 | -752.3029 | -1519.3084 | -334.8616 | -210.3522 | 5.4716 | 7.0238 | 21.9022 | 6.8907
2035 | 6486 | MW | 368.2599 | 472.734 | 603.9875 | 183.4596 | -749.8593 | -684.1642 | -779.1708 | -1640.853 | -386.3788 | -217.8648 | 5.4716 | 7.0238 | 21.9022 | 6.8907
2035 | 6487 | MW | 334.7818 | 429.7582 | 530.7769 | 166.7815 | -860.9495 | -754.9398 | -859.7747 | -1883.9424 | -450.7752 | -240.4025 | 5.4716 | 7.0238 | 21.9022 | 3.4454
2035 | 6488 | MW | 301.3036 | 386.7823 | 494.1716 | 150.1033 | -1027.5849 | -896.4911 | -1020.9825 | -2248.5764 | -540.9303 | -285.478 | 5.4716 | 7.0238 | 21.9022 | 3.4454
2035 | 6489 | MW | 290.1442 | 372.4571 | 475.8689 | 144.5439 | -1221.9929 | -1085.226 | -1235.9262 | -2673.9827 | -605.3267 | -345.5786 | 5.4716 | 7.0238 | 21.9022 | 3.4454
2035 | 6490 | MW | 323.6224 | 415.4329 | 512.4742 | 161.2221 | -1388.6282 | -1226.7772 | -1397.1339 | -3038.6167 | -656.8439 | -390.654 | 8.2073 | 10.5357 | 21.9022 | 5.168
2035 | 6491 | MW | 368.2599 | 472.734 | 603.9875 | 183.4596 | -1527.4911 | -1368.3285 | -1558.3417 | -3342.4784 | -695.4818 | -435.7295 | 8.2073 | 10.5357 | 21.9022 | 5.168
2035 | 6492 | MW | 435.2163 | 558.6856 | 713.8034 | 222.3753 | -1638.5813 | -1462.6959 | -1665.8135 | -3585.5677 | -721.2404 | -465.7798 | 8.2073 | 10.5357 | 21.9022 | 5.168
2035 | 6493 | MW | 502.1726 | 644.6372 | 823.6193 | 250.1722 | -1721.899 | -1557.0634 | -1773.2854 | -3767.8848 | -746.9989 | -495.8301 | 8.2073 | 10.5357 | 21.9022 | 5.168
2035 | 6494 | MW | 546.8102 | 701.9383 | 896.8299 | 277.9691 | -1777.4442 | -1651.4309 | -1880.7572 | -3889.4294 | -772.7575 | -525.8804 | 8.2073 | 10.5357 | 21.9022 | 5.168
2035 | 6495 | MW | 234.3472 | 300.8307 | 384.3557 | 122.3064 | -1805.2167 | -1698.6146 | -1934.4931 | -3950.2018 | -798.5161 | -540.9056 | 8.2073 | 10.5357 | 21.9022 | 5.168
2035 | 6496 | MW | 267.8254 | 343.8065 | 439.2636 | 133.4252 | -1777.4442 | -1722.2065 | -1961.3611 | -3889.4294 | -811.3954 | -548.4182 | -2.7358 | -3.5119 | -21.9022 | 1.7227
2035 | 6497 | MW | 290.1442 | 372.4571 | 475.8689 | 144.5439 | -1721.899 | -1675.0228 | -1907.6252 | -3767.8848 | -811.3954 | -533.393 | -46.5082 | -59.7024 | -219.0219 | -18.9495
2035 | 6498 | MW | 301.3036 | 386.7823 | 494.1716 | 144.5439 | -1555.2636 | -1557.0634 | -1773.2854 | -3403.2507 | -734.1197 | -495.8301 | -49.244 | -63.2143 | -219.0219 | -18.9495
2035 | 6499 | MW | 301.3036 | 386.7823 | 494.1716 | 144.5439 | -1416.4008 | -1391.9203 | -1585.2096 | -3099.3891 | -656.8439 | -443.2421 | -51.9798 | -66.7262 | -219.0219 | -18.9495
2035 | 6500 | MW | 970.8671 | 1246.2986 | 1574.0279 | 483.6662 | -1333.0831 | -1250.3691 | -1424.0019 | -2917.0721 | -631.0853 | -398.1666 | -51.9798 | -66.7262 | -219.0219 | -20.6722
2035 | 6501 | MW | 959.7077 | 1231.9734 | 1574.0279 | 483.6662 | -1249.7654 | -1156.0016 | -1316.53 | -2734.7551 | -592.4474 | -368.1163 | -51.9798 | -66.7262 | -240.9241 | -20.6722
2035 | 6502 | MW | 948.5483 | 1217.6481 | 1555.7253 | 466.9881 | -1110.9026 | -1038.0423 | -1182.1902 | -2430.8934 | -528.051 | -330.5534 | -2.7358 | -3.5119 | -21.9022 | 1.7227
2035 | 6503 | MW | 915.0701 | 1174.6723 | 1500.8173 | 450.3099 | -944.2672 | -896.4911 | -1020.9825 | -2066.2594 | -463.6545 | -285.478 | 10.9431 | 14.0476 | 43.8044 | 6.8907
2035 | 6504 | MW | 825.795 | 1060.0701 | 1336.0935 | 411.3943 | -805.4044 | -778.5317 | -886.6427 | -1762.3977 | -399.2581 | -247.9151 | 10.9431 | 14.0476 | 21.9022 | 5.168
2035 | 6505 | MW | 736.5199 | 945.4679 | 1207.9749 | 372.4786 | -694.3141 | -684.1642 | -779.1708 | -1519.3084 | -347.7409 | -217.8648 | 8.2073 | 10.5357 | 65.7066 | 10.3361
2035 | 6506 | MW | 636.0853 | 816.5405 | 1043.2511 | 322.4441 | -666.5416 | -660.5724 | -752.3029 | -1458.536 | -334.8616 | -210.3522 | 5.4716 | 7.0238 | 65.7066 | 8.6134
2035 | 6507 | MW | 557.9696 | 716.2636 | 896.8299 | 272.4097 | -638.769 | -636.9805 | -725.4349 | -1397.7637 | -321.9823 | -202.8396 | 5.4716 | 7.0238 | 43.8044 | 8.6134
2035 | 6508 | MW | 479.8539 | 615.9867 | 787.014 | 239.0534 | -638.769 | -613.3886 | -698.567 | -1397.7637 | -321.9823 | -195.327 | 5.4716 | 7.0238 | 43.8044 | 6.8907
2035 | 6509 | MW | 424.0569 | 544.3603 | 695.5007 | 211.2565 | -666.5416 | -636.9805 | -725.4349 | -1458.536 | -334.8616 | -202.8396 | 5.4716 | 7.0238 | 43.8044 | 6.8907
2035 | 6510 | MW | 379.4193 | 487.0592 | 603.9875 | 189.019 | -694.3141 | -660.5724 | -752.3029 | -1519.3084 | -373.4995 | -210.3522 | 5.4716 | 7.0238 | 43.8044 | 6.8907
2035 | 6511 | MW | 323.6224 | 415.4329 | 530.7769 | 166.7815 | -777.6318 | -684.1642 | -779.1708 | -1701.6254 | -425.0166 | -217.8648 | 5.4716 | 7.0238 | 43.8044 | 3.4454
2035 | 6512 | MW | 290.1442 | 372.4571 | 457.5663 | 144.5439 | -888.7221 | -778.5317 | -886.6427 | -1944.7147 | -476.5338 | -247.9151 | 5.4716 | 7.0238 | 43.8044 | 3.4454
2035 | 6513 | MW | 278.9848 | 358.1318 | 439.2636 | 138.9845 | -1027.5849 | -896.4911 | -1020.9825 | -2248.5764 | -515.1717 | -285.478 | 5.4716 | 7.0238 | 65.7066 | 5.168
2035 | 6514 | MW | 290.1442 | 372.4571 | 475.8689 | 150.1033 | -1166.4477 | -1014.4504 | -1155.3223 | -2552.4381 | -553.8096 | -323.0408 | 8.2073 | 10.5357 | 65.7066 | 5.168
2035 | 6515 | MW | 345.9411 | 444.0834 | 567.3822 | 177.9002 | -1277.538 | -1132.4098 | -1289.6621 | -2795.5274 | -592.4474 | -360.6037 | 5.4716 | 7.0238 | 65.7066 | 5.168
2035 | 6516 | MW | 446.3757 | 573.0109 | 732.106 | 227.9347 | -1360.8557 | -1226.7772 | -1397.1339 | -2977.8444 | -631.0853 | -390.654 | 5.4716 | 7.0238 | 65.7066 | 5.168
2035 | 6517 | MW | 502.1726 | 644.6372 | 823.6193 | 255.7316 | -1444.1734 | -1321.1447 | -1504.6058 | -3160.1614 | -656.8439 | -420.7044 | 5.4716 | 7.0238 | 87.6087 | 5.168
2035 | 6518 | MW | 546.8102 | 701.9383 | 896.8299 | 272.4097 | -1499.7185 | -1391.9203 | -1585.2096 | -3281.7061 | -682.6025 | -443.2421 | 5.4716 | 7.0238 | 87.6087 | 5.168
2035 | 6519 | MW | 290.1442 | 372.4571 | 475.8689 | 144.5439 | -1527.4911 | -1439.1041 | -1638.9456 | -3342.4784 | -708.3611 | -458.2672 | 8.2073 | 10.5357 | 109.5109 | 5.168
2035 | 6520 | MW | 323.6224 | 415.4329 | 512.4742 | 161.2221 | -1527.4911 | -1462.6959 | -1665.8135 | -3342.4784 | -734.1197 | -465.7798 | -2.7358 | -3.5119 | 43.8044 | 1.7227
2035 | 6521 | MW | 357.1005 | 458.4087 | 585.6848 | 177.9002 | -1499.7185 | -1439.1041 | -1638.9456 | -3281.7061 | -721.2404 | -458.2672 | -38.3009 | -49.1667 | -175.2175 | -18.9495
2035 | 6522 | MW | 379.4193 | 487.0592 | 622.2901 | 189.019 | -1416.4008 | -1391.9203 | -1585.2096 | -3099.3891 | -682.6025 | -443.2421 | -43.7724 | -56.1905 | -175.2175 | -20.6722
2035 | 6523 | MW | 401.7381 | 515.7098 | 658.8954 | 200.1377 | -1333.0831 | -1297.5528 | -1477.7378 | -2917.0721 | -643.9646 | -413.1918 | -46.5082 | -59.7024 | -175.2175 | -20.6722
2035 | 6524 | MW | 959.7077 | 1231.9734 | 1574.0279 | 472.5475 | -1249.7654 | -1179.5935 | -1343.398 | -2734.7551 | -618.206 | -375.6289 | -49.244 | -63.2143 | -175.2175 | -20.6722
2035 | 6525 | MW | 948.5483 | 1217.6481 | 1555.7253 | 466.9881 | -1166.4477 | -1108.8179 | -1262.7941 | -2552.4381 | -579.5681 | -353.0912 | -51.9798 | -66.7262 | -175.2175 | -22.3949
2035 | 6526 | MW | 915.0701 | 1174.6723 | 1482.5147 | 450.3099 | -1055.3575 | -990.8585 | -1128.4543 | -2309.3487 | -515.1717 | -315.5283 | -2.7358 | -3.5119 | 43.8044 | 1.7227
2035 | 6527 | MW | 836.9544 | 1074.3954 | 1372.6988 | 422.513 | -888.7221 | -872.8992 | -994.1145 | -1944.7147 | -437.8959 | -277.9654 | 10.9431 | 14.0476 | 87.6087 | 6.8907
2035 | 6528 | MW | 747.6793 | 959.7932 | 1226.2776 | 372.4786 | -749.8593 | -754.9398 | -859.7747 | -1640.853 | -373.4995 | -240.4025 | 8.2073 | 10.5357 | 87.6087 | 5.168
2035 | 6529 | MW | 669.5635 | 859.5163 | 1098.159 | 333.5629 | -722.0867 | -684.1642 | -779.1708 | -1580.0807 | -360.6202 | -217.8648 | 10.9431 | 14.0476 | 87.6087 | 10.3361
2035 | 6530 | MW | 591.4478 | 759.2394 | 970.0405 | 294.6472 | -666.5416 | -660.5724 | -752.3029 | -1458.536 | -347.7409 | -210.3522 | 8.2073 | 10.5357 | 87.6087 | 10.3361
2035 | 6531 | MW | 513.332 | 658.9625 | 841.9219 | 250.1722 | -638.769 | -636.9805 | -725.4349 | -1397.7637 | -334.8616 | -202.8396 | 8.2073 | 10.5357 | 87.6087 | 8.6134
2035 | 6532 | MW | 446.3757 | 573.0109 | 732.106 | 222.3753 | -666.5416 | -636.9805 | -725.4349 | -1458.536 | -334.8616 | -202.8396 | 8.2073 | 10.5357 | 65.7066 | 8.6134
2035 | 6533 | MW | 390.5787 | 501.3845 | 640.5928 | 194.5784 | -722.0867 | -684.1642 | -779.1708 | -1580.0807 | -360.6202 | -217.8648 | 5.4716 | 7.0238 | 65.7066 | 6.8907
2035 | 6534 | MW | 345.9411 | 444.0834 | 549.0795 | 166.7815 | -833.1769 | -754.9398 | -859.7747 | -1823.17 | -437.8959 | -240.4025 | 5.4716 | 7.0238 | 65.7066 | 6.8907
2035 | 6535 | MW | 290.1442 | 372.4571 | 475.8689 | 144.5439 | -1055.3575 | -920.0829 | -1047.8504 | -2309.3487 | -553.8096 | -292.9905 | 8.2073 | 10.5357 | 65.7066 | 3.4454
2035 | 6536 | MW | 267.8254 | 343.8065 | 439.2636 | 133.4252 | -1360.8557 | -1179.5935 | -1343.398 | -2977.8444 | -695.4818 | -375.6289 | 8.2073 | 10.5357 | 65.7066 | 3.4454
2035 | 6537 | MW | 256.666 | 329.4812 | 439.2636 | 127.8658 | -1610.8088 | -1391.9203 | -1585.2096 | -3524.7954 | -798.5161 | -443.2421 | 8.2073 | 10.5357 | 87.6087 | 5.168
2035 | 6538 | MW | 245.5066 | 315.156 | 420.961 | 127.8658 | -1805.2167 | -1557.0634 | -1773.2854 | -3950.2018 | -875.7919 | -495.8301 | 8.2073 | 10.5357 | 87.6087 | 3.4454
2035 | 6539 | MW | 256.666 | 329.4812 | 420.961 | 133.4252 | -1971.8521 | -1698.6146 | -1934.4931 | -4314.8358 | -927.309 | -540.9056 | 8.2073 | 10.5357 | 109.5109 | 5.168
2035 | 6540 | MW | 301.3036 | 386.7823 | 494.1716 | 150.1033 | -2082.9424 | -1769.3902 | -2015.097 | -4557.9251 | -940.1883 | -563.4433 | 8.2073 | 10.5357 | 131.4131 | 5.168
2035 | 6541 | MW | 323.6224 | 415.4329 | 549.0795 | 161.2221 | -2138.4875 | -1816.574 | -2068.8329 | -4679.4698 | -965.9469 | -578.4685 | 8.2073 | 10.5357 | 153.3153 | 5.168
2035 | 6542 | MW | 368.2599 | 472.734 | 603.9875 | 183.4596 | -2194.0326 | -1887.3496 | -2149.4368 | -4801.0144 | -991.7055 | -601.0062 | 8.2073 | 10.5357 | 175.2175 | 5.168
2035 | 6543 | MW | 457.5351 | 587.3361 | 750.4087 | 233.494 | -2194.0326 | -1934.5333 | -2203.1727 | -4801.0144 | -1017.4641 | -616.0314 | 10.9431 | 14.0476 | 175.2175 | 6.8907
2035 | 6544 | MW | 323.6224 | 415.4329 | 530.7769 | 155.6627 | -2166.2601 | -1934.5333 | -2203.1727 | -4740.2421 | -1004.5848 | -616.0314 | 0 | 0 | 87.6087 | 1.7227
2035 | 6545 | MW | 401.7381 | 515.7098 | 658.8954 | 194.5784 | -2082.9424 | -1887.3496 | -2149.4368 | -4557.9251 | -978.8262 | -601.0062 | -49.244 | -63.2143 | -284.7284 | -24.1176
2035 | 6546 | MW | 457.5351 | 587.3361 | 750.4087 | 233.494 | -1888.5344 | -1745.7984 | -1988.2291 | -4132.5188 | -901.5504 | -555.9308 | -51.9798 | -66.7262 | -262.8262 | -24.1176
2035 | 6547 | MW | 502.1726 | 644.6372 | 823.6193 | 250.1722 | -1666.3539 | -1533.4715 | -1746.4174 | -3646.3401 | -798.5161 | -488.3176 | -57.4513 | -73.75 | -262.8262 | -25.8402
2035 | 6548 | MW | 513.332 | 658.9625 | 823.6193 | 255.7316 | -1499.7185 | -1344.7366 | -1531.4737 | -3281.7061 | -721.2404 | -428.2169 | -60.1871 | -77.262 | -240.9241 | -25.8402
2035 | 6549 | MW | 1093.6204 | 1403.8766 | 1793.6597 | 544.8194 | -1333.0831 | -1226.7772 | -1397.1339 | -2917.0721 | -656.8439 | -390.654 | -60.1871 | -77.262 | -240.9241 | -27.5629
2035 | 6550 | MW | 1093.6204 | 1403.8766 | 1775.3571 | 544.8194 | -1166.4477 | -1085.226 | -1235.9262 | -2552.4381 | -579.5681 | -345.5786 | 0 | 0 | 65.7066 | 1.7227
2035 | 6551 | MW | 1048.9828 | 1346.5755 | 1702.1465 | 522.5819 | -972.0398 | -920.0829 | -1047.8504 | -2127.0317 | -476.5338 | -292.9905 | 13.6789 | 17.5595 | 131.4131 | 6.8907
2035 | 6552 | MW | 926.2295 | 1188.9976 | 1500.8173 | 461.4287 | -833.1769 | -802.1236 | -913.5106 | -1823.17 | -412.1373 | -255.4276 | 13.6789 | 17.5595 | 109.5109 | 6.8907
2035 | 6553 | MW | 792.3168 | 1017.0943 | 1299.4882 | 394.7161 | -722.0867 | -731.348 | -832.9068 | -1580.0807 | -360.6202 | -232.8899 | 8.2073 | 10.5357 | 21.9022 | 5.168
2035 | 6554 | MW | 703.0417 | 902.4921 | 1134.7643 | 350.2411 | -694.3141 | -684.1642 | -779.1708 | -1519.3084 | -334.8616 | -217.8648 | 8.2073 | 10.5357 | 21.9022 | 5.168
2035 | 6555 | MW | 613.7666 | 787.8899 | 988.3431 | 311.3254 | -666.5416 | -660.5724 | -752.3029 | -1458.536 | -334.8616 | -210.3522 | 5.4716 | 7.0238 | 0 | 3.4454
2035 | 6556 | MW | 513.332 | 658.9625 | 841.9219 | 255.7316 | -666.5416 | -660.5724 | -752.3029 | -1458.536 | -334.8616 | -210.3522 | 5.4716 | 7.0238 | 0 | 3.4454
2035 | 6557 | MW | 446.3757 | 573.0109 | 732.106 | 211.2565 | -722.0867 | -684.1642 | -779.1708 | -1580.0807 | -360.6202 | -217.8648 | 5.4716 | 7.0238 | 0 | 3.4454
2035 | 6558 | MW | 357.1005 | 458.4087 | 603.9875 | 172.3408 | -860.9495 | -778.5317 | -886.6427 | -1883.9424 | -437.8959 | -247.9151 | 5.4716 | 7.0238 | 0 | 3.4454
2035 | 6559 | MW | 278.9848 | 358.1318 | 475.8689 | 138.9845 | -1083.13 | -943.6748 | -1074.7184 | -2370.1211 | -540.9303 | -300.5031 | 5.4716 | 7.0238 | 0 | 1.7227
2035 | 6560 | MW | 245.5066 | 315.156 | 420.961 | 122.3064 | -1388.6282 | -1179.5935 | -1343.398 | -3038.6167 | -669.7232 | -375.6289 | 5.4716 | 7.0238 | 0 | 1.7227
2035 | 6561 | MW | 234.3472 | 300.8307 | 402.6583 | 116.747 | -1638.5813 | -1391.9203 | -1585.2096 | -3585.5677 | -772.7575 | -443.2421 | 8.2073 | 10.5357 | 65.7066 | 1.7227
2035 | 6562 | MW | 223.1878 | 286.5054 | 366.053 | 116.747 | -1860.7618 | -1557.0634 | -1773.2854 | -4071.7464 | -862.9126 | -495.8301 | 8.2073 | 10.5357 | 65.7066 | 1.7227
2035 | 6563 | MW | 234.3472 | 300.8307 | 384.3557 | 122.3064 | -2055.1698 | -1722.2065 | -1961.3611 | -4497.1528 | -940.1883 | -548.4182 | 8.2073 | 10.5357 | 65.7066 | 1.7227
2035 | 6564 | MW | 278.9848 | 358.1318 | 457.5663 | 144.5439 | -2221.8052 | -1840.1659 | -2095.7009 | -4861.7868 | -978.8262 | -585.9811 | 8.2073 | 10.5357 | 87.6087 | 1.7227
2035 | 6565 | MW | 301.3036 | 386.7823 | 512.4742 | 150.1033 | -2305.1229 | -1958.1252 | -2230.0407 | -5044.1038 | -1004.5848 | -623.544 | 8.2073 | 10.5357 | 109.5109 | 1.7227
2035 | 6566 | MW | 357.1005 | 458.4087 | 585.6848 | 177.9002 | -2416.2131 | -2052.4927 | -2337.5125 | -5287.1931 | -1030.3434 | -653.5943 | 8.2073 | 10.5357 | 109.5109 | 1.7227
2035 | 6567 | MW | 446.3757 | 573.0109 | 713.8034 | 227.9347 | -2416.2131 | -2099.6764 | -2391.2485 | -5287.1931 | -1043.2227 | -668.6194 | 8.2073 | 10.5357 | 131.4131 | 1.7227
2035 | 6568 | MW | 312.463 | 401.1076 | 512.4742 | 155.6627 | -2360.668 | -2099.6764 | -2391.2485 | -5165.6485 | -1043.2227 | -668.6194 | 5.4716 | 7.0238 | 0 | 0
2035 | 6569 | MW | 390.5787 | 501.3845 | 640.5928 | 194.5784 | -2249.5778 | -2052.4927 | -2337.5125 | -4922.5591 | -1017.4641 | -653.5943 | -13.6789 | -17.5595 | -65.7066 | -8.6134
2035 | 6570 | MW | 446.3757 | 573.0109 | 732.106 | 227.9347 | -2027.3972 | -1887.3496 | -2149.4368 | -4436.3804 | -927.309 | -601.0062 | -13.6789 | -17.5595 | -65.7066 | -10.3361
2035 | 6571 | MW | 491.0132 | 630.312 | 805.3166 | 244.6128 | -1749.6716 | -1627.839 | -1853.8893 | -3828.6571 | -811.3954 | -518.3679 | -16.4147 | -21.0714 | -65.7066 | -10.3361
2035 | 6572 | MW | 502.1726 | 644.6372 | 805.3166 | 250.1722 | -1555.2636 | -1439.1041 | -1638.9456 | -3403.2507 | -734.1197 | -458.2672 | -16.4147 | -21.0714 | -65.7066 | -10.3361
2035 | 6573 | MW | 1082.461 | 1389.5514 | 1757.0544 | 550.3788 | -1388.6282 | -1297.5528 | -1477.7378 | -3038.6167 | -669.7232 | -413.1918 | -16.4147 | -21.0714 | -65.7066 | -12.0588
2035 | 6574 | MW | 1082.461 | 1389.5514 | 1757.0544 | 550.3788 | -1221.9929 | -1132.4098 | -1289.6621 | -2673.9827 | -592.4474 | -360.6037 | 5.4716 | 7.0238 | 21.9022 | 0
2035 | 6575 | MW | 1026.6641 | 1317.925 | 1665.5412 | 517.0225 | -999.8123 | -967.2667 | -1101.5864 | -2187.8041 | -502.2924 | -308.0157 | 10.9431 | 14.0476 | 21.9022 | 1.7227
2035 | 6576 | MW | 892.7514 | 1146.0217 | 1445.9094 | 450.3099 | -833.1769 | -825.7154 | -940.3786 | -1823.17 | -425.0166 | -262.9402 | 10.9431 | 14.0476 | 21.9022 | 1.7227
2035 | 6577 | MW | 758.8386 | 974.1185 | 1244.5802 | 383.5973 | -749.8593 | -731.348 | -832.9068 | -1640.853 | -360.6202 | -232.8899 | 10.9431 | 14.0476 | 0 | 5.168
2035 | 6578 | MW | 669.5635 | 859.5163 | 1079.8564 | 339.1223 | -694.3141 | -684.1642 | -779.1708 | -1519.3084 | -347.7409 | -217.8648 | 8.2073 | 10.5357 | 0 | 5.168
2035 | 6579 | MW | 580.2884 | 744.9141 | 933.4352 | 289.0879 | -666.5416 | -660.5724 | -752.3029 | -1458.536 | -334.8616 | -210.3522 | 8.2073 | 10.5357 | 0 | 3.4454
2035 | 6580 | MW | 479.8539 | 615.9867 | 768.7113 | 239.0534 | -666.5416 | -660.5724 | -752.3029 | -1458.536 | -334.8616 | -210.3522 | 5.4716 | 7.0238 | 0 | 3.4454
2035 | 6581 | MW | 401.7381 | 515.7098 | 658.8954 | 194.5784 | -722.0867 | -684.1642 | -779.1708 | -1580.0807 | -360.6202 | -217.8648 | 5.4716 | 7.0238 | 0 | 3.4454
2035 | 6582 | MW | 323.6224 | 415.4329 | 530.7769 | 161.2221 | -860.9495 | -778.5317 | -886.6427 | -1883.9424 | -437.8959 | -247.9151 | 5.4716 | 7.0238 | 0 | 3.4454
2035 | 6583 | MW | 256.666 | 329.4812 | 420.961 | 122.3064 | -1083.13 | -920.0829 | -1047.8504 | -2370.1211 | -553.8096 | -292.9905 | 5.4716 | 7.0238 | 0 | 1.7227
2035 | 6584 | MW | 234.3472 | 300.8307 | 402.6583 | 111.1876 | -1416.4008 | -1179.5935 | -1343.398 | -3099.3891 | -682.6025 | -375.6289 | 8.2073 | 10.5357 | 0 | 1.7227
2035 | 6585 | MW | 223.1878 | 286.5054 | 384.3557 | 105.6283 | -1694.1265 | -1368.3285 | -1558.3417 | -3707.1124 | -785.6368 | -435.7295 | 8.2073 | 10.5357 | 43.8044 | 1.7227
2035 | 6586 | MW | 212.0284 | 272.1802 | 347.7504 | 111.1876 | -1916.307 | -1533.4715 | -1746.4174 | -4193.2911 | -850.0333 | -488.3176 | 8.2073 | 10.5357 | 43.8044 | 1.7227
2035 | 6587 | MW | 234.3472 | 300.8307 | 384.3557 | 116.747 | -2110.7149 | -1675.0228 | -1907.6252 | -4618.6974 | -914.4297 | -533.393 | 8.2073 | 10.5357 | 43.8044 | 1.7227
2035 | 6588 | MW | 278.9848 | 358.1318 | 457.5663 | 138.9845 | -2221.8052 | -1745.7984 | -1988.2291 | -4861.7868 | -953.0676 | -555.9308 | 8.2073 | 10.5357 | 43.8044 | 1.7227
2035 | 6589 | MW | 301.3036 | 386.7823 | 512.4742 | 150.1033 | -2332.8955 | -1816.574 | -2068.8329 | -5104.8761 | -991.7055 | -578.4685 | 8.2073 | 10.5357 | 43.8044 | 1.7227
2035 | 6590 | MW | 345.9411 | 444.0834 | 585.6848 | 172.3408 | -2416.2131 | -1863.7577 | -2122.5689 | -5287.1931 | -1017.4641 | -593.4936 | 10.9431 | 14.0476 | 65.7066 | 1.7227
2035 | 6591 | MW | 435.2163 | 558.6856 | 713.8034 | 216.8159 | -2471.7583 | -1910.9415 | -2176.3048 | -5408.7378 | -1030.3434 | -608.5188 | 10.9431 | 14.0476 | 65.7066 | 1.7227
2035 | 6592 | MW | 312.463 | 401.1076 | 512.4742 | 150.1033 | -2443.9857 | -1958.1252 | -2230.0407 | -5347.9655 | -1030.3434 | -623.544 | 5.4716 | 7.0238 | 0 | 0
2035 | 6593 | MW | 390.5787 | 501.3845 | 640.5928 | 189.019 | -2332.8955 | -1934.5333 | -2203.1727 | -5104.8761 | -1017.4641 | -616.0314 | -13.6789 | -17.5595 | -43.8044 | -6.8907
2035 | 6594 | MW | 446.3757 | 573.0109 | 732.106 | 222.3753 | -2110.7149 | -1769.3902 | -2015.097 | -4618.6974 | -940.1883 | -563.4433 | -13.6789 | -17.5595 | -43.8044 | -8.6134
2035 | 6595 | MW | 491.0132 | 630.312 | 805.3166 | 244.6128 | -1860.7618 | -1557.0634 | -1773.2854 | -4071.7464 | -837.154 | -495.8301 | -16.4147 | -21.0714 | -43.8044 | -8.6134
2035 | 6596 | MW | 491.0132 | 630.312 | 805.3166 | 244.6128 | -1610.8088 | -1391.9203 | -1585.2096 | -3524.7954 | -759.8782 | -443.2421 | -16.4147 | -21.0714 | -43.8044 | -10.3361
2035 | 6597 | MW | 1071.3016 | 1375.2261 | 1757.0544 | 539.26 | -1416.4008 | -1273.961 | -1450.8698 | -3099.3891 | -682.6025 | -405.6792 | -16.4147 | -21.0714 | -43.8044 | -10.3361
2035 | 6598 | MW | 1071.3016 | 1375.2261 | 1738.7518 | 539.26 | -1221.9929 | -1108.8179 | -1262.7941 | -2673.9827 | -605.3267 | -353.0912 | 10.9431 | 14.0476 | 21.9022 | 0
2035 | 6599 | MW | 1015.5047 | 1303.5997 | 1647.2385 | 505.9038 | -1027.5849 | -943.6748 | -1074.7184 | -2248.5764 | -502.2924 | -300.5031 | 13.6789 | 17.5595 | 21.9022 | 1.7227
2035 | 6600 | MW | 881.592 | 1131.6965 | 1445.9094 | 439.1912 | -833.1769 | -802.1236 | -913.5106 | -1823.17 | -412.1373 | -255.4276 | 13.6789 | 17.5595 | 0 | 1.7227
2035 | 6601 | MW | 747.6793 | 959.7932 | 1226.2776 | 378.038 | -722.0867 | -731.348 | -832.9068 | -1580.0807 | -360.6202 | -232.8899 | 10.9431 | 14.0476 | 0 | 6.8907
2035 | 6602 | MW | 658.4041 | 845.191 | 1061.5537 | 333.5629 | -666.5416 | -684.1642 | -779.1708 | -1458.536 | -334.8616 | -217.8648 | 8.2073 | 10.5357 | 0 | 6.8907
2035 | 6603 | MW | 569.129 | 730.5889 | 915.1325 | 289.0879 | -666.5416 | -660.5724 | -752.3029 | -1458.536 | -334.8616 | -210.3522 | 8.2073 | 10.5357 | 0 | 5.168
2035 | 6604 | MW | 468.6945 | 601.6614 | 750.4087 | 233.494 | -666.5416 | -660.5724 | -752.3029 | -1458.536 | -334.8616 | -210.3522 | 8.2073 | 10.5357 | 0 | 5.168
2035 | 6605 | MW | 390.5787 | 501.3845 | 640.5928 | 189.019 | -722.0867 | -684.1642 | -779.1708 | -1580.0807 | -360.6202 | -217.8648 | 5.4716 | 7.0238 | 0 | 5.168
2035 | 6606 | MW | 312.463 | 401.1076 | 512.4742 | 155.6627 | -860.9495 | -778.5317 | -886.6427 | -1883.9424 | -437.8959 | -247.9151 | 5.4716 | 7.0238 | 0 | 5.168
2035 | 6607 | MW | 245.5066 | 315.156 | 420.961 | 122.3064 | -1055.3575 | -920.0829 | -1047.8504 | -2309.3487 | -540.9303 | -292.9905 | 5.4716 | 7.0238 | 0 | 1.7227
2035 | 6608 | MW | 223.1878 | 286.5054 | 384.3557 | 111.1876 | -1388.6282 | -1156.0016 | -1316.53 | -3038.6167 | -669.7232 | -368.1163 | 5.4716 | 7.0238 | 0 | 1.7227
2035 | 6609 | MW | 212.0284 | 272.1802 | 366.053 | 111.1876 | -1694.1265 | -1368.3285 | -1558.3417 | -3707.1124 | -785.6368 | -435.7295 | 8.2073 | 10.5357 | 43.8044 | 1.7227
2035 | 6610 | MW | 200.8691 | 257.8549 | 329.4477 | 111.1876 | -1971.8521 | -1557.0634 | -1773.2854 | -4314.8358 | -862.9126 | -495.8301 | 8.2073 | 10.5357 | 43.8044 | 1.7227
2035 | 6611 | MW | 223.1878 | 286.5054 | 366.053 | 116.747 | -2166.2601 | -1722.2065 | -1961.3611 | -4740.2421 | -940.1883 | -548.4182 | 8.2073 | 10.5357 | 43.8044 | 1.7227
2035 | 6612 | MW | 267.8254 | 343.8065 | 439.2636 | 138.9845 | -2305.1229 | -1840.1659 | -2095.7009 | -5044.1038 | -978.8262 | -585.9811 | 10.9431 | 14.0476 | 43.8044 | 1.7227
2035 | 6613 | MW | 301.3036 | 386.7823 | 494.1716 | 150.1033 | -2416.2131 | -1887.3496 | -2149.4368 | -5287.1931 | -1017.4641 | -601.0062 | 10.9431 | 14.0476 | 65.7066 | 1.7227
2035 | 6614 | MW | 345.9411 | 444.0834 | 567.3822 | 172.3408 | -2499.5308 | -1981.7171 | -2256.9087 | -5469.5101 | -1043.2227 | -631.0565 | 10.9431 | 14.0476 | 65.7066 | 1.7227
2035 | 6615 | MW | 435.2163 | 558.6856 | 695.5007 | 216.8159 | -2527.3034 | -2028.9008 | -2310.6446 | -5530.2825 | -1056.102 | -646.0817 | 10.9431 | 14.0476 | 87.6087 | 1.7227
2035 | 6616 | MW | 312.463 | 401.1076 | 512.4742 | 155.6627 | -2471.7583 | -2028.9008 | -2310.6446 | -5408.7378 | -1056.102 | -646.0817 | 8.2073 | 10.5357 | 0 | 0
2035 | 6617 | MW | 390.5787 | 501.3845 | 640.5928 | 200.1377 | -2360.668 | -2005.3089 | -2283.7766 | -5165.6485 | -1030.3434 | -638.5691 | -13.6789 | -17.5595 | -65.7066 | -13.7815
2035 | 6618 | MW | 446.3757 | 573.0109 | 732.106 | 227.9347 | -2138.4875 | -1840.1659 | -2095.7009 | -4679.4698 | -953.0676 | -585.9811 | -13.6789 | -17.5595 | -65.7066 | -13.7815
2035 | 6619 | MW | 491.0132 | 630.312 | 787.014 | 244.6128 | -1888.5344 | -1627.839 | -1853.8893 | -4132.5188 | -837.154 | -518.3679 | -13.6789 | -17.5595 | -65.7066 | -13.7815
2035 | 6620 | MW | 491.0132 | 630.312 | 805.3166 | 250.1722 | -1638.5813 | -1439.1041 | -1638.9456 | -3585.5677 | -759.8782 | -458.2672 | -13.6789 | -17.5595 | -65.7066 | -15.5041
2035 | 6621 | MW | 1071.3016 | 1375.2261 | 1738.7518 | 539.26 | -1471.9459 | -1297.5528 | -1477.7378 | -3220.9337 | -695.4818 | -413.1918 | -13.6789 | -17.5595 | -65.7066 | -15.5041
2035 | 6622 | MW | 1071.3016 | 1375.2261 | 1738.7518 | 539.26 | -1277.538 | -1132.4098 | -1289.6621 | -2795.5274 | -605.3267 | -360.6037 | 8.2073 | 10.5357 | 21.9022 | 0
2035 | 6623 | MW | 1015.5047 | 1303.5997 | 1647.2385 | 511.4631 | -1027.5849 | -967.2667 | -1101.5864 | -2248.5764 | -502.2924 | -308.0157 | 13.6789 | 17.5595 | 21.9022 | 3.4454
2035 | 6624 | MW | 881.592 | 1131.6965 | 1427.6067 | 439.1912 | -860.9495 | -825.7154 | -940.3786 | -1883.9424 | -425.0166 | -262.9402 | 10.9431 | 14.0476 | 0 | 1.7227
2035 | 6625 | MW | 747.6793 | 959.7932 | 1207.9749 | 378.038 | -722.0867 | -731.348 | -832.9068 | -1580.0807 | -360.6202 | -232.8899 | 10.9431 | 14.0476 | 21.9022 | 6.8907
2035 | 6626 | MW | 658.4041 | 845.191 | 1061.5537 | 333.5629 | -694.3141 | -684.1642 | -779.1708 | -1519.3084 | -334.8616 | -217.8648 | 8.2073 | 10.5357 | 21.9022 | 6.8907
2035 | 6627 | MW | 569.129 | 730.5889 | 915.1325 | 289.0879 | -666.5416 | -660.5724 | -752.3029 | -1458.536 | -334.8616 | -210.3522 | 8.2073 | 10.5357 | 21.9022 | 5.168
2035 | 6628 | MW | 468.6945 | 601.6614 | 750.4087 | 233.494 | -666.5416 | -660.5724 | -752.3029 | -1458.536 | -334.8616 | -210.3522 | 8.2073 | 10.5357 | 21.9022 | 5.168
2035 | 6629 | MW | 390.5787 | 501.3845 | 640.5928 | 189.019 | -722.0867 | -684.1642 | -779.1708 | -1580.0807 | -347.7409 | -217.8648 | 5.4716 | 7.0238 | 21.9022 | 5.168
2035 | 6630 | MW | 312.463 | 401.1076 | 512.4742 | 150.1033 | -860.9495 | -778.5317 | -886.6427 | -1883.9424 | -425.0166 | -247.9151 | 5.4716 | 7.0238 | 0 | 5.168
2035 | 6631 | MW | 245.5066 | 315.156 | 402.6583 | 116.747 | -1083.13 | -920.0829 | -1047.8504 | -2370.1211 | -540.9303 | -292.9905 | 5.4716 | 7.0238 | 21.9022 | 1.7227
2035 | 6632 | MW | 223.1878 | 286.5054 | 366.053 | 105.6283 | -1416.4008 | -1156.0016 | -1316.53 | -3099.3891 | -669.7232 | -368.1163 | 5.4716 | 7.0238 | 21.9022 | 1.7227
2035 | 6633 | MW | 212.0284 | 272.1802 | 347.7504 | 105.6283 | -1666.3539 | -1368.3285 | -1558.3417 | -3646.3401 | -785.6368 | -435.7295 | 8.2073 | 10.5357 | 65.7066 | 1.7227
2035 | 6634 | MW | 200.8691 | 257.8549 | 329.4477 | 105.6283 | -1860.7618 | -1557.0634 | -1773.2854 | -4071.7464 | -888.6712 | -495.8301 | 8.2073 | 10.5357 | 65.7066 | 1.7227
2035 | 6635 | MW | 223.1878 | 286.5054 | 366.053 | 116.747 | -2055.1698 | -1745.7984 | -1988.2291 | -4497.1528 | -965.9469 | -555.9308 | 8.2073 | 10.5357 | 87.6087 | 1.7227
2035 | 6636 | MW | 267.8254 | 343.8065 | 439.2636 | 133.4252 | -2166.2601 | -1840.1659 | -2095.7009 | -4740.2421 | -1017.4641 | -585.9811 | 10.9431 | 14.0476 | 109.5109 | 1.7227
2035 | 6637 | MW | 301.3036 | 386.7823 | 512.4742 | 150.1033 | -2277.3503 | -1934.5333 | -2203.1727 | -4983.3314 | -1043.2227 | -616.0314 | 10.9431 | 14.0476 | 131.4131 | 1.7227
2035 | 6638 | MW | 345.9411 | 444.0834 | 585.6848 | 172.3408 | -2360.668 | -2028.9008 | -2310.6446 | -5165.6485 | -1068.9812 | -646.0817 | 10.9431 | 14.0476 | 131.4131 | 1.7227
2035 | 6639 | MW | 435.2163 | 558.6856 | 713.8034 | 216.8159 | -2388.4406 | -2099.6764 | -2391.2485 | -5226.4208 | -1094.7398 | -668.6194 | 10.9431 | 14.0476 | 153.3153 | 3.4454
2035 | 6640 | MW | 312.463 | 401.1076 | 512.4742 | 155.6627 | -2388.4406 | -2123.2683 | -2418.1164 | -5226.4208 | -1094.7398 | -676.132 | 8.2073 | 10.5357 | 21.9022 | 0
2035 | 6641 | MW | 390.5787 | 501.3845 | 640.5928 | 200.1377 | -2277.3503 | -2052.4927 | -2337.5125 | -4983.3314 | -1068.9812 | -653.5943 | -13.6789 | -17.5595 | -65.7066 | -12.0588
2035 | 6642 | MW | 446.3757 | 573.0109 | 732.106 | 227.9347 | -2055.1698 | -1863.7577 | -2122.5689 | -4497.1528 | -978.8262 | -593.4936 | -13.6789 | -17.5595 | -65.7066 | -13.7815
2035 | 6643 | MW | 491.0132 | 630.312 | 805.3166 | 244.6128 | -1805.2167 | -1627.839 | -1853.8893 | -3950.2018 | -850.0333 | -518.3679 | -13.6789 | -17.5595 | -65.7066 | -13.7815
2035 | 6644 | MW | 502.1726 | 644.6372 | 805.3166 | 250.1722 | -1610.8088 | -1439.1041 | -1638.9456 | -3524.7954 | -759.8782 | -458.2672 | -16.4147 | -21.0714 | -65.7066 | -13.7815
2035 | 6645 | MW | 1071.3016 | 1375.2261 | 1757.0544 | 544.8194 | -1444.1734 | -1297.5528 | -1477.7378 | -3160.1614 | -695.4818 | -413.1918 | -16.4147 | -21.0714 | -65.7066 | -13.7815
2035 | 6646 | MW | 1071.3016 | 1375.2261 | 1738.7518 | 544.8194 | -1249.7654 | -1132.4098 | -1289.6621 | -2734.7551 | -605.3267 | -360.6037 | 8.2073 | 10.5357 | 0 | 0
2035 | 6647 | MW | 1015.5047 | 1303.5997 | 1647.2385 | 511.4631 | -1027.5849 | -967.2667 | -1101.5864 | -2248.5764 | -502.2924 | -308.0157 | 13.6789 | 17.5595 | 21.9022 | 3.4454
2035 | 6648 | MW | 881.592 | 1131.6965 | 1427.6067 | 439.1912 | -860.9495 | -825.7154 | -940.3786 | -1883.9424 | -425.0166 | -262.9402 | 13.6789 | 17.5595 | 21.9022 | 3.4454
2035 | 6649 | MW | 747.6793 | 959.7932 | 1226.2776 | 378.038 | -694.3141 | -707.7561 | -806.0388 | -1519.3084 | -347.7409 | -225.3773 | 10.9431 | 14.0476 | 21.9022 | 6.8907
2035 | 6650 | MW | 658.4041 | 845.191 | 1061.5537 | 333.5629 | -638.769 | -660.5724 | -752.3029 | -1397.7637 | -321.9823 | -210.3522 | 8.2073 | 10.5357 | 21.9022 | 5.168
2035 | 6651 | MW | 557.9696 | 716.2636 | 896.8299 | 283.5285 | -610.9964 | -636.9805 | -725.4349 | -1336.9914 | -309.103 | -202.8396 | 8.2073 | 10.5357 | 21.9022 | 5.168
2035 | 6652 | MW | 468.6945 | 601.6614 | 750.4087 | 233.494 | -610.9964 | -613.3886 | -698.567 | -1336.9914 | -309.103 | -195.327 | 5.4716 | 7.0238 | 0 | 5.168
2035 | 6653 | MW | 401.7381 | 515.7098 | 658.8954 | 194.5784 | -638.769 | -636.9805 | -725.4349 | -1397.7637 | -321.9823 | -202.8396 | 5.4716 | 7.0238 | 0 | 5.168
2035 | 6654 | MW | 345.9411 | 444.0834 | 567.3822 | 166.7815 | -722.0867 | -707.7561 | -806.0388 | -1580.0807 | -360.6202 | -225.3773 | 5.4716 | 7.0238 | 0 | 5.168
2035 | 6655 | MW | 301.3036 | 386.7823 | 494.1716 | 144.5439 | -833.1769 | -731.348 | -832.9068 | -1823.17 | -437.8959 | -232.8899 | 8.2073 | 10.5357 | 21.9022 | 1.7227
2035 | 6656 | MW | 267.8254 | 343.8065 | 439.2636 | 133.4252 | -1027.5849 | -872.8992 | -994.1145 | -2248.5764 | -502.2924 | -277.9654 | 8.2073 | 10.5357 | 21.9022 | 1.7227
2035 | 6657 | MW | 256.666 | 329.4812 | 420.961 | 133.4252 | -1221.9929 | -1014.4504 | -1155.3223 | -2673.9827 | -579.5681 | -323.0408 | 8.2073 | 10.5357 | 43.8044 | 1.7227
2035 | 6658 | MW | 290.1442 | 372.4571 | 457.5663 | 150.1033 | -1416.4008 | -1132.4098 | -1289.6621 | -3099.3891 | -631.0853 | -360.6037 | 8.2073 | 10.5357 | 43.8044 | 1.7227
2035 | 6659 | MW | 345.9411 | 444.0834 | 567.3822 | 183.4596 | -1583.0362 | -1250.3691 | -1424.0019 | -3464.0231 | -669.7232 | -398.1666 | 8.2073 | 10.5357 | 43.8044 | 1.7227
2035 | 6660 | MW | 446.3757 | 573.0109 | 713.8034 | 227.9347 | -1694.1265 | -1368.3285 | -1558.3417 | -3707.1124 | -708.3611 | -435.7295 | 8.2073 | 10.5357 | 43.8044 | 3.4454
2035 | 6661 | MW | 491.0132 | 630.312 | 787.014 | 255.7316 | -1805.2167 | -1462.6959 | -1665.8135 | -3950.2018 | -721.2404 | -465.7798 | 8.2073 | 10.5357 | 43.8044 | 3.4454
2035 | 6662 | MW | 546.8102 | 701.9383 | 896.8299 | 277.9691 | -1860.7618 | -1533.4715 | -1746.4174 | -4071.7464 | -746.9989 | -488.3176 | 8.2073 | 10.5357 | 65.7066 | 3.4454
2035 | 6663 | MW | 323.6224 | 415.4329 | 530.7769 | 161.2221 | -1916.307 | -1604.2472 | -1827.0213 | -4193.2911 | -759.8782 | -510.8553 | 8.2073 | 10.5357 | 65.7066 | 3.4454
2035 | 6664 | MW | 345.9411 | 444.0834 | 567.3822 | 172.3408 | -1916.307 | -1675.0228 | -1907.6252 | -4193.2911 | -772.7575 | -533.393 | 5.4716 | 7.0238 | 0 | 0
2035 | 6665 | MW | 379.4193 | 487.0592 | 640.5928 | 189.019 | -1832.9893 | -1675.0228 | -1907.6252 | -4010.9741 | -759.8782 | -533.393 | -8.2073 | -10.5357 | -43.8044 | -8.6134
2035 | 6666 | MW | 412.8975 | 530.0351 | 677.1981 | 200.1377 | -1666.3539 | -1533.4715 | -1746.4174 | -3646.3401 | -721.2404 | -488.3176 | -8.2073 | -10.5357 | -43.8044 | -8.6134
2035 | 6667 | MW | 424.0569 | 544.3603 | 695.5007 | 211.2565 | -1527.4911 | -1415.5122 | -1612.0776 | -3342.4784 | -682.6025 | -450.7547 | -8.2073 | -10.5357 | -43.8044 | -8.6134
2035 | 6668 | MW | 970.8671 | 1246.2986 | 1592.3306 | 489.2256 | -1416.4008 | -1297.5528 | -1477.7378 | -3099.3891 | -643.9646 | -413.1918 | -10.9431 | -14.0476 | -43.8044 | -8.6134
2035 | 6669 | MW | 970.8671 | 1246.2986 | 1574.0279 | 489.2256 | -1305.3105 | -1203.1854 | -1370.266 | -2856.2997 | -605.3267 | -383.1415 | -10.9431 | -14.0476 | -43.8044 | -10.3361
2035 | 6670 | MW | 937.3889 | 1203.3228 | 1537.4226 | 478.1068 | -1138.6752 | -1061.6341 | -1209.0582 | -2491.6657 | -540.9303 | -338.066 | 8.2073 | 10.5357 | 21.9022 | 0
2035 | 6671 | MW | 881.592 | 1131.6965 | 1445.9094 | 444.7506 | -972.0398 | -920.0829 | -1047.8504 | -2127.0317 | -463.6545 | -292.9905 | 13.6789 | 17.5595 | 21.9022 | 3.4454
2035 | 6672 | MW | 781.1574 | 1002.769 | 1281.1855 | 394.7161 | -805.4044 | -778.5317 | -886.6427 | -1762.3977 | -386.3788 | -247.9151 | 10.9431 | 14.0476 | 21.9022 | 3.4454
2035 | 6673 | MW | 691.8823 | 888.1668 | 1134.7643 | 344.6817 | -694.3141 | -684.1642 | -779.1708 | -1519.3084 | -347.7409 | -217.8648 | 8.2073 | 10.5357 | 0 | 5.168
2035 | 6674 | MW | 624.9259 | 802.2152 | 1006.6458 | 311.3254 | -638.769 | -660.5724 | -752.3029 | -1397.7637 | -321.9823 | -210.3522 | 8.2073 | 10.5357 | 0 | 5.168
2035 | 6675 | MW | 535.6508 | 687.613 | 860.2246 | 266.8503 | -610.9964 | -636.9805 | -725.4349 | -1336.9914 | -309.103 | -202.8396 | 8.2073 | 10.5357 | 0 | 5.168
2035 | 6676 | MW | 468.6945 | 601.6614 | 768.7113 | 233.494 | -610.9964 | -613.3886 | -698.567 | -1336.9914 | -309.103 | -195.327 | 5.4716 | 7.0238 | 0 | 3.4454
2035 | 6677 | MW | 412.8975 | 530.0351 | 677.1981 | 205.6971 | -638.769 | -636.9805 | -725.4349 | -1397.7637 | -321.9823 | -202.8396 | 5.4716 | 7.0238 | 0 | 3.4454
2035 | 6678 | MW | 368.2599 | 472.734 | 603.9875 | 177.9002 | -694.3141 | -684.1642 | -779.1708 | -1519.3084 | -360.6202 | -217.8648 | 5.4716 | 7.0238 | 0 | 3.4454
2035 | 6679 | MW | 323.6224 | 415.4329 | 530.7769 | 155.6627 | -749.8593 | -684.1642 | -779.1708 | -1640.853 | -412.1373 | -217.8648 | 5.4716 | 7.0238 | 0 | 1.7227
2035 | 6680 | MW | 290.1442 | 372.4571 | 457.5663 | 144.5439 | -888.7221 | -778.5317 | -886.6427 | -1944.7147 | -463.6545 | -247.9151 | 8.2073 | 10.5357 | 0 | 1.7227
2035 | 6681 | MW | 267.8254 | 343.8065 | 439.2636 | 138.9845 | -1027.5849 | -872.8992 | -994.1145 | -2248.5764 | -502.2924 | -277.9654 | 8.2073 | 10.5357 | 43.8044 | 1.7227
2035 | 6682 | MW | 312.463 | 401.1076 | 494.1716 | 161.2221 | -1138.6752 | -943.6748 | -1074.7184 | -2491.6657 | -540.9303 | -300.5031 | 8.2073 | 10.5357 | 43.8044 | 1.7227
2035 | 6683 | MW | 379.4193 | 487.0592 | 603.9875 | 194.5784 | -1249.7654 | -1061.6341 | -1209.0582 | -2734.7551 | -579.5681 | -338.066 | 8.2073 | 10.5357 | 43.8044 | 1.7227
2035 | 6684 | MW | 457.5351 | 587.3361 | 732.106 | 233.494 | -1360.8557 | -1132.4098 | -1289.6621 | -2977.8444 | -605.3267 | -360.6037 | 8.2073 | 10.5357 | 43.8044 | 1.7227
2035 | 6685 | MW | 491.0132 | 630.312 | 805.3166 | 244.6128 | -1471.9459 | -1203.1854 | -1370.266 | -3220.9337 | -631.0853 | -383.1415 | 8.2073 | 10.5357 | 43.8044 | 1.7227
2035 | 6686 | MW | 535.6508 | 687.613 | 878.5272 | 261.2909 | -1555.2636 | -1273.961 | -1450.8698 | -3403.2507 | -656.8439 | -405.6792 | 8.2073 | 10.5357 | 43.8044 | 1.7227
2035 | 6687 | MW | 290.1442 | 372.4571 | 475.8689 | 144.5439 | -1610.8088 | -1321.1447 | -1504.6058 | -3524.7954 | -669.7232 | -420.7044 | 8.2073 | 10.5357 | 43.8044 | 1.7227
2035 | 6688 | MW | 334.7818 | 429.7582 | 549.0795 | 172.3408 | -1638.5813 | -1368.3285 | -1558.3417 | -3585.5677 | -682.6025 | -435.7295 | 5.4716 | 7.0238 | 0 | 0
2035 | 6689 | MW | 368.2599 | 472.734 | 585.6848 | 183.4596 | -1610.8088 | -1391.9203 | -1585.2096 | -3524.7954 | -695.4818 | -443.2421 | -8.2073 | -10.5357 | -21.9022 | -6.8907
2035 | 6690 | MW | 379.4193 | 487.0592 | 622.2901 | 189.019 | -1527.4911 | -1344.7366 | -1531.4737 | -3342.4784 | -682.6025 | -428.2169 | -8.2073 | -10.5357 | -21.9022 | -6.8907
2035 | 6691 | MW | 401.7381 | 515.7098 | 658.8954 | 200.1377 | -1471.9459 | -1297.5528 | -1477.7378 | -3220.9337 | -656.8439 | -413.1918 | -8.2073 | -10.5357 | -43.8044 | -6.8907
2035 | 6692 | MW | 959.7077 | 1231.9734 | 1592.3306 | 472.5475 | -1388.6282 | -1226.7772 | -1397.1339 | -3038.6167 | -643.9646 | -390.654 | -10.9431 | -14.0476 | -43.8044 | -8.6134
2035 | 6693 | MW | 948.5483 | 1217.6481 | 1555.7253 | 466.9881 | -1277.538 | -1156.0016 | -1316.53 | -2795.5274 | -605.3267 | -368.1163 | -10.9431 | -14.0476 | -43.8044 | -8.6134
2035 | 6694 | MW | 915.0701 | 1174.6723 | 1500.8173 | 455.8693 | -1138.6752 | -1038.0423 | -1182.1902 | -2491.6657 | -540.9303 | -330.5534 | 8.2073 | 10.5357 | 21.9022 | 1.7227
2035 | 6695 | MW | 859.2732 | 1103.0459 | 1427.6067 | 422.513 | -944.2672 | -896.4911 | -1020.9825 | -2066.2594 | -463.6545 | -285.478 | 13.6789 | 17.5595 | 21.9022 | 3.4454
2035 | 6696 | MW | 769.998 | 988.4437 | 1281.1855 | 378.038 | -777.6318 | -778.5317 | -886.6427 | -1701.6254 | -386.3788 | -247.9151 | 10.9431 | 14.0476 | 0 | 3.4454
2035 | 6697 | MW | 691.8823 | 888.1668 | 1134.7643 | 333.5629 | -722.0867 | -684.1642 | -779.1708 | -1580.0807 | -347.7409 | -217.8648 | 10.9431 | 14.0476 | 21.9022 | 6.8907
2035 | 6698 | MW | 624.9259 | 802.2152 | 1024.9484 | 300.2066 | -638.769 | -636.9805 | -725.4349 | -1397.7637 | -334.8616 | -202.8396 | 8.2073 | 10.5357 | 21.9022 | 6.8907
2035 | 6699 | MW | 535.6508 | 687.613 | 878.5272 | 266.8503 | -638.769 | -636.9805 | -725.4349 | -1397.7637 | -321.9823 | -202.8396 | 8.2073 | 10.5357 | 21.9022 | 5.168
2035 | 6700 | MW | 468.6945 | 601.6614 | 768.7113 | 227.9347 | -638.769 | -613.3886 | -698.567 | -1397.7637 | -321.9823 | -195.327 | 8.2073 | 10.5357 | 0 | 5.168
2035 | 6701 | MW | 412.8975 | 530.0351 | 677.1981 | 194.5784 | -666.5416 | -660.5724 | -752.3029 | -1458.536 | -334.8616 | -210.3522 | 5.4716 | 7.0238 | 0 | 5.168
2035 | 6702 | MW | 345.9411 | 444.0834 | 567.3822 | 166.7815 | -777.6318 | -731.348 | -832.9068 | -1701.6254 | -386.3788 | -232.8899 | 5.4716 | 7.0238 | 0 | 5.168
2035 | 6703 | MW | 290.1442 | 372.4571 | 494.1716 | 138.9845 | -916.4946 | -825.7154 | -940.3786 | -2005.487 | -476.5338 | -262.9402 | 5.4716 | 7.0238 | 0 | 1.7227
2035 | 6704 | MW | 267.8254 | 343.8065 | 457.5663 | 127.8658 | -1194.2203 | -1038.0423 | -1182.1902 | -2613.2104 | -566.6889 | -330.5534 | 8.2073 | 10.5357 | 0 | 1.7227
2035 | 6705 | MW | 256.666 | 329.4812 | 439.2636 | 122.3064 | -1416.4008 | -1203.1854 | -1370.266 | -3099.3891 | -631.0853 | -383.1415 | 8.2073 | 10.5357 | 65.7066 | 1.7227
2035 | 6706 | MW | 234.3472 | 300.8307 | 402.6583 | 122.3064 | -1610.8088 | -1391.9203 | -1585.2096 | -3524.7954 | -682.6025 | -443.2421 | 8.2073 | 10.5357 | 65.7066 | 1.7227
2035 | 6707 | MW | 245.5066 | 315.156 | 402.6583 | 127.8658 | -1777.4442 | -1557.0634 | -1773.2854 | -3889.4294 | -721.2404 | -495.8301 | 8.2073 | 10.5357 | 87.6087 | 1.7227
2035 | 6708 | MW | 301.3036 | 386.7823 | 475.8689 | 150.1033 | -1916.307 | -1675.0228 | -1907.6252 | -4193.2911 | -746.9989 | -533.393 | 8.2073 | 10.5357 | 109.5109 | 1.7227
2035 | 6709 | MW | 323.6224 | 415.4329 | 530.7769 | 161.2221 | -1971.8521 | -1769.3902 | -2015.097 | -4314.8358 | -772.7575 | -563.4433 | 8.2073 | 10.5357 | 109.5109 | 1.7227
2035 | 6710 | MW | 368.2599 | 472.734 | 603.9875 | 183.4596 | -2055.1698 | -1840.1659 | -2095.7009 | -4497.1528 | -798.5161 | -585.9811 | 10.9431 | 14.0476 | 131.4131 | 1.7227
2035 | 6711 | MW | 457.5351 | 587.3361 | 750.4087 | 227.9347 | -2055.1698 | -1863.7577 | -2122.5689 | -4497.1528 | -824.2747 | -593.4936 | 10.9431 | 14.0476 | 153.3153 | 3.4454
2035 | 6712 | MW | 323.6224 | 415.4329 | 549.0795 | 161.2221 | -2027.3972 | -1840.1659 | -2095.7009 | -4436.3804 | -837.154 | -585.9811 | 8.2073 | 10.5357 | 0 | -1.7227
2035 | 6713 | MW | 401.7381 | 515.7098 | 677.1981 | 200.1377 | -1916.307 | -1745.7984 | -1988.2291 | -4193.2911 | -824.2747 | -555.9308 | -13.6789 | -17.5595 | -65.7066 | -17.2268
2035 | 6714 | MW | 468.6945 | 601.6614 | 768.7113 | 233.494 | -1721.899 | -1651.4309 | -1880.7572 | -3767.8848 | -772.7575 | -525.8804 | -16.4147 | -21.0714 | -65.7066 | -17.2268
2035 | 6715 | MW | 502.1726 | 644.6372 | 823.6193 | 255.7316 | -1527.4911 | -1462.6959 | -1665.8135 | -3342.4784 | -695.4818 | -465.7798 | -16.4147 | -21.0714 | -65.7066 | -17.2268
2035 | 6716 | MW | 513.332 | 658.9625 | 841.9219 | 255.7316 | -1388.6282 | -1321.1447 | -1504.6058 | -3038.6167 | -656.8439 | -420.7044 | -16.4147 | -21.0714 | -65.7066 | -15.5041
2035 | 6717 | MW | 1093.6204 | 1403.8766 | 1793.6597 | 555.9382 | -1277.538 | -1226.7772 | -1397.1339 | -2795.5274 | -618.206 | -390.654 | -16.4147 | -21.0714 | -65.7066 | -15.5041
2035 | 6718 | MW | 1104.7798 | 1418.2019 | 1793.6597 | 555.9382 | -1110.9026 | -1085.226 | -1235.9262 | -2430.8934 | -540.9303 | -345.5786 | 10.9431 | 14.0476 | 0 | -1.7227
2035 | 6719 | MW | 1048.9828 | 1346.5755 | 1702.1465 | 528.1413 | -944.2672 | -920.0829 | -1047.8504 | -2066.2594 | -463.6545 | -292.9905 | 16.4147 | 21.0714 | 21.9022 | 1.7227
2035 | 6720 | MW | 926.2295 | 1188.9976 | 1500.8173 | 466.9881 | -777.6318 | -802.1236 | -913.5106 | -1701.6254 | -386.3788 | -255.4276 | 13.6789 | 17.5595 | 21.9022 | 1.7227
2035 | 6721 | MW | 803.4762 | 1031.4196 | 1299.4882 | 400.2755 | -722.0867 | -731.348 | -832.9068 | -1580.0807 | -373.4995 | -232.8899 | 10.9431 | 14.0476 | 0 | 6.8907
2035 | 6722 | MW | 703.0417 | 902.4921 | 1134.7643 | 355.8004 | -694.3141 | -684.1642 | -779.1708 | -1519.3084 | -347.7409 | -217.8648 | 8.2073 | 10.5357 | 0 | 3.4454
2035 | 6723 | MW | 613.7666 | 787.8899 | 988.3431 | 311.3254 | -666.5416 | -660.5724 | -752.3029 | -1458.536 | -334.8616 | -210.3522 | 8.2073 | 10.5357 | 0 | 3.4454
2035 | 6724 | MW | 513.332 | 658.9625 | 823.6193 | 261.2909 | -666.5416 | -660.5724 | -752.3029 | -1458.536 | -347.7409 | -210.3522 | 8.2073 | 10.5357 | 0 | 3.4454
2035 | 6725 | MW | 435.2163 | 558.6856 | 713.8034 | 216.8159 | -722.0867 | -684.1642 | -779.1708 | -1580.0807 | -360.6202 | -217.8648 | 5.4716 | 7.0238 | 0 | 3.4454
2035 | 6726 | MW | 357.1005 | 458.4087 | 585.6848 | 177.9002 | -860.9495 | -802.1236 | -913.5106 | -1883.9424 | -437.8959 | -255.4276 | 5.4716 | 7.0238 | 0 | 3.4454
2035 | 6727 | MW | 278.9848 | 358.1318 | 457.5663 | 138.9845 | -1055.3575 | -920.0829 | -1047.8504 | -2309.3487 | -553.8096 | -292.9905 | 5.4716 | 7.0238 | 0 | 0
2035 | 6728 | MW | 245.5066 | 315.156 | 420.961 | 116.747 | -1333.0831 | -1156.0016 | -1316.53 | -2917.0721 | -656.8439 | -368.1163 | 8.2073 | 10.5357 | 0 | 0
2035 | 6729 | MW | 223.1878 | 286.5054 | 384.3557 | 105.6283 | -1555.2636 | -1344.7366 | -1531.4737 | -3403.2507 | -734.1197 | -428.2169 | 8.2073 | 10.5357 | 65.7066 | 0
2035 | 6730 | MW | 212.0284 | 272.1802 | 366.053 | 105.6283 | -1777.4442 | -1509.8797 | -1719.5494 | -3889.4294 | -798.5161 | -480.805 | 8.2073 | 10.5357 | 65.7066 | 0
2035 | 6731 | MW | 223.1878 | 286.5054 | 384.3557 | 116.747 | -1971.8521 | -1651.4309 | -1880.7572 | -4314.8358 | -850.0333 | -525.8804 | 8.2073 | 10.5357 | 65.7066 | 0
2035 | 6732 | MW | 267.8254 | 343.8065 | 457.5663 | 138.9845 | -2082.9424 | -1745.7984 | -1988.2291 | -4557.9251 | -875.7919 | -555.9308 | 8.2073 | 10.5357 | 65.7066 | 0
2035 | 6733 | MW | 301.3036 | 386.7823 | 512.4742 | 155.6627 | -2138.4875 | -1816.574 | -2068.8329 | -4679.4698 | -901.5504 | -578.4685 | 8.2073 | 10.5357 | 87.6087 | 1.7227
2035 | 6734 | MW | 345.9411 | 444.0834 | 585.6848 | 172.3408 | -2194.0326 | -1887.3496 | -2149.4368 | -4801.0144 | -914.4297 | -601.0062 | 8.2073 | 10.5357 | 87.6087 | 1.7227
2035 | 6735 | MW | 435.2163 | 558.6856 | 713.8034 | 222.3753 | -2194.0326 | -1910.9415 | -2176.3048 | -4801.0144 | -914.4297 | -608.5188 | 10.9431 | 14.0476 | 109.5109 | 1.7227
2035 | 6736 | MW | 312.463 | 401.1076 | 512.4742 | 155.6627 | -2138.4875 | -1887.3496 | -2149.4368 | -4679.4698 | -901.5504 | -601.0062 | 5.4716 | 7.0238 | 0 | -1.7227
2035 | 6737 | MW | 390.5787 | 501.3845 | 640.5928 | 194.5784 | -2027.3972 | -1840.1659 | -2095.7009 | -4436.3804 | -888.6712 | -585.9811 | -13.6789 | -17.5595 | -65.7066 | -15.5041
2035 | 6738 | MW | 446.3757 | 573.0109 | 732.106 | 227.9347 | -1832.9893 | -1745.7984 | -1988.2291 | -4010.9741 | -837.154 | -555.9308 | -13.6789 | -17.5595 | -65.7066 | -15.5041
2035 | 6739 | MW | 491.0132 | 630.312 | 787.014 | 250.1722 | -1638.5813 | -1533.4715 | -1746.4174 | -3585.5677 | -759.8782 | -488.3176 | -13.6789 | -17.5595 | -65.7066 | -15.5041
2035 | 6740 | MW | 502.1726 | 644.6372 | 805.3166 | 250.1722 | -1471.9459 | -1391.9203 | -1585.2096 | -3220.9337 | -708.3611 | -443.2421 | -16.4147 | -21.0714 | -65.7066 | -17.2268
2035 | 6741 | MW | 1082.461 | 1389.5514 | 1775.3571 | 544.8194 | -1333.0831 | -1273.961 | -1450.8698 | -2917.0721 | -656.8439 | -405.6792 | -16.4147 | -21.0714 | -65.7066 | -17.2268
2035 | 6742 | MW | 1082.461 | 1389.5514 | 1757.0544 | 544.8194 | -1166.4477 | -1108.8179 | -1262.7941 | -2552.4381 | -566.6889 | -353.0912 | 8.2073 | 10.5357 | 21.9022 | -1.7227
2035 | 6743 | MW | 1015.5047 | 1303.5997 | 1665.5412 | 511.4631 | -972.0398 | -943.6748 | -1074.7184 | -2127.0317 | -489.4131 | -300.5031 | 13.6789 | 17.5595 | 21.9022 | 1.7227
2035 | 6744 | MW | 892.7514 | 1146.0217 | 1445.9094 | 444.7506 | -833.1769 | -825.7154 | -940.3786 | -1823.17 | -412.1373 | -262.9402 | 13.6789 | 17.5595 | 21.9022 | 1.7227
2035 | 6745 | MW | 758.8386 | 974.1185 | 1244.5802 | 378.038 | -722.0867 | -731.348 | -832.9068 | -1580.0807 | -360.6202 | -232.8899 | 8.2073 | 10.5357 | 21.9022 | 6.8907
2035 | 6746 | MW | 669.5635 | 859.5163 | 1079.8564 | 339.1223 | -666.5416 | -684.1642 | -779.1708 | -1458.536 | -334.8616 | -217.8648 | 8.2073 | 10.5357 | 0 | 6.8907
2035 | 6747 | MW | 569.129 | 730.5889 | 915.1325 | 294.6472 | -666.5416 | -660.5724 | -752.3029 | -1458.536 | -334.8616 | -210.3522 | 5.4716 | 7.0238 | 0 | 5.168
2035 | 6748 | MW | 479.8539 | 615.9867 | 768.7113 | 239.0534 | -666.5416 | -660.5724 | -752.3029 | -1458.536 | -334.8616 | -210.3522 | 5.4716 | 7.0238 | 0 | 5.168
2035 | 6749 | MW | 401.7381 | 515.7098 | 658.8954 | 194.5784 | -722.0867 | -684.1642 | -779.1708 | -1580.0807 | -360.6202 | -217.8648 | 5.4716 | 7.0238 | 0 | 5.168
2035 | 6750 | MW | 323.6224 | 415.4329 | 530.7769 | 161.2221 | -833.1769 | -802.1236 | -913.5106 | -1823.17 | -437.8959 | -255.4276 | 5.4716 | 7.0238 | 0 | 3.4454
2035 | 6751 | MW | 245.5066 | 315.156 | 420.961 | 122.3064 | -1027.5849 | -920.0829 | -1047.8504 | -2248.5764 | -540.9303 | -292.9905 | 5.4716 | 7.0238 | 0 | 1.7227
2035 | 6752 | MW | 223.1878 | 286.5054 | 384.3557 | 111.1876 | -1305.3105 | -1156.0016 | -1316.53 | -2856.2997 | -643.9646 | -368.1163 | 8.2073 | 10.5357 | 0 | 1.7227
2035 | 6753 | MW | 212.0284 | 272.1802 | 347.7504 | 105.6283 | -1555.2636 | -1344.7366 | -1531.4737 | -3403.2507 | -746.9989 | -428.2169 | 8.2073 | 10.5357 | 65.7066 | 1.7227
2035 | 6754 | MW | 200.8691 | 257.8549 | 329.4477 | 111.1876 | -1777.4442 | -1509.8797 | -1719.5494 | -3889.4294 | -837.154 | -480.805 | 8.2073 | 10.5357 | 65.7066 | 1.7227
2035 | 6755 | MW | 223.1878 | 286.5054 | 366.053 | 116.747 | -1916.307 | -1651.4309 | -1880.7572 | -4193.2911 | -901.5504 | -525.8804 | 8.2073 | 10.5357 | 65.7066 | 1.7227
2035 | 6756 | MW | 278.9848 | 358.1318 | 457.5663 | 138.9845 | -2027.3972 | -1745.7984 | -1988.2291 | -4436.3804 | -927.309 | -555.9308 | 8.2073 | 10.5357 | 87.6087 | 1.7227
2035 | 6757 | MW | 301.3036 | 386.7823 | 512.4742 | 155.6627 | -2082.9424 | -1816.574 | -2068.8329 | -4557.9251 | -965.9469 | -578.4685 | 8.2073 | 10.5357 | 87.6087 | 1.7227
2035 | 6758 | MW | 345.9411 | 444.0834 | 585.6848 | 172.3408 | -2110.7149 | -1863.7577 | -2122.5689 | -4618.6974 | -991.7055 | -593.4936 | 8.2073 | 10.5357 | 109.5109 | 1.7227
2035 | 6759 | MW | 435.2163 | 558.6856 | 713.8034 | 216.8159 | -2138.4875 | -1863.7577 | -2122.5689 | -4679.4698 | -1004.5848 | -593.4936 | 8.2073 | 10.5357 | 109.5109 | 1.7227
2035 | 6760 | MW | 312.463 | 401.1076 | 512.4742 | 155.6627 | -2110.7149 | -1840.1659 | -2095.7009 | -4618.6974 | -978.8262 | -585.9811 | 5.4716 | 7.0238 | 0 | -1.7227
2035 | 6761 | MW | 390.5787 | 501.3845 | 640.5928 | 194.5784 | -1999.6247 | -1792.9821 | -2041.965 | -4375.6081 | -940.1883 | -570.9559 | -10.9431 | -14.0476 | -65.7066 | -17.2268
2035 | 6762 | MW | 446.3757 | 573.0109 | 732.106 | 227.9347 | -1832.9893 | -1698.6146 | -1934.4931 | -4010.9741 | -862.9126 | -540.9056 | -10.9431 | -14.0476 | -65.7066 | -17.2268
2035 | 6763 | MW | 491.0132 | 630.312 | 787.014 | 244.6128 | -1610.8088 | -1486.2878 | -1692.6815 | -3524.7954 | -772.7575 | -473.2924 | -13.6789 | -17.5595 | -65.7066 | -17.2268
2035 | 6764 | MW | 491.0132 | 630.312 | 805.3166 | 250.1722 | -1471.9459 | -1368.3285 | -1558.3417 | -3220.9337 | -708.3611 | -435.7295 | -13.6789 | -17.5595 | -65.7066 | -17.2268
2035 | 6765 | MW | 1082.461 | 1389.5514 | 1757.0544 | 544.8194 | -1333.0831 | -1273.961 | -1450.8698 | -2917.0721 | -656.8439 | -405.6792 | -16.4147 | -21.0714 | -65.7066 | -17.2268
2035 | 6766 | MW | 1071.3016 | 1375.2261 | 1738.7518 | 544.8194 | -1166.4477 | -1108.8179 | -1262.7941 | -2552.4381 | -566.6889 | -353.0912 | 5.4716 | 7.0238 | 0 | -1.7227
2035 | 6767 | MW | 1015.5047 | 1303.5997 | 1647.2385 | 511.4631 | -972.0398 | -967.2667 | -1101.5864 | -2127.0317 | -489.4131 | -308.0157 | 10.9431 | 14.0476 | 21.9022 | 1.7227
2035 | 6768 | MW | 881.592 | 1131.6965 | 1427.6067 | 444.7506 | -833.1769 | -825.7154 | -940.3786 | -1823.17 | -412.1373 | -262.9402 | 10.9431 | 14.0476 | 21.9022 | 1.7227
2035 | 6769 | MW | 758.8386 | 974.1185 | 1226.2776 | 378.038 | -722.0867 | -731.348 | -832.9068 | -1580.0807 | -360.6202 | -232.8899 | 10.9431 | 14.0476 | 21.9022 | 6.8907
2035 | 6770 | MW | 658.4041 | 845.191 | 1061.5537 | 333.5629 | -666.5416 | -684.1642 | -779.1708 | -1458.536 | -334.8616 | -217.8648 | 8.2073 | 10.5357 | 21.9022 | 6.8907
2035 | 6771 | MW | 569.129 | 730.5889 | 915.1325 | 289.0879 | -666.5416 | -660.5724 | -752.3029 | -1458.536 | -334.8616 | -210.3522 | 8.2073 | 10.5357 | 21.9022 | 6.8907
2035 | 6772 | MW | 468.6945 | 601.6614 | 750.4087 | 233.494 | -666.5416 | -660.5724 | -752.3029 | -1458.536 | -334.8616 | -210.3522 | 8.2073 | 10.5357 | 21.9022 | 6.8907
2035 | 6773 | MW | 390.5787 | 501.3845 | 640.5928 | 189.019 | -722.0867 | -707.7561 | -806.0388 | -1580.0807 | -360.6202 | -225.3773 | 5.4716 | 7.0238 | 21.9022 | 5.168
2035 | 6774 | MW | 312.463 | 401.1076 | 512.4742 | 155.6627 | -860.9495 | -802.1236 | -913.5106 | -1883.9424 | -437.8959 | -255.4276 | 5.4716 | 7.0238 | 21.9022 | 5.168
2035 | 6775 | MW | 245.5066 | 315.156 | 420.961 | 122.3064 | -1027.5849 | -920.0829 | -1047.8504 | -2248.5764 | -528.051 | -292.9905 | 5.4716 | 7.0238 | 21.9022 | 1.7227
2035 | 6776 | MW | 223.1878 | 286.5054 | 384.3557 | 111.1876 | -1305.3105 | -1156.0016 | -1316.53 | -2856.2997 | -643.9646 | -368.1163 | 8.2073 | 10.5357 | 21.9022 | 3.4454
2035 | 6777 | MW | 212.0284 | 272.1802 | 347.7504 | 105.6283 | -1555.2636 | -1368.3285 | -1558.3417 | -3403.2507 | -746.9989 | -435.7295 | 8.2073 | 10.5357 | 43.8044 | 3.4454
2035 | 6778 | MW | 200.8691 | 257.8549 | 329.4477 | 105.6283 | -1749.6716 | -1509.8797 | -1719.5494 | -3828.6571 | -837.154 | -480.805 | 8.2073 | 10.5357 | 43.8044 | 3.4454
2035 | 6779 | MW | 223.1878 | 286.5054 | 366.053 | 116.747 | -1916.307 | -1651.4309 | -1880.7572 | -4193.2911 | -914.4297 | -525.8804 | 8.2073 | 10.5357 | 43.8044 | 3.4454
2035 | 6780 | MW | 267.8254 | 343.8065 | 439.2636 | 138.9845 | -2027.3972 | -1745.7984 | -1988.2291 | -4436.3804 | -953.0676 | -555.9308 | 8.2073 | 10.5357 | 43.8044 | 3.4454
2035 | 6781 | MW | 301.3036 | 386.7823 | 512.4742 | 150.1033 | -2110.7149 | -1816.574 | -2068.8329 | -4618.6974 | -978.8262 | -578.4685 | 8.2073 | 10.5357 | 43.8044 | 3.4454
2035 | 6782 | MW | 345.9411 | 444.0834 | 585.6848 | 172.3408 | -2194.0326 | -1887.3496 | -2149.4368 | -4801.0144 | -1004.5848 | -601.0062 | 8.2073 | 10.5357 | 43.8044 | 3.4454
2035 | 6783 | MW | 435.2163 | 558.6856 | 713.8034 | 216.8159 | -2194.0326 | -1910.9415 | -2176.3048 | -4801.0144 | -1017.4641 | -608.5188 | 10.9431 | 14.0476 | 43.8044 | 3.4454
2035 | 6784 | MW | 312.463 | 401.1076 | 512.4742 | 155.6627 | -2166.2601 | -1887.3496 | -2149.4368 | -4740.2421 | -1017.4641 | -601.0062 | 5.4716 | 7.0238 | 21.9022 | 1.7227
2035 | 6785 | MW | 390.5787 | 501.3845 | 640.5928 | 200.1377 | -2055.1698 | -1816.574 | -2068.8329 | -4497.1528 | -1004.5848 | -578.4685 | -13.6789 | -17.5595 | -43.8044 | -8.6134
2035 | 6786 | MW | 446.3757 | 573.0109 | 732.106 | 227.9347 | -1860.7618 | -1722.2065 | -1961.3611 | -4071.7464 | -927.309 | -548.4182 | -13.6789 | -17.5595 | -43.8044 | -8.6134
2035 | 6787 | MW | 491.0132 | 630.312 | 805.3166 | 244.6128 | -1638.5813 | -1533.4715 | -1746.4174 | -3585.5677 | -811.3954 | -488.3176 | -13.6789 | -17.5595 | -43.8044 | -8.6134
2035 | 6788 | MW | 491.0132 | 630.312 | 805.3166 | 250.1722 | -1471.9459 | -1391.9203 | -1585.2096 | -3220.9337 | -734.1197 | -443.2421 | -13.6789 | -17.5595 | -43.8044 | -8.6134
2035 | 6789 | MW | 1071.3016 | 1375.2261 | 1738.7518 | 544.8194 | -1333.0831 | -1273.961 | -1450.8698 | -2917.0721 | -669.7232 | -405.6792 | -13.6789 | -17.5595 | -43.8044 | -10.3361
2035 | 6790 | MW | 1071.3016 | 1375.2261 | 1738.7518 | 539.26 | -1166.4477 | -1132.4098 | -1289.6621 | -2552.4381 | -579.5681 | -360.6037 | 8.2073 | 10.5357 | 21.9022 | 1.7227
2035 | 6791 | MW | 1015.5047 | 1303.5997 | 1647.2385 | 511.4631 | -972.0398 | -967.2667 | -1101.5864 | -2127.0317 | -489.4131 | -308.0157 | 13.6789 | 17.5595 | 21.9022 | 3.4454
2035 | 6792 | MW | 881.592 | 1131.6965 | 1427.6067 | 444.7506 | -833.1769 | -825.7154 | -940.3786 | -1823.17 | -412.1373 | -262.9402 | 10.9431 | 14.0476 | 21.9022 | 3.4454
2035 | 6793 | MW | 747.6793 | 959.7932 | 1226.2776 | 378.038 | -722.0867 | -731.348 | -832.9068 | -1580.0807 | -360.6202 | -232.8899 | 10.9431 | 14.0476 | 21.9022 | 6.8907
2035 | 6794 | MW | 658.4041 | 845.191 | 1061.5537 | 333.5629 | -666.5416 | -684.1642 | -779.1708 | -1458.536 | -334.8616 | -217.8648 | 8.2073 | 10.5357 | 21.9022 | 5.168
2035 | 6795 | MW | 557.9696 | 716.2636 | 896.8299 | 289.0879 | -666.5416 | -660.5724 | -752.3029 | -1458.536 | -334.8616 | -210.3522 | 8.2073 | 10.5357 | 21.9022 | 5.168
2035 | 6796 | MW | 457.5351 | 587.3361 | 750.4087 | 233.494 | -666.5416 | -660.5724 | -752.3029 | -1458.536 | -334.8616 | -210.3522 | 5.4716 | 7.0238 | 0 | 5.168
2035 | 6797 | MW | 390.5787 | 501.3845 | 640.5928 | 189.019 | -722.0867 | -684.1642 | -779.1708 | -1580.0807 | -360.6202 | -217.8648 | 5.4716 | 7.0238 | 0 | 3.4454
2035 | 6798 | MW | 312.463 | 401.1076 | 512.4742 | 150.1033 | -860.9495 | -802.1236 | -913.5106 | -1883.9424 | -437.8959 | -255.4276 | 5.4716 | 7.0238 | 0 | 3.4454
2035 | 6799 | MW | 245.5066 | 315.156 | 402.6583 | 116.747 | -1055.3575 | -920.0829 | -1047.8504 | -2309.3487 | -540.9303 | -292.9905 | 5.4716 | 7.0238 | 21.9022 | 1.7227
2035 | 6800 | MW | 223.1878 | 286.5054 | 384.3557 | 111.1876 | -1333.0831 | -1179.5935 | -1343.398 | -2917.0721 | -643.9646 | -375.6289 | 8.2073 | 10.5357 | 21.9022 | 1.7227
2035 | 6801 | MW | 212.0284 | 272.1802 | 366.053 | 100.0689 | -1555.2636 | -1368.3285 | -1558.3417 | -3403.2507 | -746.9989 | -435.7295 | 8.2073 | 10.5357 | 43.8044 | 1.7227
2035 | 6802 | MW | 200.8691 | 257.8549 | 329.4477 | 105.6283 | -1721.899 | -1533.4715 | -1746.4174 | -3767.8848 | -837.154 | -488.3176 | 8.2073 | 10.5357 | 43.8044 | 1.7227
2035 | 6803 | MW | 223.1878 | 286.5054 | 366.053 | 111.1876 | -1860.7618 | -1675.0228 | -1907.6252 | -4071.7464 | -914.4297 | -533.393 | 8.2073 | 10.5357 | 43.8044 | 1.7227
2035 | 6804 | MW | 267.8254 | 343.8065 | 439.2636 | 133.4252 | -1999.6247 | -1745.7984 | -1988.2291 | -4375.6081 | -953.0676 | -555.9308 | 8.2073 | 10.5357 | 65.7066 | 1.7227
2035 | 6805 | MW | 301.3036 | 386.7823 | 494.1716 | 150.1033 | -2082.9424 | -1792.9821 | -2041.965 | -4557.9251 | -978.8262 | -570.9559 | 8.2073 | 10.5357 | 65.7066 | 1.7227
2035 | 6806 | MW | 345.9411 | 444.0834 | 567.3822 | 172.3408 | -2138.4875 | -1840.1659 | -2095.7009 | -4679.4698 | -1004.5848 | -585.9811 | 8.2073 | 10.5357 | 65.7066 | 1.7227
2035 | 6807 | MW | 435.2163 | 558.6856 | 713.8034 | 216.8159 | -2166.2601 | -1863.7577 | -2122.5689 | -4740.2421 | -1017.4641 | -593.4936 | 10.9431 | 14.0476 | 65.7066 | 1.7227
2035 | 6808 | MW | 312.463 | 401.1076 | 512.4742 | 155.6627 | -2138.4875 | -1863.7577 | -2122.5689 | -4679.4698 | -1017.4641 | -593.4936 | 5.4716 | 7.0238 | 0 | 0
2035 | 6809 | MW | 390.5787 | 501.3845 | 640.5928 | 194.5784 | -1999.6247 | -1816.574 | -2068.8329 | -4375.6081 | -1004.5848 | -578.4685 | -10.9431 | -14.0476 | -43.8044 | -10.3361
2035 | 6810 | MW | 446.3757 | 573.0109 | 732.106 | 227.9347 | -1805.2167 | -1698.6146 | -1934.4931 | -3950.2018 | -927.309 | -540.9056 | -10.9431 | -14.0476 | -43.8044 | -10.3361
2035 | 6811 | MW | 491.0132 | 630.312 | 805.3166 | 244.6128 | -1610.8088 | -1486.2878 | -1692.6815 | -3524.7954 | -811.3954 | -473.2924 | -13.6789 | -17.5595 | -43.8044 | -10.3361
2035 | 6812 | MW | 491.0132 | 630.312 | 805.3166 | 250.1722 | -1471.9459 | -1344.7366 | -1531.4737 | -3220.9337 | -734.1197 | -428.2169 | -13.6789 | -17.5595 | -43.8044 | -10.3361
2035 | 6813 | MW | 1071.3016 | 1375.2261 | 1738.7518 | 544.8194 | -1333.0831 | -1226.7772 | -1397.1339 | -2917.0721 | -669.7232 | -390.654 | -13.6789 | -17.5595 | -43.8044 | -12.0588
2035 | 6814 | MW | 1071.3016 | 1375.2261 | 1738.7518 | 544.8194 | -1166.4477 | -1085.226 | -1235.9262 | -2552.4381 | -592.4474 | -345.5786 | 8.2073 | 10.5357 | 21.9022 | 0
2035 | 6815 | MW | 1015.5047 | 1303.5997 | 1647.2385 | 511.4631 | -999.8123 | -943.6748 | -1074.7184 | -2187.8041 | -502.2924 | -300.5031 | 13.6789 | 17.5595 | 21.9022 | 3.4454
2035 | 6816 | MW | 881.592 | 1131.6965 | 1427.6067 | 444.7506 | -833.1769 | -825.7154 | -940.3786 | -1823.17 | -425.0166 | -262.9402 | 13.6789 | 17.5595 | 21.9022 | 1.7227
2035 | 6817 | MW | 747.6793 | 959.7932 | 1226.2776 | 378.038 | -694.3141 | -707.7561 | -806.0388 | -1519.3084 | -347.7409 | -225.3773 | 10.9431 | 14.0476 | 0 | 6.8907
2035 | 6818 | MW | 658.4041 | 845.191 | 1061.5537 | 333.5629 | -638.769 | -660.5724 | -752.3029 | -1397.7637 | -321.9823 | -210.3522 | 8.2073 | 10.5357 | 0 | 6.8907
2035 | 6819 | MW | 557.9696 | 716.2636 | 915.1325 | 289.0879 | -638.769 | -636.9805 | -725.4349 | -1397.7637 | -321.9823 | -202.8396 | 8.2073 | 10.5357 | 0 | 5.168
2035 | 6820 | MW | 468.6945 | 601.6614 | 750.4087 | 233.494 | -638.769 | -636.9805 | -725.4349 | -1397.7637 | -321.9823 | -202.8396 | 5.4716 | 7.0238 | 0 | 5.168
2035 | 6821 | MW | 401.7381 | 515.7098 | 658.8954 | 194.5784 | -666.5416 | -660.5724 | -752.3029 | -1458.536 | -334.8616 | -210.3522 | 5.4716 | 7.0238 | 0 | 5.168
2035 | 6822 | MW | 345.9411 | 444.0834 | 567.3822 | 172.3408 | -722.0867 | -731.348 | -832.9068 | -1580.0807 | -373.4995 | -232.8899 | 5.4716 | 7.0238 | 0 | 5.168
2035 | 6823 | MW | 301.3036 | 386.7823 | 494.1716 | 150.1033 | -833.1769 | -754.9398 | -859.7747 | -1823.17 | -437.8959 | -240.4025 | 5.4716 | 7.0238 | 0 | 1.7227
2035 | 6824 | MW | 267.8254 | 343.8065 | 439.2636 | 138.9845 | -999.8123 | -872.8992 | -994.1145 | -2187.8041 | -515.1717 | -277.9654 | 8.2073 | 10.5357 | 0 | 1.7227
2035 | 6825 | MW | 267.8254 | 343.8065 | 439.2636 | 133.4252 | -1138.6752 | -990.8585 | -1128.4543 | -2491.6657 | -579.5681 | -315.5283 | 8.2073 | 10.5357 | 43.8044 | 3.4454
2035 | 6826 | MW | 301.3036 | 386.7823 | 494.1716 | 150.1033 | -1305.3105 | -1085.226 | -1235.9262 | -2856.2997 | -643.9646 | -345.5786 | 8.2073 | 10.5357 | 43.8044 | 3.4454
2035 | 6827 | MW | 357.1005 | 458.4087 | 585.6848 | 189.019 | -1416.4008 | -1203.1854 | -1370.266 | -3099.3891 | -695.4818 | -383.1415 | 8.2073 | 10.5357 | 43.8044 | 3.4454
2035 | 6828 | MW | 446.3757 | 573.0109 | 713.8034 | 222.3753 | -1499.7185 | -1250.3691 | -1424.0019 | -3281.7061 | -734.1197 | -398.1666 | 8.2073 | 10.5357 | 43.8044 | 3.4454
2035 | 6829 | MW | 491.0132 | 630.312 | 805.3166 | 255.7316 | -1555.2636 | -1321.1447 | -1504.6058 | -3403.2507 | -759.8782 | -420.7044 | 8.2073 | 10.5357 | 43.8044 | 3.4454
2035 | 6830 | MW | 546.8102 | 701.9383 | 878.5272 | 277.9691 | -1583.0362 | -1368.3285 | -1558.3417 | -3464.0231 | -785.6368 | -435.7295 | 8.2073 | 10.5357 | 43.8044 | 3.4454
2035 | 6831 | MW | 301.3036 | 386.7823 | 494.1716 | 155.6627 | -1610.8088 | -1391.9203 | -1585.2096 | -3524.7954 | -811.3954 | -443.2421 | 8.2073 | 10.5357 | 43.8044 | 3.4454
2035 | 6832 | MW | 345.9411 | 444.0834 | 567.3822 | 166.7815 | -1610.8088 | -1391.9203 | -1585.2096 | -3524.7954 | -824.2747 | -443.2421 | 5.4716 | 7.0238 | 0 | 1.7227
2035 | 6833 | MW | 379.4193 | 487.0592 | 622.2901 | 183.4596 | -1555.2636 | -1368.3285 | -1558.3417 | -3403.2507 | -824.2747 | -435.7295 | -8.2073 | -10.5357 | -21.9022 | -6.8907
2035 | 6834 | MW | 412.8975 | 530.0351 | 677.1981 | 200.1377 | -1444.1734 | -1321.1447 | -1504.6058 | -3160.1614 | -772.7575 | -420.7044 | -8.2073 | -10.5357 | -21.9022 | -6.8907
2035 | 6835 | MW | 424.0569 | 544.3603 | 695.5007 | 211.2565 | -1360.8557 | -1226.7772 | -1397.1339 | -2977.8444 | -695.4818 | -390.654 | -8.2073 | -10.5357 | -43.8044 | -6.8907
2035 | 6836 | MW | 959.7077 | 1231.9734 | 1555.7253 | 483.6662 | -1277.538 | -1156.0016 | -1316.53 | -2795.5274 | -656.8439 | -368.1163 | -8.2073 | -10.5357 | -43.8044 | -8.6134
2035 | 6837 | MW | 948.5483 | 1217.6481 | 1555.7253 | 472.5475 | -1194.2203 | -1108.8179 | -1262.7941 | -2613.2104 | -618.206 | -353.0912 | -10.9431 | -14.0476 | -43.8044 | -8.6134
2035 | 6838 | MW | 926.2295 | 1188.9976 | 1500.8173 | 461.4287 | -1055.3575 | -1014.4504 | -1155.3223 | -2309.3487 | -553.8096 | -323.0408 | 8.2073 | 10.5357 | 21.9022 | 1.7227
2035 | 6839 | MW | 859.2732 | 1103.0459 | 1409.3041 | 433.6318 | -916.4946 | -896.4911 | -1020.9825 | -2005.487 | -476.5338 | -285.478 | 13.6789 | 17.5595 | 21.9022 | 3.4454
2035 | 6840 | MW | 769.998 | 988.4437 | 1262.8829 | 378.038 | -777.6318 | -754.9398 | -859.7747 | -1701.6254 | -399.2581 | -240.4025 | 10.9431 | 14.0476 | 0 | 3.4454
2035 | 6841 | MW | 680.7229 | 873.8416 | 1116.4617 | 339.1223 | -666.5416 | -684.1642 | -779.1708 | -1458.536 | -347.7409 | -217.8648 | 10.9431 | 14.0476 | 21.9022 | 5.168
2035 | 6842 | MW | 613.7666 | 787.8899 | 1006.6458 | 305.766 | -638.769 | -636.9805 | -725.4349 | -1397.7637 | -321.9823 | -202.8396 | 8.2073 | 10.5357 | 21.9022 | 5.168
2035 | 6843 | MW | 524.4914 | 673.2878 | 860.2246 | 261.2909 | -610.9964 | -613.3886 | -698.567 | -1336.9914 | -309.103 | -195.327 | 8.2073 | 10.5357 | 0 | 5.168
2035 | 6844 | MW | 468.6945 | 601.6614 | 768.7113 | 233.494 | -610.9964 | -613.3886 | -698.567 | -1336.9914 | -321.9823 | -195.327 | 5.4716 | 7.0238 | 0 | 3.4454
2035 | 6845 | MW | 424.0569 | 544.3603 | 695.5007 | 205.6971 | -638.769 | -636.9805 | -725.4349 | -1397.7637 | -334.8616 | -202.8396 | 5.4716 | 7.0238 | 0 | 3.4454
2035 | 6846 | MW | 368.2599 | 472.734 | 603.9875 | 183.4596 | -694.3141 | -684.1642 | -779.1708 | -1519.3084 | -373.4995 | -217.8648 | 5.4716 | 7.0238 | 0 | 3.4454
2035 | 6847 | MW | 334.7818 | 429.7582 | 530.7769 | 166.7815 | -777.6318 | -684.1642 | -779.1708 | -1701.6254 | -425.0166 | -217.8648 | 8.2073 | 10.5357 | 21.9022 | 1.7227
2035 | 6848 | MW | 290.1442 | 372.4571 | 475.8689 | 150.1033 | -888.7221 | -778.5317 | -886.6427 | -1944.7147 | -476.5338 | -247.9151 | 8.2073 | 10.5357 | 21.9022 | 1.7227
2035 | 6849 | MW | 278.9848 | 358.1318 | 439.2636 | 150.1033 | -999.8123 | -849.3073 | -967.2466 | -2187.8041 | -515.1717 | -270.4528 | 8.2073 | 10.5357 | 43.8044 | 1.7227
2035 | 6850 | MW | 312.463 | 401.1076 | 494.1716 | 161.2221 | -1110.9026 | -920.0829 | -1047.8504 | -2430.8934 | -566.6889 | -292.9905 | 8.2073 | 10.5357 | 43.8044 | 1.7227
2035 | 6851 | MW | 379.4193 | 487.0592 | 603.9875 | 189.019 | -1221.9929 | -990.8585 | -1128.4543 | -2673.9827 | -618.206 | -315.5283 | 8.2073 | 10.5357 | 43.8044 | 1.7227
2035 | 6852 | MW | 468.6945 | 601.6614 | 768.7113 | 233.494 | -1333.0831 | -1014.4504 | -1155.3223 | -2917.0721 | -669.7232 | -323.0408 | 8.2073 | 10.5357 | 43.8044 | 1.7227
2035 | 6853 | MW | 502.1726 | 644.6372 | 823.6193 | 261.2909 | -1388.6282 | -1061.6341 | -1209.0582 | -3038.6167 | -708.3611 | -338.066 | 8.2073 | 10.5357 | 43.8044 | 1.7227
2035 | 6854 | MW | 546.8102 | 701.9383 | 896.8299 | 277.9691 | -1444.1734 | -1085.226 | -1235.9262 | -3160.1614 | -746.9989 | -345.5786 | 8.2073 | 10.5357 | 43.8044 | 1.7227
2035 | 6855 | MW | 301.3036 | 386.7823 | 494.1716 | 155.6627 | -1471.9459 | -1108.8179 | -1262.7941 | -3220.9337 | -785.6368 | -353.0912 | 8.2073 | 10.5357 | 43.8044 | 1.7227
2035 | 6856 | MW | 345.9411 | 444.0834 | 567.3822 | 172.3408 | -1471.9459 | -1132.4098 | -1289.6621 | -3220.9337 | -798.5161 | -360.6037 | 5.4716 | 7.0238 | 0 | 0
2035 | 6857 | MW | 379.4193 | 487.0592 | 622.2901 | 189.019 | -1444.1734 | -1156.0016 | -1316.53 | -3160.1614 | -798.5161 | -368.1163 | -8.2073 | -10.5357 | -43.8044 | -5.168
2035 | 6858 | MW | 401.7381 | 515.7098 | 677.1981 | 200.1377 | -1388.6282 | -1179.5935 | -1343.398 | -3038.6167 | -759.8782 | -375.6289 | -8.2073 | -10.5357 | -43.8044 | -6.8907
2035 | 6859 | MW | 424.0569 | 544.3603 | 695.5007 | 211.2565 | -1333.0831 | -1179.5935 | -1343.398 | -2917.0721 | -721.2404 | -375.6289 | -8.2073 | -10.5357 | -43.8044 | -6.8907
2035 | 6860 | MW | 970.8671 | 1246.2986 | 1592.3306 | 489.2256 | -1277.538 | -1156.0016 | -1316.53 | -2795.5274 | -682.6025 | -368.1163 | -10.9431 | -14.0476 | -43.8044 | -8.6134
2035 | 6861 | MW | 982.0265 | 1260.6239 | 1610.6332 | 494.785 | -1194.2203 | -1108.8179 | -1262.7941 | -2613.2104 | -631.0853 | -353.0912 | -10.9431 | -14.0476 | -43.8044 | -8.6134
2035 | 6862 | MW | 948.5483 | 1217.6481 | 1537.4226 | 478.1068 | -1055.3575 | -1014.4504 | -1155.3223 | -2309.3487 | -553.8096 | -323.0408 | 8.2073 | 10.5357 | 21.9022 | 1.7227
2035 | 6863 | MW | 881.592 | 1131.6965 | 1445.9094 | 439.1912 | -916.4946 | -872.8992 | -994.1145 | -2005.487 | -463.6545 | -277.9654 | 13.6789 | 17.5595 | 21.9022 | 3.4454
2035 | 6864 | MW | 781.1574 | 1002.769 | 1281.1855 | 389.1567 | -749.8593 | -754.9398 | -859.7747 | -1640.853 | -386.3788 | -240.4025 | 10.9431 | 14.0476 | 21.9022 | 3.4454
2035 | 6865 | MW | 691.8823 | 888.1668 | 1134.7643 | 344.6817 | -694.3141 | -684.1642 | -779.1708 | -1519.3084 | -360.6202 | -217.8648 | 10.9431 | 14.0476 | 21.9022 | 6.8907
2035 | 6866 | MW | 613.7666 | 787.8899 | 1006.6458 | 305.766 | -638.769 | -636.9805 | -725.4349 | -1397.7637 | -334.8616 | -202.8396 | 8.2073 | 10.5357 | 0 | 6.8907
2035 | 6867 | MW | 535.6508 | 687.613 | 878.5272 | 261.2909 | -638.769 | -613.3886 | -698.567 | -1397.7637 | -334.8616 | -195.327 | 8.2073 | 10.5357 | 0 | 5.168
2035 | 6868 | MW | 468.6945 | 601.6614 | 768.7113 | 227.9347 | -638.769 | -636.9805 | -725.4349 | -1397.7637 | -334.8616 | -202.8396 | 5.4716 | 7.0238 | 0 | 5.168
2035 | 6869 | MW | 401.7381 | 515.7098 | 658.8954 | 194.5784 | -694.3141 | -660.5724 | -752.3029 | -1519.3084 | -360.6202 | -210.3522 | 5.4716 | 7.0238 | 0 | 5.168
2035 | 6870 | MW | 345.9411 | 444.0834 | 567.3822 | 172.3408 | -805.4044 | -754.9398 | -859.7747 | -1762.3977 | -425.0166 | -240.4025 | 5.4716 | 7.0238 | 0 | 5.168
2035 | 6871 | MW | 290.1442 | 372.4571 | 494.1716 | 144.5439 | -944.2672 | -825.7154 | -940.3786 | -2066.2594 | -515.1717 | -262.9402 | 5.4716 | 7.0238 | 0 | 1.7227
2035 | 6872 | MW | 267.8254 | 343.8065 | 457.5663 | 133.4252 | -1110.9026 | -967.2667 | -1101.5864 | -2430.8934 | -579.5681 | -308.0157 | 8.2073 | 10.5357 | 0 | 1.7227
2035 | 6873 | MW | 256.666 | 329.4812 | 439.2636 | 127.8658 | -1277.538 | -1061.6341 | -1209.0582 | -2795.5274 | -643.9646 | -338.066 | 8.2073 | 10.5357 | 43.8044 | 1.7227
2035 | 6874 | MW | 245.5066 | 315.156 | 402.6583 | 122.3064 | -1416.4008 | -1156.0016 | -1316.53 | -3099.3891 | -721.2404 | -368.1163 | 8.2073 | 10.5357 | 43.8044 | 1.7227
2035 | 6875 | MW | 256.666 | 329.4812 | 420.961 | 127.8658 | -1555.2636 | -1250.3691 | -1424.0019 | -3403.2507 | -785.6368 | -398.1666 | 8.2073 | 10.5357 | 65.7066 | 1.7227
2035 | 6876 | MW | 301.3036 | 386.7823 | 494.1716 | 150.1033 | -1666.3539 | -1297.5528 | -1477.7378 | -3646.3401 | -837.154 | -413.1918 | 8.2073 | 10.5357 | 65.7066 | 1.7227
2035 | 6877 | MW | 323.6224 | 415.4329 | 549.0795 | 161.2221 | -1749.6716 | -1344.7366 | -1531.4737 | -3828.6571 | -862.9126 | -428.2169 | 8.2073 | 10.5357 | 87.6087 | 1.7227
2035 | 6878 | MW | 368.2599 | 472.734 | 603.9875 | 183.4596 | -1805.2167 | -1368.3285 | -1558.3417 | -3950.2018 | -888.6712 | -435.7295 | 8.2073 | 10.5357 | 109.5109 | 1.7227
2035 | 6879 | MW | 446.3757 | 573.0109 | 732.106 | 227.9347 | -1832.9893 | -1391.9203 | -1585.2096 | -4010.9741 | -888.6712 | -443.2421 | 8.2073 | 10.5357 | 109.5109 | 1.7227
2035 | 6880 | MW | 323.6224 | 415.4329 | 549.0795 | 161.2221 | -1805.2167 | -1368.3285 | -1558.3417 | -3950.2018 | -888.6712 | -435.7295 | 5.4716 | 7.0238 | 0 | 0
2035 | 6881 | MW | 401.7381 | 515.7098 | 658.8954 | 200.1377 | -1721.899 | -1368.3285 | -1558.3417 | -3767.8848 | -875.7919 | -435.7295 | -13.6789 | -17.5595 | -65.7066 | -10.3361
2035 | 6882 | MW | 468.6945 | 601.6614 | 768.7113 | 233.494 | -1610.8088 | -1321.1447 | -1504.6058 | -3524.7954 | -824.2747 | -420.7044 | -13.6789 | -17.5595 | -65.7066 | -12.0588
2035 | 6883 | MW | 513.332 | 658.9625 | 823.6193 | 255.7316 | -1527.4911 | -1273.961 | -1450.8698 | -3342.4784 | -759.8782 | -405.6792 | -16.4147 | -21.0714 | -65.7066 | -13.7815
2035 | 6884 | MW | 513.332 | 658.9625 | 841.9219 | 255.7316 | -1416.4008 | -1250.3691 | -1424.0019 | -3099.3891 | -721.2404 | -398.1666 | -16.4147 | -21.0714 | -65.7066 | -13.7815
2035 | 6885 | MW | 1093.6204 | 1403.8766 | 1775.3571 | 550.3788 | -1305.3105 | -1179.5935 | -1343.398 | -2856.2997 | -656.8439 | -375.6289 | -16.4147 | -21.0714 | -65.7066 | -15.5041
2035 | 6886 | MW | 1093.6204 | 1403.8766 | 1775.3571 | 550.3788 | -1166.4477 | -1061.6341 | -1209.0582 | -2552.4381 | -579.5681 | -338.066 | 8.2073 | 10.5357 | 21.9022 | 0
2035 | 6887 | MW | 1037.8234 | 1332.2503 | 1702.1465 | 522.5819 | -972.0398 | -920.0829 | -1047.8504 | -2127.0317 | -489.4131 | -292.9905 | 13.6789 | 17.5595 | 21.9022 | 3.4454
2035 | 6888 | MW | 915.0701 | 1174.6723 | 1482.5147 | 455.8693 | -805.4044 | -778.5317 | -886.6427 | -1762.3977 | -412.1373 | -247.9151 | 10.9431 | 14.0476 | 21.9022 | 3.4454
2035 | 6889 | MW | 792.3168 | 1017.0943 | 1281.1855 | 394.7161 | -722.0867 | -707.7561 | -806.0388 | -1580.0807 | -360.6202 | -225.3773 | 8.2073 | 10.5357 | 21.9022 | 6.8907
2035 | 6890 | MW | 703.0417 | 902.4921 | 1134.7643 | 355.8004 | -666.5416 | -660.5724 | -752.3029 | -1458.536 | -334.8616 | -210.3522 | 8.2073 | 10.5357 | 0 | 5.168
2035 | 6891 | MW | 613.7666 | 787.8899 | 988.3431 | 311.3254 | -638.769 | -636.9805 | -725.4349 | -1397.7637 | -334.8616 | -202.8396 | 8.2073 | 10.5357 | 0 | 5.168
2035 | 6892 | MW | 513.332 | 658.9625 | 823.6193 | 261.2909 | -666.5416 | -636.9805 | -725.4349 | -1458.536 | -334.8616 | -202.8396 | 8.2073 | 10.5357 | 0 | 5.168
2035 | 6893 | MW | 435.2163 | 558.6856 | 713.8034 | 216.8159 | -694.3141 | -660.5724 | -752.3029 | -1519.3084 | -347.7409 | -210.3522 | 5.4716 | 7.0238 | 0 | 5.168
2035 | 6894 | MW | 357.1005 | 458.4087 | 585.6848 | 177.9002 | -833.1769 | -778.5317 | -886.6427 | -1823.17 | -425.0166 | -247.9151 | 5.4716 | 7.0238 | 0 | 5.168
2035 | 6895 | MW | 278.9848 | 358.1318 | 457.5663 | 138.9845 | -1055.3575 | -920.0829 | -1047.8504 | -2309.3487 | -540.9303 | -292.9905 | 5.4716 | 7.0238 | 0 | 1.7227
2035 | 6896 | MW | 245.5066 | 315.156 | 420.961 | 122.3064 | -1360.8557 | -1132.4098 | -1289.6621 | -2977.8444 | -669.7232 | -360.6037 | 5.4716 | 7.0238 | 0 | 1.7227
2035 | 6897 | MW | 234.3472 | 300.8307 | 384.3557 | 111.1876 | -1583.0362 | -1297.5528 | -1477.7378 | -3464.0231 | -772.7575 | -413.1918 | 8.2073 | 10.5357 | 43.8044 | 1.7227
2035 | 6898 | MW | 212.0284 | 272.1802 | 366.053 | 111.1876 | -1777.4442 | -1415.5122 | -1612.0776 | -3889.4294 | -875.7919 | -450.7547 | 8.2073 | 10.5357 | 43.8044 | 1.7227
2035 | 6899 | MW | 234.3472 | 300.8307 | 384.3557 | 122.3064 | -1944.0795 | -1533.4715 | -1746.4174 | -4254.0634 | -953.0676 | -488.3176 | 8.2073 | 10.5357 | 65.7066 | 1.7227
2035 | 6900 | MW | 278.9848 | 358.1318 | 457.5663 | 138.9845 | -2082.9424 | -1580.6553 | -1800.1533 | -4557.9251 | -1004.5848 | -503.3427 | 10.9431 | 14.0476 | 65.7066 | 1.7227
2035 | 6901 | MW | 312.463 | 401.1076 | 512.4742 | 150.1033 | -2166.2601 | -1627.839 | -1853.8893 | -4740.2421 | -1017.4641 | -518.3679 | 10.9431 | 14.0476 | 65.7066 | 1.7227
2035 | 6902 | MW | 345.9411 | 444.0834 | 585.6848 | 172.3408 | -2221.8052 | -1651.4309 | -1880.7572 | -4861.7868 | -1043.2227 | -525.8804 | 10.9431 | 14.0476 | 65.7066 | 1.7227
2035 | 6903 | MW | 435.2163 | 558.6856 | 713.8034 | 222.3753 | -2221.8052 | -1675.0228 | -1907.6252 | -4861.7868 | -1056.102 | -533.393 | 10.9431 | 14.0476 | 87.6087 | 1.7227
2035 | 6904 | MW | 312.463 | 401.1076 | 512.4742 | 155.6627 | -2194.0326 | -1675.0228 | -1907.6252 | -4801.0144 | -1056.102 | -533.393 | 5.4716 | 7.0238 | 0 | 0
2035 | 6905 | MW | 390.5787 | 501.3845 | 640.5928 | 194.5784 | -2082.9424 | -1627.839 | -1853.8893 | -4557.9251 | -1043.2227 | -518.3679 | -10.9431 | -14.0476 | -43.8044 | -8.6134
2035 | 6906 | MW | 446.3757 | 573.0109 | 732.106 | 227.9347 | -1888.5344 | -1557.0634 | -1773.2854 | -4132.5188 | -953.0676 | -495.8301 | -10.9431 | -14.0476 | -43.8044 | -8.6134
2035 | 6907 | MW | 491.0132 | 630.312 | 787.014 | 244.6128 | -1694.1265 | -1415.5122 | -1612.0776 | -3707.1124 | -837.154 | -450.7547 | -13.6789 | -17.5595 | -43.8044 | -8.6134
2035 | 6908 | MW | 502.1726 | 644.6372 | 805.3166 | 250.1722 | -1499.7185 | -1321.1447 | -1504.6058 | -3281.7061 | -759.8782 | -420.7044 | -13.6789 | -17.5595 | -43.8044 | -8.6134
2035 | 6909 | MW | 1082.461 | 1389.5514 | 1757.0544 | 550.3788 | -1360.8557 | -1226.7772 | -1397.1339 | -2977.8444 | -682.6025 | -390.654 | -13.6789 | -17.5595 | -43.8044 | -10.3361
2035 | 6910 | MW | 1082.461 | 1389.5514 | 1757.0544 | 544.8194 | -1166.4477 | -1085.226 | -1235.9262 | -2552.4381 | -592.4474 | -345.5786 | 8.2073 | 10.5357 | 0 | 0
2035 | 6911 | MW | 1026.6641 | 1317.925 | 1665.5412 | 517.0225 | -972.0398 | -920.0829 | -1047.8504 | -2127.0317 | -489.4131 | -292.9905 | 10.9431 | 14.0476 | 21.9022 | 3.4454
2035 | 6912 | MW | 892.7514 | 1146.0217 | 1445.9094 | 450.3099 | -833.1769 | -802.1236 | -913.5106 | -1823.17 | -412.1373 | -255.4276 | 10.9431 | 14.0476 | 21.9022 | 3.4454
2035 | 6913 | MW | 758.8386 | 974.1185 | 1244.5802 | 383.5973 | -722.0867 | -707.7561 | -806.0388 | -1580.0807 | -360.6202 | -225.3773 | 8.2073 | 10.5357 | 21.9022 | 5.168
2035 | 6914 | MW | 658.4041 | 845.191 | 1079.8564 | 339.1223 | -666.5416 | -660.5724 | -752.3029 | -1458.536 | -334.8616 | -210.3522 | 8.2073 | 10.5357 | 21.9022 | 5.168
2035 | 6915 | MW | 569.129 | 730.5889 | 915.1325 | 289.0879 | -638.769 | -636.9805 | -725.4349 | -1397.7637 | -321.9823 | -202.8396 | 8.2073 | 10.5357 | 21.9022 | 5.168
2035 | 6916 | MW | 468.6945 | 601.6614 | 768.7113 | 239.0534 | -666.5416 | -636.9805 | -725.4349 | -1458.536 | -321.9823 | -202.8396 | 5.4716 | 7.0238 | 21.9022 | 3.4454
2035 | 6917 | MW | 401.7381 | 515.7098 | 658.8954 | 194.5784 | -694.3141 | -684.1642 | -779.1708 | -1519.3084 | -347.7409 | -217.8648 | 5.4716 | 7.0238 | 21.9022 | 3.4454
2035 | 6918 | MW | 323.6224 | 415.4329 | 530.7769 | 161.2221 | -833.1769 | -778.5317 | -886.6427 | -1823.17 | -425.0166 | -247.9151 | 5.4716 | 7.0238 | 21.9022 | 3.4454
2035 | 6919 | MW | 256.666 | 329.4812 | 420.961 | 127.8658 | -1027.5849 | -896.4911 | -1020.9825 | -2248.5764 | -528.051 | -285.478 | 5.4716 | 7.0238 | 21.9022 | 1.7227
2035 | 6920 | MW | 234.3472 | 300.8307 | 402.6583 | 116.747 | -1305.3105 | -1132.4098 | -1289.6621 | -2856.2997 | -656.8439 | -360.6037 | 5.4716 | 7.0238 | 21.9022 | 1.7227
2035 | 6921 | MW | 223.1878 | 286.5054 | 366.053 | 111.1876 | -1527.4911 | -1297.5528 | -1477.7378 | -3342.4784 | -746.9989 | -413.1918 | 5.4716 | 7.0238 | 43.8044 | 1.7227
2035 | 6922 | MW | 212.0284 | 272.1802 | 347.7504 | 111.1876 | -1749.6716 | -1439.1041 | -1638.9456 | -3828.6571 | -850.0333 | -458.2672 | 8.2073 | 10.5357 | 43.8044 | 1.7227
2035 | 6923 | MW | 223.1878 | 286.5054 | 366.053 | 116.747 | -1944.0795 | -1580.6553 | -1800.1533 | -4254.0634 | -940.1883 | -503.3427 | 8.2073 | 10.5357 | 43.8044 | 1.7227
2035 | 6924 | MW | 267.8254 | 343.8065 | 439.2636 | 138.9845 | -2082.9424 | -1651.4309 | -1880.7572 | -4557.9251 | -991.7055 | -525.8804 | 8.2073 | 10.5357 | 43.8044 | 1.7227
2035 | 6925 | MW | 301.3036 | 386.7823 | 494.1716 | 150.1033 | -2194.0326 | -1722.2065 | -1961.3611 | -4801.0144 | -1030.3434 | -548.4182 | 10.9431 | 14.0476 | 43.8044 | 1.7227
2035 | 6926 | MW | 345.9411 | 444.0834 | 567.3822 | 172.3408 | -2221.8052 | -1792.9821 | -2041.965 | -4861.7868 | -1068.9812 | -570.9559 | 10.9431 | 14.0476 | 65.7066 | 1.7227
2035 | 6927 | MW | 435.2163 | 558.6856 | 713.8034 | 222.3753 | -2249.5778 | -1816.574 | -2068.8329 | -4922.5591 | -1081.8605 | -578.4685 | 10.9431 | 14.0476 | 65.7066 | 1.7227
2035 | 6928 | MW | 312.463 | 401.1076 | 512.4742 | 155.6627 | -2221.8052 | -1792.9821 | -2041.965 | -4861.7868 | -1081.8605 | -570.9559 | 5.4716 | 7.0238 | 21.9022 | 0
2035 | 6929 | MW | 390.5787 | 501.3845 | 640.5928 | 194.5784 | -2110.7149 | -1745.7984 | -1988.2291 | -4618.6974 | -1068.9812 | -555.9308 | -10.9431 | -14.0476 | -65.7066 | -6.8907
2035 | 6930 | MW | 446.3757 | 573.0109 | 732.106 | 227.9347 | -1916.307 | -1651.4309 | -1880.7572 | -4193.2911 | -965.9469 | -525.8804 | -10.9431 | -14.0476 | -65.7066 | -6.8907
2035 | 6931 | MW | 491.0132 | 630.312 | 805.3166 | 244.6128 | -1694.1265 | -1462.6959 | -1665.8135 | -3707.1124 | -837.154 | -465.7798 | -10.9431 | -14.0476 | -43.8044 | -8.6134
2035 | 6932 | MW | 502.1726 | 644.6372 | 805.3166 | 250.1722 | -1527.4911 | -1321.1447 | -1504.6058 | -3342.4784 | -746.9989 | -420.7044 | -13.6789 | -17.5595 | -43.8044 | -8.6134
2035 | 6933 | MW | 1082.461 | 1389.5514 | 1757.0544 | 544.8194 | -1360.8557 | -1226.7772 | -1397.1339 | -2977.8444 | -669.7232 | -390.654 | -13.6789 | -17.5595 | -43.8044 | -10.3361
2035 | 6934 | MW | 1071.3016 | 1375.2261 | 1757.0544 | 539.26 | -1194.2203 | -1085.226 | -1235.9262 | -2613.2104 | -592.4474 | -345.5786 | 8.2073 | 10.5357 | 21.9022 | 0
2035 | 6935 | MW | 1015.5047 | 1303.5997 | 1647.2385 | 511.4631 | -999.8123 | -943.6748 | -1074.7184 | -2187.8041 | -489.4131 | -300.5031 | 10.9431 | 14.0476 | 21.9022 | 3.4454
2035 | 6936 | MW | 881.592 | 1131.6965 | 1445.9094 | 444.7506 | -833.1769 | -802.1236 | -913.5106 | -1823.17 | -412.1373 | -255.4276 | 10.9431 | 14.0476 | 21.9022 | 1.7227
2035 | 6937 | MW | 758.8386 | 974.1185 | 1226.2776 | 378.038 | -722.0867 | -707.7561 | -806.0388 | -1580.0807 | -360.6202 | -225.3773 | 10.9431 | 14.0476 | 21.9022 | 6.8907
2035 | 6938 | MW | 658.4041 | 845.191 | 1061.5537 | 333.5629 | -666.5416 | -660.5724 | -752.3029 | -1458.536 | -334.8616 | -210.3522 | 8.2073 | 10.5357 | 21.9022 | 6.8907
2035 | 6939 | MW | 569.129 | 730.5889 | 915.1325 | 289.0879 | -638.769 | -636.9805 | -725.4349 | -1397.7637 | -321.9823 | -202.8396 | 8.2073 | 10.5357 | 21.9022 | 5.168
2035 | 6940 | MW | 468.6945 | 601.6614 | 750.4087 | 233.494 | -666.5416 | -636.9805 | -725.4349 | -1458.536 | -321.9823 | -202.8396 | 8.2073 | 10.5357 | 21.9022 | 5.168
2035 | 6941 | MW | 390.5787 | 501.3845 | 640.5928 | 189.019 | -694.3141 | -660.5724 | -752.3029 | -1519.3084 | -347.7409 | -210.3522 | 5.4716 | 7.0238 | 21.9022 | 5.168
2035 | 6942 | MW | 312.463 | 401.1076 | 512.4742 | 155.6627 | -833.1769 | -778.5317 | -886.6427 | -1823.17 | -425.0166 | -247.9151 | 5.4716 | 7.0238 | 21.9022 | 5.168
2035 | 6943 | MW | 245.5066 | 315.156 | 420.961 | 122.3064 | -1027.5849 | -896.4911 | -1020.9825 | -2248.5764 | -528.051 | -285.478 | 5.4716 | 7.0238 | 21.9022 | 1.7227
2035 | 6944 | MW | 223.1878 | 286.5054 | 384.3557 | 105.6283 | -1305.3105 | -1108.8179 | -1262.7941 | -2856.2997 | -643.9646 | -353.0912 | 8.2073 | 10.5357 | 21.9022 | 1.7227
2035 | 6945 | MW | 212.0284 | 272.1802 | 366.053 | 100.0689 | -1555.2636 | -1297.5528 | -1477.7378 | -3403.2507 | -746.9989 | -413.1918 | 8.2073 | 10.5357 | 43.8044 | 1.7227
2035 | 6946 | MW | 200.8691 | 257.8549 | 347.7504 | 105.6283 | -1749.6716 | -1462.6959 | -1665.8135 | -3828.6571 | -862.9126 | -465.7798 | 8.2073 | 10.5357 | 43.8044 | 1.7227
2035 | 6947 | MW | 212.0284 | 272.1802 | 366.053 | 105.6283 | -1944.0795 | -1604.2472 | -1827.0213 | -4254.0634 | -965.9469 | -510.8553 | 8.2073 | 10.5357 | 43.8044 | 3.4454
2035 | 6948 | MW | 267.8254 | 343.8065 | 439.2636 | 133.4252 | -2082.9424 | -1698.6146 | -1934.4931 | -4557.9251 | -1030.3434 | -540.9056 | 8.2073 | 10.5357 | 43.8044 | 3.4454
2035 | 6949 | MW | 301.3036 | 386.7823 | 512.4742 | 150.1033 | -2194.0326 | -1745.7984 | -1988.2291 | -4801.0144 | -1081.8605 | -555.9308 | 8.2073 | 10.5357 | 65.7066 | 3.4454
2035 | 6950 | MW | 345.9411 | 444.0834 | 585.6848 | 172.3408 | -2249.5778 | -1816.574 | -2068.8329 | -4922.5591 | -1133.3777 | -578.4685 | 8.2073 | 10.5357 | 65.7066 | 3.4454
2035 | 6951 | MW | 435.2163 | 558.6856 | 713.8034 | 216.8159 | -2277.3503 | -1816.574 | -2068.8329 | -4983.3314 | -1159.1363 | -578.4685 | 8.2073 | 10.5357 | 65.7066 | 3.4454
2035 | 6952 | MW | 312.463 | 401.1076 | 512.4742 | 155.6627 | -2221.8052 | -1792.9821 | -2041.965 | -4861.7868 | -1159.1363 | -570.9559 | 5.4716 | 7.0238 | 21.9022 | 0
2035 | 6953 | MW | 390.5787 | 501.3845 | 640.5928 | 200.1377 | -2138.4875 | -1722.2065 | -1961.3611 | -4679.4698 | -1133.3777 | -548.4182 | -10.9431 | -14.0476 | -43.8044 | -8.6134
2035 | 6954 | MW | 446.3757 | 573.0109 | 732.106 | 227.9347 | -1944.0795 | -1627.839 | -1853.8893 | -4254.0634 | -1043.2227 | -518.3679 | -13.6789 | -17.5595 | -43.8044 | -8.6134
2035 | 6955 | MW | 491.0132 | 630.312 | 787.014 | 244.6128 | -1694.1265 | -1439.1041 | -1638.9456 | -3707.1124 | -901.5504 | -458.2672 | -13.6789 | -17.5595 | -43.8044 | -8.6134
2035 | 6956 | MW | 491.0132 | 630.312 | 805.3166 | 250.1722 | -1527.4911 | -1321.1447 | -1504.6058 | -3342.4784 | -798.5161 | -420.7044 | -13.6789 | -17.5595 | -43.8044 | -8.6134
2035 | 6957 | MW | 1071.3016 | 1375.2261 | 1757.0544 | 539.26 | -1360.8557 | -1226.7772 | -1397.1339 | -2977.8444 | -721.2404 | -390.654 | -13.6789 | -17.5595 | -43.8044 | -10.3361
2035 | 6958 | MW | 1071.3016 | 1375.2261 | 1738.7518 | 539.26 | -1194.2203 | -1085.226 | -1235.9262 | -2613.2104 | -618.206 | -345.5786 | 8.2073 | 10.5357 | 21.9022 | 1.7227
2035 | 6959 | MW | 1015.5047 | 1303.5997 | 1647.2385 | 505.9038 | -999.8123 | -943.6748 | -1074.7184 | -2187.8041 | -515.1717 | -300.5031 | 13.6789 | 17.5595 | 21.9022 | 3.4454
2035 | 6960 | MW | 881.592 | 1131.6965 | 1427.6067 | 439.1912 | -833.1769 | -802.1236 | -913.5106 | -1823.17 | -425.0166 | -255.4276 | 10.9431 | 14.0476 | 21.9022 | 3.4454
2035 | 6961 | MW | 747.6793 | 959.7932 | 1226.2776 | 378.038 | -722.0867 | -707.7561 | -806.0388 | -1580.0807 | -373.4995 | -225.3773 | 10.9431 | 14.0476 | 21.9022 | 5.168
2035 | 6962 | MW | 658.4041 | 845.191 | 1061.5537 | 333.5629 | -666.5416 | -684.1642 | -779.1708 | -1458.536 | -347.7409 | -217.8648 | 8.2073 | 10.5357 | 21.9022 | 5.168
2035 | 6963 | MW | 557.9696 | 716.2636 | 915.1325 | 283.5285 | -638.769 | -636.9805 | -725.4349 | -1397.7637 | -334.8616 | -202.8396 | 8.2073 | 10.5357 | 0 | 5.168
2035 | 6964 | MW | 457.5351 | 587.3361 | 750.4087 | 227.9347 | -666.5416 | -660.5724 | -752.3029 | -1458.536 | -334.8616 | -210.3522 | 5.4716 | 7.0238 | 0 | 3.4454
2035 | 6965 | MW | 379.4193 | 487.0592 | 640.5928 | 183.4596 | -694.3141 | -684.1642 | -779.1708 | -1519.3084 | -347.7409 | -217.8648 | 5.4716 | 7.0238 | 0 | 3.4454
2035 | 6966 | MW | 312.463 | 401.1076 | 512.4742 | 150.1033 | -833.1769 | -778.5317 | -886.6427 | -1823.17 | -425.0166 | -247.9151 | 5.4716 | 7.0238 | 0 | 3.4454
2035 | 6967 | MW | 245.5066 | 315.156 | 402.6583 | 116.747 | -1027.5849 | -896.4911 | -1020.9825 | -2248.5764 | -540.9303 | -285.478 | 5.4716 | 7.0238 | 0 | 1.7227
2035 | 6968 | MW | 223.1878 | 286.5054 | 366.053 | 111.1876 | -1277.538 | -1108.8179 | -1262.7941 | -2795.5274 | -656.8439 | -353.0912 | 8.2073 | 10.5357 | 21.9022 | 1.7227
2035 | 6969 | MW | 212.0284 | 272.1802 | 347.7504 | 105.6283 | -1499.7185 | -1273.961 | -1450.8698 | -3281.7061 | -772.7575 | -405.6792 | 8.2073 | 10.5357 | 43.8044 | 1.7227
2035 | 6970 | MW | 200.8691 | 257.8549 | 347.7504 | 105.6283 | -1694.1265 | -1415.5122 | -1612.0776 | -3707.1124 | -888.6712 | -450.7547 | 8.2073 | 10.5357 | 43.8044 | 1.7227
2035 | 6971 | MW | 223.1878 | 286.5054 | 366.053 | 116.747 | -1860.7618 | -1557.0634 | -1773.2854 | -4071.7464 | -978.8262 | -495.8301 | 8.2073 | 10.5357 | 43.8044 | 1.7227
2035 | 6972 | MW | 267.8254 | 343.8065 | 439.2636 | 138.9845 | -1999.6247 | -1651.4309 | -1880.7572 | -4375.6081 | -1043.2227 | -525.8804 | 8.2073 | 10.5357 | 43.8044 | 1.7227
2035 | 6973 | MW | 301.3036 | 386.7823 | 494.1716 | 155.6627 | -2082.9424 | -1722.2065 | -1961.3611 | -4557.9251 | -1094.7398 | -548.4182 | 8.2073 | 10.5357 | 43.8044 | 1.7227
2035 | 6974 | MW | 345.9411 | 444.0834 | 567.3822 | 172.3408 | -2138.4875 | -1792.9821 | -2041.965 | -4679.4698 | -1146.257 | -570.9559 | 8.2073 | 10.5357 | 43.8044 | 1.7227
2035 | 6975 | MW | 435.2163 | 558.6856 | 695.5007 | 216.8159 | -2194.0326 | -1816.574 | -2068.8329 | -4801.0144 | -1172.0156 | -578.4685 | 8.2073 | 10.5357 | 43.8044 | 1.7227
2035 | 6976 | MW | 312.463 | 401.1076 | 512.4742 | 155.6627 | -2138.4875 | -1816.574 | -2068.8329 | -4679.4698 | -1172.0156 | -578.4685 | 5.4716 | 7.0238 | 0 | 0
2035 | 6977 | MW | 390.5787 | 501.3845 | 640.5928 | 194.5784 | -1999.6247 | -1745.7984 | -1988.2291 | -4375.6081 | -1146.257 | -555.9308 | -10.9431 | -14.0476 | -43.8044 | -8.6134
2035 | 6978 | MW | 446.3757 | 573.0109 | 732.106 | 227.9347 | -1832.9893 | -1675.0228 | -1907.6252 | -4010.9741 | -1030.3434 | -533.393 | -10.9431 | -14.0476 | -43.8044 | -8.6134
2035 | 6979 | MW | 491.0132 | 630.312 | 805.3166 | 244.6128 | -1638.5813 | -1462.6959 | -1665.8135 | -3585.5677 | -901.5504 | -465.7798 | -10.9431 | -14.0476 | -43.8044 | -8.6134
2035 | 6980 | MW | 502.1726 | 644.6372 | 805.3166 | 250.1722 | -1471.9459 | -1321.1447 | -1504.6058 | -3220.9337 | -798.5161 | -420.7044 | -10.9431 | -14.0476 | -43.8044 | -8.6134
2035 | 6981 | MW | 1082.461 | 1389.5514 | 1757.0544 | 544.8194 | -1333.0831 | -1226.7772 | -1397.1339 | -2917.0721 | -708.3611 | -390.654 | -13.6789 | -17.5595 | -43.8044 | -8.6134
2035 | 6982 | MW | 1071.3016 | 1375.2261 | 1757.0544 | 539.26 | -1166.4477 | -1085.226 | -1235.9262 | -2552.4381 | -618.206 | -345.5786 | 8.2073 | 10.5357 | 0 | 0
2035 | 6983 | MW | 1015.5047 | 1303.5997 | 1647.2385 | 511.4631 | -999.8123 | -943.6748 | -1074.7184 | -2187.8041 | -515.1717 | -300.5031 | 13.6789 | 17.5595 | 21.9022 | 1.7227
2035 | 6984 | MW | 881.592 | 1131.6965 | 1427.6067 | 439.1912 | -833.1769 | -802.1236 | -913.5106 | -1823.17 | -425.0166 | -255.4276 | 10.9431 | 14.0476 | 21.9022 | 1.7227
2035 | 6985 | MW | 747.6793 | 959.7932 | 1226.2776 | 378.038 | -694.3141 | -684.1642 | -779.1708 | -1519.3084 | -360.6202 | -217.8648 | 10.9431 | 14.0476 | 0 | 6.8907
2035 | 6986 | MW | 658.4041 | 845.191 | 1061.5537 | 333.5629 | -638.769 | -636.9805 | -725.4349 | -1397.7637 | -334.8616 | -202.8396 | 8.2073 | 10.5357 | 0 | 5.168
2035 | 6987 | MW | 557.9696 | 716.2636 | 896.8299 | 283.5285 | -610.9964 | -613.3886 | -698.567 | -1336.9914 | -321.9823 | -195.327 | 8.2073 | 10.5357 | 0 | 5.168
2035 | 6988 | MW | 468.6945 | 601.6614 | 750.4087 | 233.494 | -610.9964 | -613.3886 | -698.567 | -1336.9914 | -321.9823 | -195.327 | 5.4716 | 7.0238 | 0 | 3.4454
2035 | 6989 | MW | 401.7381 | 515.7098 | 658.8954 | 194.5784 | -638.769 | -636.9805 | -725.4349 | -1397.7637 | -321.9823 | -202.8396 | 5.4716 | 7.0238 | 0 | 3.4454
2035 | 6990 | MW | 345.9411 | 444.0834 | 567.3822 | 172.3408 | -722.0867 | -707.7561 | -806.0388 | -1580.0807 | -360.6202 | -225.3773 | 5.4716 | 7.0238 | 0 | 3.4454
2035 | 6991 | MW | 301.3036 | 386.7823 | 494.1716 | 150.1033 | -805.4044 | -731.348 | -832.9068 | -1762.3977 | -437.8959 | -232.8899 | 5.4716 | 7.0238 | 0 | 1.7227
2035 | 6992 | MW | 267.8254 | 343.8065 | 439.2636 | 138.9845 | -944.2672 | -849.3073 | -967.2466 | -2066.2594 | -528.051 | -270.4528 | 8.2073 | 10.5357 | 0 | 1.7227
2035 | 6993 | MW | 267.8254 | 343.8065 | 420.961 | 133.4252 | -1083.13 | -943.6748 | -1074.7184 | -2370.1211 | -592.4474 | -300.5031 | 8.2073 | 10.5357 | 43.8044 | 1.7227
2035 | 6994 | MW | 290.1442 | 372.4571 | 475.8689 | 144.5439 | -1194.2203 | -1061.6341 | -1209.0582 | -2613.2104 | -669.7232 | -338.066 | 8.2073 | 10.5357 | 43.8044 | 1.7227
2035 | 6995 | MW | 368.2599 | 472.734 | 603.9875 | 183.4596 | -1305.3105 | -1132.4098 | -1289.6621 | -2856.2997 | -746.9989 | -360.6037 | 8.2073 | 10.5357 | 43.8044 | 1.7227
2035 | 6996 | MW | 457.5351 | 587.3361 | 750.4087 | 222.3753 | -1416.4008 | -1203.1854 | -1370.266 | -3099.3891 | -785.6368 | -383.1415 | 8.2073 | 10.5357 | 43.8044 | 1.7227
2035 | 6997 | MW | 502.1726 | 644.6372 | 805.3166 | 255.7316 | -1499.7185 | -1250.3691 | -1424.0019 | -3281.7061 | -824.2747 | -398.1666 | 8.2073 | 10.5357 | 43.8044 | 1.7227
2035 | 6998 | MW | 546.8102 | 701.9383 | 896.8299 | 277.9691 | -1610.8088 | -1297.5528 | -1477.7378 | -3524.7954 | -862.9126 | -413.1918 | 8.2073 | 10.5357 | 43.8044 | 1.7227
2035 | 6999 | MW | 312.463 | 401.1076 | 512.4742 | 155.6627 | -1638.5813 | -1344.7366 | -1531.4737 | -3585.5677 | -888.6712 | -428.2169 | 8.2073 | 10.5357 | 65.7066 | 3.4454
2035 | 7000 | MW | 357.1005 | 458.4087 | 585.6848 | 172.3408 | -1638.5813 | -1368.3285 | -1558.3417 | -3585.5677 | -901.5504 | -435.7295 | 5.4716 | 7.0238 | 0 | 1.7227
2035 | 7001 | MW | 401.7381 | 515.7098 | 658.8954 | 194.5784 | -1555.2636 | -1344.7366 | -1531.4737 | -3403.2507 | -901.5504 | -428.2169 | -8.2073 | -10.5357 | -21.9022 | -5.168
2035 | 7002 | MW | 412.8975 | 530.0351 | 658.8954 | 200.1377 | -1444.1734 | -1321.1447 | -1504.6058 | -3160.1614 | -824.2747 | -420.7044 | -8.2073 | -10.5357 | -21.9022 | -5.168
2035 | 7003 | MW | 412.8975 | 530.0351 | 695.5007 | 205.6971 | -1333.0831 | -1226.7772 | -1397.1339 | -2917.0721 | -734.1197 | -390.654 | -8.2073 | -10.5357 | -43.8044 | -6.8907
2035 | 7004 | MW | 970.8671 | 1246.2986 | 1574.0279 | 483.6662 | -1249.7654 | -1156.0016 | -1316.53 | -2734.7551 | -669.7232 | -368.1163 | -8.2073 | -10.5357 | -43.8044 | -6.8907
2035 | 7005 | MW | 970.8671 | 1246.2986 | 1574.0279 | 483.6662 | -1194.2203 | -1108.8179 | -1262.7941 | -2613.2104 | -618.206 | -353.0912 | -10.9431 | -14.0476 | -21.9022 | -6.8907
2035 | 7006 | MW | 937.3889 | 1203.3228 | 1519.12 | 466.9881 | -1055.3575 | -1014.4504 | -1155.3223 | -2309.3487 | -553.8096 | -323.0408 | 8.2073 | 10.5357 | 21.9022 | 1.7227
2035 | 7007 | MW | 870.4326 | 1117.3712 | 1427.6067 | 439.1912 | -916.4946 | -872.8992 | -994.1145 | -2005.487 | -476.5338 | -277.9654 | 13.6789 | 17.5595 | 21.9022 | 3.4454
2035 | 7008 | MW | 769.998 | 988.4437 | 1262.8829 | 389.1567 | -777.6318 | -754.9398 | -859.7747 | -1701.6254 | -386.3788 | -240.4025 | 10.9431 | 14.0476 | 21.9022 | 3.4454
2035 | 7009 | MW | 691.8823 | 888.1668 | 1116.4617 | 344.6817 | -666.5416 | -660.5724 | -752.3029 | -1458.536 | -347.7409 | -210.3522 | 10.9431 | 14.0476 | 21.9022 | 5.168
2035 | 7010 | MW | 613.7666 | 787.8899 | 1006.6458 | 305.766 | -638.769 | -636.9805 | -725.4349 | -1397.7637 | -321.9823 | -202.8396 | 8.2073 | 10.5357 | 21.9022 | 5.168
2035 | 7011 | MW | 535.6508 | 687.613 | 878.5272 | 266.8503 | -610.9964 | -613.3886 | -698.567 | -1336.9914 | -321.9823 | -195.327 | 8.2073 | 10.5357 | 21.9022 | 5.168
2035 | 7012 | MW | 479.8539 | 615.9867 | 787.014 | 239.0534 | -610.9964 | -613.3886 | -698.567 | -1336.9914 | -321.9823 | -195.327 | 8.2073 | 10.5357 | 0 | 5.168
2035 | 7013 | MW | 424.0569 | 544.3603 | 695.5007 | 211.2565 | -638.769 | -613.3886 | -698.567 | -1397.7637 | -321.9823 | -195.327 | 5.4716 | 7.0238 | 0 | 5.168
2035 | 7014 | MW | 379.4193 | 487.0592 | 622.2901 | 183.4596 | -694.3141 | -684.1642 | -779.1708 | -1519.3084 | -360.6202 | -217.8648 | 5.4716 | 7.0238 | 0 | 5.168
2035 | 7015 | MW | 334.7818 | 429.7582 | 549.0795 | 166.7815 | -749.8593 | -684.1642 | -779.1708 | -1640.853 | -412.1373 | -217.8648 | 8.2073 | 10.5357 | 21.9022 | 1.7227
2035 | 7016 | MW | 301.3036 | 386.7823 | 494.1716 | 150.1033 | -860.9495 | -754.9398 | -859.7747 | -1883.9424 | -463.6545 | -240.4025 | 8.2073 | 10.5357 | 21.9022 | 1.7227
2035 | 7017 | MW | 290.1442 | 372.4571 | 475.8689 | 150.1033 | -999.8123 | -849.3073 | -967.2466 | -2187.8041 | -515.1717 | -270.4528 | 8.2073 | 10.5357 | 43.8044 | 1.7227
2035 | 7018 | MW | 312.463 | 401.1076 | 494.1716 | 172.3408 | -1110.9026 | -920.0829 | -1047.8504 | -2430.8934 | -566.6889 | -292.9905 | 10.9431 | 14.0476 | 43.8044 | 1.7227
2035 | 7019 | MW | 368.2599 | 472.734 | 585.6848 | 205.6971 | -1249.7654 | -967.2667 | -1101.5864 | -2734.7551 | -605.3267 | -308.0157 | 8.2073 | 10.5357 | 43.8044 | 3.4454
2035 | 7020 | MW | 457.5351 | 587.3361 | 732.106 | 239.0534 | -1360.8557 | -1038.0423 | -1182.1902 | -2977.8444 | -631.0853 | -330.5534 | 8.2073 | 10.5357 | 43.8044 | 3.4454
2035 | 7021 | MW | 479.8539 | 615.9867 | 787.014 | 250.1722 | -1444.1734 | -1085.226 | -1235.9262 | -3160.1614 | -656.8439 | -345.5786 | 8.2073 | 10.5357 | 43.8044 | 3.4454
2035 | 7022 | MW | 524.4914 | 673.2878 | 860.2246 | 266.8503 | -1527.4911 | -1108.8179 | -1262.7941 | -3342.4784 | -682.6025 | -353.0912 | 8.2073 | 10.5357 | 65.7066 | 3.4454
2035 | 7023 | MW | 301.3036 | 386.7823 | 494.1716 | 144.5439 | -1555.2636 | -1132.4098 | -1289.6621 | -3403.2507 | -695.4818 | -360.6037 | 8.2073 | 10.5357 | 65.7066 | 3.4454
2035 | 7024 | MW | 334.7818 | 429.7582 | 549.0795 | 166.7815 | -1555.2636 | -1179.5935 | -1343.398 | -3403.2507 | -708.3611 | -375.6289 | 5.4716 | 7.0238 | 21.9022 | 1.7227
2035 | 7025 | MW | 379.4193 | 487.0592 | 622.2901 | 194.5784 | -1527.4911 | -1203.1854 | -1370.266 | -3342.4784 | -721.2404 | -383.1415 | -8.2073 | -10.5357 | -43.8044 | -6.8907
2035 | 7026 | MW | 390.5787 | 501.3845 | 640.5928 | 200.1377 | -1444.1734 | -1250.3691 | -1424.0019 | -3160.1614 | -695.4818 | -398.1666 | -8.2073 | -10.5357 | -43.8044 | -6.8907
2035 | 7027 | MW | 412.8975 | 530.0351 | 677.1981 | 211.2565 | -1333.0831 | -1203.1854 | -1370.266 | -2917.0721 | -656.8439 | -383.1415 | -8.2073 | -10.5357 | -43.8044 | -6.8907
2035 | 7028 | MW | 970.8671 | 1246.2986 | 1592.3306 | 478.1068 | -1277.538 | -1156.0016 | -1316.53 | -2795.5274 | -631.0853 | -368.1163 | -8.2073 | -10.5357 | -21.9022 | -8.6134
2035 | 7029 | MW | 982.0265 | 1260.6239 | 1610.6332 | 483.6662 | -1194.2203 | -1108.8179 | -1262.7941 | -2613.2104 | -592.4474 | -353.0912 | -10.9431 | -14.0476 | -21.9022 | -8.6134
2035 | 7030 | MW | 937.3889 | 1203.3228 | 1537.4226 | 461.4287 | -1055.3575 | -990.8585 | -1128.4543 | -2309.3487 | -528.051 | -315.5283 | 10.9431 | 14.0476 | 0 | 1.7227
2035 | 7031 | MW | 870.4326 | 1117.3712 | 1427.6067 | 428.0724 | -916.4946 | -872.8992 | -994.1145 | -2005.487 | -450.7752 | -277.9654 | 13.6789 | 17.5595 | 21.9022 | 3.4454
2035 | 7032 | MW | 769.998 | 988.4437 | 1244.5802 | 383.5973 | -749.8593 | -754.9398 | -859.7747 | -1640.853 | -386.3788 | -240.4025 | 10.9431 | 14.0476 | 21.9022 | 3.4454
2035 | 7033 | MW | 680.7229 | 873.8416 | 1116.4617 | 344.6817 | -722.0867 | -707.7561 | -806.0388 | -1580.0807 | -360.6202 | -225.3773 | 8.2073 | 10.5357 | 21.9022 | 5.168
2035 | 7034 | MW | 613.7666 | 787.8899 | 988.3431 | 305.766 | -666.5416 | -660.5724 | -752.3029 | -1458.536 | -347.7409 | -210.3522 | 8.2073 | 10.5357 | 0 | 5.168
2035 | 7035 | MW | 524.4914 | 673.2878 | 841.9219 | 261.2909 | -638.769 | -636.9805 | -725.4349 | -1397.7637 | -334.8616 | -202.8396 | 5.4716 | 7.0238 | 0 | 3.4454
2035 | 7036 | MW | 457.5351 | 587.3361 | 750.4087 | 227.9347 | -666.5416 | -636.9805 | -725.4349 | -1458.536 | -334.8616 | -202.8396 | 5.4716 | 7.0238 | 0 | 3.4454
2035 | 7037 | MW | 401.7381 | 515.7098 | 658.8954 | 200.1377 | -694.3141 | -660.5724 | -752.3029 | -1519.3084 | -360.6202 | -210.3522 | 5.4716 | 7.0238 | 0 | 3.4454
2035 | 7038 | MW | 334.7818 | 429.7582 | 549.0795 | 166.7815 | -833.1769 | -778.5317 | -886.6427 | -1823.17 | -437.8959 | -247.9151 | 5.4716 | 7.0238 | 0 | 3.4454
2035 | 7039 | MW | 290.1442 | 372.4571 | 475.8689 | 138.9845 | -1055.3575 | -896.4911 | -1020.9825 | -2309.3487 | -553.8096 | -285.478 | 5.4716 | 7.0238 | 21.9022 | 1.7227
2035 | 7040 | MW | 267.8254 | 343.8065 | 457.5663 | 127.8658 | -1333.0831 | -1132.4098 | -1289.6621 | -2917.0721 | -682.6025 | -360.6037 | 5.4716 | 7.0238 | 21.9022 | 1.7227
2035 | 7041 | MW | 256.666 | 329.4812 | 420.961 | 122.3064 | -1583.0362 | -1297.5528 | -1477.7378 | -3464.0231 | -785.6368 | -413.1918 | 5.4716 | 7.0238 | 21.9022 | 1.7227
2035 | 7042 | MW | 245.5066 | 315.156 | 402.6583 | 122.3064 | -1832.9893 | -1439.1041 | -1638.9456 | -4010.9741 | -862.9126 | -458.2672 | 8.2073 | 10.5357 | 21.9022 | 1.7227
2035 | 7043 | MW | 256.666 | 329.4812 | 439.2636 | 122.3064 | -2027.3972 | -1580.6553 | -1800.1533 | -4436.3804 | -927.309 | -503.3427 | 8.2073 | 10.5357 | 21.9022 | 1.7227
2035 | 7044 | MW | 301.3036 | 386.7823 | 494.1716 | 144.5439 | -2138.4875 | -1651.4309 | -1880.7572 | -4679.4698 | -965.9469 | -525.8804 | 8.2073 | 10.5357 | 21.9022 | 1.7227
2035 | 7045 | MW | 323.6224 | 415.4329 | 549.0795 | 155.6627 | -2221.8052 | -1698.6146 | -1934.4931 | -4861.7868 | -978.8262 | -540.9056 | 8.2073 | 10.5357 | 43.8044 | 1.7227
2035 | 7046 | MW | 368.2599 | 472.734 | 622.2901 | 177.9002 | -2277.3503 | -1769.3902 | -2015.097 | -4983.3314 | -991.7055 | -563.4433 | 8.2073 | 10.5357 | 43.8044 | 1.7227
2035 | 7047 | MW | 457.5351 | 587.3361 | 750.4087 | 227.9347 | -2277.3503 | -1769.3902 | -2015.097 | -4983.3314 | -978.8262 | -563.4433 | 10.9431 | 14.0476 | 43.8044 | 1.7227
2035 | 7048 | MW | 323.6224 | 415.4329 | 530.7769 | 161.2221 | -2221.8052 | -1745.7984 | -1988.2291 | -4861.7868 | -953.0676 | -555.9308 | 5.4716 | 7.0238 | 0 | 0
2035 | 7049 | MW | 401.7381 | 515.7098 | 658.8954 | 200.1377 | -2110.7149 | -1698.6146 | -1934.4931 | -4618.6974 | -940.1883 | -540.9056 | -13.6789 | -17.5595 | -43.8044 | -6.8907
2035 | 7050 | MW | 457.5351 | 587.3361 | 750.4087 | 233.494 | -1944.0795 | -1627.839 | -1853.8893 | -4254.0634 | -875.7919 | -518.3679 | -13.6789 | -17.5595 | -43.8044 | -6.8907
2035 | 7051 | MW | 502.1726 | 644.6372 | 823.6193 | 250.1722 | -1721.899 | -1415.5122 | -1612.0776 | -3767.8848 | -785.6368 | -450.7547 | -13.6789 | -17.5595 | -43.8044 | -8.6134
2035 | 7052 | MW | 513.332 | 658.9625 | 841.9219 | 255.7316 | -1527.4911 | -1297.5528 | -1477.7378 | -3342.4784 | -721.2404 | -413.1918 | -13.6789 | -17.5595 | -43.8044 | -8.6134
2035 | 7053 | MW | 1093.6204 | 1403.8766 | 1793.6597 | 544.8194 | -1360.8557 | -1203.1854 | -1370.266 | -2977.8444 | -656.8439 | -383.1415 | -13.6789 | -17.5595 | -43.8044 | -8.6134
2035 | 7054 | MW | 1093.6204 | 1403.8766 | 1793.6597 | 550.3788 | -1194.2203 | -1085.226 | -1235.9262 | -2613.2104 | -579.5681 | -345.5786 | 5.4716 | 7.0238 | 21.9022 | 0
2035 | 7055 | MW | 1048.9828 | 1346.5755 | 1702.1465 | 522.5819 | -999.8123 | -943.6748 | -1074.7184 | -2187.8041 | -489.4131 | -300.5031 | 10.9431 | 14.0476 | 21.9022 | 3.4454
2035 | 7056 | MW | 926.2295 | 1188.9976 | 1500.8173 | 455.8693 | -833.1769 | -802.1236 | -913.5106 | -1823.17 | -412.1373 | -255.4276 | 10.9431 | 14.0476 | 21.9022 | 1.7227
2035 | 7057 | MW | 792.3168 | 1017.0943 | 1299.4882 | 400.2755 | -722.0867 | -707.7561 | -806.0388 | -1580.0807 | -360.6202 | -225.3773 | 8.2073 | 10.5357 | 0 | 5.168
2035 | 7058 | MW | 703.0417 | 902.4921 | 1134.7643 | 355.8004 | -666.5416 | -660.5724 | -752.3029 | -1458.536 | -334.8616 | -210.3522 | 8.2073 | 10.5357 | 0 | 5.168
2035 | 7059 | MW | 613.7666 | 787.8899 | 988.3431 | 311.3254 | -638.769 | -660.5724 | -752.3029 | -1397.7637 | -334.8616 | -210.3522 | 8.2073 | 10.5357 | 0 | 3.4454
2035 | 7060 | MW | 513.332 | 658.9625 | 841.9219 | 261.2909 | -666.5416 | -660.5724 | -752.3029 | -1458.536 | -334.8616 | -210.3522 | 5.4716 | 7.0238 | 0 | 3.4454
2035 | 7061 | MW | 446.3757 | 573.0109 | 732.106 | 211.2565 | -694.3141 | -684.1642 | -779.1708 | -1519.3084 | -360.6202 | -217.8648 | 5.4716 | 7.0238 | 0 | 3.4454
2035 | 7062 | MW | 357.1005 | 458.4087 | 585.6848 | 172.3408 | -860.9495 | -778.5317 | -886.6427 | -1883.9424 | -437.8959 | -247.9151 | 5.4716 | 7.0238 | 0 | 3.4454
2035 | 7063 | MW | 278.9848 | 358.1318 | 457.5663 | 138.9845 | -1055.3575 | -896.4911 | -1020.9825 | -2309.3487 | -540.9303 | -285.478 | 5.4716 | 7.0238 | 0 | 1.7227
2035 | 7064 | MW | 245.5066 | 315.156 | 420.961 | 116.747 | -1333.0831 | -1108.8179 | -1262.7941 | -2917.0721 | -669.7232 | -353.0912 | 8.2073 | 10.5357 | 0 | 1.7227
2035 | 7065 | MW | 223.1878 | 286.5054 | 384.3557 | 111.1876 | -1583.0362 | -1297.5528 | -1477.7378 | -3464.0231 | -772.7575 | -413.1918 | 8.2073 | 10.5357 | 43.8044 | 1.7227
2035 | 7066 | MW | 212.0284 | 272.1802 | 366.053 | 111.1876 | -1777.4442 | -1415.5122 | -1612.0776 | -3889.4294 | -837.154 | -450.7547 | 8.2073 | 10.5357 | 43.8044 | 1.7227
2035 | 7067 | MW | 234.3472 | 300.8307 | 384.3557 | 122.3064 | -1971.8521 | -1509.8797 | -1719.5494 | -4314.8358 | -901.5504 | -480.805 | 8.2073 | 10.5357 | 43.8044 | 1.7227
2035 | 7068 | MW | 278.9848 | 358.1318 | 457.5663 | 144.5439 | -2055.1698 | -1580.6553 | -1800.1533 | -4497.1528 | -940.1883 | -503.3427 | 8.2073 | 10.5357 | 43.8044 | 1.7227
2035 | 7069 | MW | 312.463 | 401.1076 | 512.4742 | 155.6627 | -2138.4875 | -1627.839 | -1853.8893 | -4679.4698 | -965.9469 | -518.3679 | 8.2073 | 10.5357 | 43.8044 | 1.7227
2035 | 7070 | MW | 357.1005 | 458.4087 | 585.6848 | 177.9002 | -2166.2601 | -1675.0228 | -1907.6252 | -4740.2421 | -991.7055 | -533.393 | 8.2073 | 10.5357 | 43.8044 | 1.7227
2035 | 7071 | MW | 446.3757 | 573.0109 | 732.106 | 222.3753 | -2166.2601 | -1698.6146 | -1934.4931 | -4740.2421 | -1004.5848 | -540.9056 | 8.2073 | 10.5357 | 43.8044 | 1.7227
2035 | 7072 | MW | 312.463 | 401.1076 | 512.4742 | 155.6627 | -2110.7149 | -1675.0228 | -1907.6252 | -4618.6974 | -1004.5848 | -533.393 | 5.4716 | 7.0238 | 0 | 0
2035 | 7073 | MW | 390.5787 | 501.3845 | 640.5928 | 194.5784 | -1999.6247 | -1651.4309 | -1880.7572 | -4375.6081 | -978.8262 | -525.8804 | -8.2073 | -10.5357 | -21.9022 | -6.8907
2035 | 7074 | MW | 446.3757 | 573.0109 | 732.106 | 227.9347 | -1832.9893 | -1580.6553 | -1800.1533 | -4010.9741 | -901.5504 | -503.3427 | -10.9431 | -14.0476 | -21.9022 | -6.8907
2035 | 7075 | MW | 491.0132 | 630.312 | 805.3166 | 244.6128 | -1638.5813 | -1391.9203 | -1585.2096 | -3585.5677 | -798.5161 | -443.2421 | -10.9431 | -14.0476 | -43.8044 | -6.8907
2035 | 7076 | MW | 502.1726 | 644.6372 | 823.6193 | 250.1722 | -1471.9459 | -1297.5528 | -1477.7378 | -3220.9337 | -721.2404 | -413.1918 | -10.9431 | -14.0476 | -43.8044 | -8.6134
2035 | 7077 | MW | 1082.461 | 1389.5514 | 1757.0544 | 550.3788 | -1333.0831 | -1203.1854 | -1370.266 | -2917.0721 | -669.7232 | -383.1415 | -13.6789 | -17.5595 | -43.8044 | -8.6134
2035 | 7078 | MW | 1082.461 | 1389.5514 | 1757.0544 | 544.8194 | -1166.4477 | -1085.226 | -1235.9262 | -2552.4381 | -579.5681 | -345.5786 | 8.2073 | 10.5357 | 21.9022 | 0
2035 | 7079 | MW | 1026.6641 | 1317.925 | 1665.5412 | 517.0225 | -972.0398 | -943.6748 | -1074.7184 | -2127.0317 | -489.4131 | -300.5031 | 13.6789 | 17.5595 | 0 | 3.4454
2035 | 7080 | MW | 892.7514 | 1146.0217 | 1445.9094 | 444.7506 | -833.1769 | -802.1236 | -913.5106 | -1823.17 | -412.1373 | -255.4276 | 10.9431 | 14.0476 | 0 | 1.7227
2035 | 7081 | MW | 758.8386 | 974.1185 | 1244.5802 | 383.5973 | -722.0867 | -707.7561 | -806.0388 | -1580.0807 | -360.6202 | -225.3773 | 8.2073 | 10.5357 | 0 | 6.8907
2035 | 7082 | MW | 669.5635 | 859.5163 | 1079.8564 | 339.1223 | -666.5416 | -684.1642 | -779.1708 | -1458.536 | -334.8616 | -217.8648 | 8.2073 | 10.5357 | 21.9022 | 5.168
2035 | 7083 | MW | 569.129 | 730.5889 | 915.1325 | 289.0879 | -666.5416 | -660.5724 | -752.3029 | -1458.536 | -334.8616 | -210.3522 | 8.2073 | 10.5357 | 0 | 5.168
2035 | 7084 | MW | 479.8539 | 615.9867 | 768.7113 | 239.0534 | -666.5416 | -660.5724 | -752.3029 | -1458.536 | -334.8616 | -210.3522 | 5.4716 | 7.0238 | 0 | 5.168
2035 | 7085 | MW | 401.7381 | 515.7098 | 658.8954 | 194.5784 | -722.0867 | -684.1642 | -779.1708 | -1580.0807 | -360.6202 | -217.8648 | 5.4716 | 7.0238 | 0 | 3.4454
2035 | 7086 | MW | 323.6224 | 415.4329 | 530.7769 | 161.2221 | -860.9495 | -802.1236 | -913.5106 | -1883.9424 | -437.8959 | -255.4276 | 5.4716 | 7.0238 | 0 | 3.4454
2035 | 7087 | MW | 256.666 | 329.4812 | 420.961 | 122.3064 | -1055.3575 | -896.4911 | -1020.9825 | -2309.3487 | -540.9303 | -285.478 | 5.4716 | 7.0238 | 0 | 1.7227
2035 | 7088 | MW | 223.1878 | 286.5054 | 384.3557 | 111.1876 | -1333.0831 | -1132.4098 | -1289.6621 | -2917.0721 | -669.7232 | -360.6037 | 5.4716 | 7.0238 | 21.9022 | 1.7227
2035 | 7089 | MW | 212.0284 | 272.1802 | 347.7504 | 105.6283 | -1555.2636 | -1297.5528 | -1477.7378 | -3403.2507 | -772.7575 | -413.1918 | 5.4716 | 7.0238 | 43.8044 | 1.7227
2035 | 7090 | MW | 200.8691 | 257.8549 | 347.7504 | 105.6283 | -1721.899 | -1415.5122 | -1612.0776 | -3767.8848 | -862.9126 | -450.7547 | 8.2073 | 10.5357 | 43.8044 | 1.7227
2035 | 7091 | MW | 223.1878 | 286.5054 | 366.053 | 116.747 | -1832.9893 | -1509.8797 | -1719.5494 | -4010.9741 | -927.309 | -480.805 | 8.2073 | 10.5357 | 65.7066 | 1.7227
2035 | 7092 | MW | 267.8254 | 343.8065 | 439.2636 | 133.4252 | -1916.307 | -1580.6553 | -1800.1533 | -4193.2911 | -965.9469 | -503.3427 | 8.2073 | 10.5357 | 65.7066 | 1.7227
2035 | 7093 | MW | 301.3036 | 386.7823 | 494.1716 | 150.1033 | -1971.8521 | -1604.2472 | -1827.0213 | -4314.8358 | -978.8262 | -510.8553 | 10.9431 | 14.0476 | 65.7066 | 1.7227
2035 | 7094 | MW | 345.9411 | 444.0834 | 567.3822 | 172.3408 | -2027.3972 | -1651.4309 | -1880.7572 | -4436.3804 | -1004.5848 | -525.8804 | 10.9431 | 14.0476 | 65.7066 | 1.7227
2035 | 7095 | MW | 435.2163 | 558.6856 | 713.8034 | 216.8159 | -2027.3972 | -1651.4309 | -1880.7572 | -4436.3804 | -1017.4641 | -525.8804 | 10.9431 | 14.0476 | 65.7066 | 3.4454
2035 | 7096 | MW | 312.463 | 401.1076 | 512.4742 | 155.6627 | -1971.8521 | -1627.839 | -1853.8893 | -4314.8358 | -1004.5848 | -518.3679 | 5.4716 | 7.0238 | 0 | 0
2035 | 7097 | MW | 390.5787 | 501.3845 | 640.5928 | 194.5784 | -1860.7618 | -1580.6553 | -1800.1533 | -4071.7464 | -991.7055 | -503.3427 | -10.9431 | -14.0476 | -43.8044 | -8.6134
2035 | 7098 | MW | 446.3757 | 573.0109 | 732.106 | 227.9347 | -1721.899 | -1557.0634 | -1773.2854 | -3767.8848 | -914.4297 | -495.8301 | -10.9431 | -14.0476 | -43.8044 | -8.6134
2035 | 7099 | MW | 491.0132 | 630.312 | 787.014 | 244.6128 | -1555.2636 | -1391.9203 | -1585.2096 | -3403.2507 | -798.5161 | -443.2421 | -10.9431 | -14.0476 | -43.8044 | -8.6134
2035 | 7100 | MW | 491.0132 | 630.312 | 805.3166 | 250.1722 | -1416.4008 | -1297.5528 | -1477.7378 | -3099.3891 | -721.2404 | -413.1918 | -13.6789 | -17.5595 | -43.8044 | -8.6134
2035 | 7101 | MW | 1082.461 | 1389.5514 | 1757.0544 | 544.8194 | -1305.3105 | -1203.1854 | -1370.266 | -2856.2997 | -656.8439 | -383.1415 | -13.6789 | -17.5595 | -43.8044 | -8.6134
2035 | 7102 | MW | 1071.3016 | 1375.2261 | 1757.0544 | 539.26 | -1138.6752 | -1085.226 | -1235.9262 | -2491.6657 | -579.5681 | -345.5786 | 8.2073 | 10.5357 | 0 | 0
2035 | 7103 | MW | 1015.5047 | 1303.5997 | 1665.5412 | 511.4631 | -972.0398 | -943.6748 | -1074.7184 | -2127.0317 | -489.4131 | -300.5031 | 13.6789 | 17.5595 | 21.9022 | 3.4454
2035 | 7104 | MW | 881.592 | 1131.6965 | 1445.9094 | 444.7506 | -833.1769 | -802.1236 | -913.5106 | -1823.17 | -412.1373 | -255.4276 | 10.9431 | 14.0476 | 21.9022 | 1.7227
2035 | 7105 | MW | 758.8386 | 974.1185 | 1226.2776 | 378.038 | -722.0867 | -707.7561 | -806.0388 | -1580.0807 | -360.6202 | -225.3773 | 8.2073 | 10.5357 | 0 | 5.168
2035 | 7106 | MW | 658.4041 | 845.191 | 1061.5537 | 333.5629 | -666.5416 | -684.1642 | -779.1708 | -1458.536 | -347.7409 | -217.8648 | 8.2073 | 10.5357 | 0 | 5.168
2035 | 7107 | MW | 569.129 | 730.5889 | 915.1325 | 283.5285 | -666.5416 | -660.5724 | -752.3029 | -1458.536 | -334.8616 | -210.3522 | 8.2073 | 10.5357 | 0 | 3.4454
2035 | 7108 | MW | 457.5351 | 587.3361 | 750.4087 | 233.494 | -666.5416 | -660.5724 | -752.3029 | -1458.536 | -347.7409 | -210.3522 | 5.4716 | 7.0238 | 0 | 3.4454
2035 | 7109 | MW | 390.5787 | 501.3845 | 640.5928 | 189.019 | -722.0867 | -684.1642 | -779.1708 | -1580.0807 | -360.6202 | -217.8648 | 5.4716 | 7.0238 | 0 | 3.4454
2035 | 7110 | MW | 312.463 | 401.1076 | 512.4742 | 155.6627 | -860.9495 | -802.1236 | -913.5106 | -1883.9424 | -437.8959 | -255.4276 | 5.4716 | 7.0238 | 0 | 3.4454
2035 | 7111 | MW | 245.5066 | 315.156 | 402.6583 | 116.747 | -1027.5849 | -896.4911 | -1020.9825 | -2248.5764 | -540.9303 | -285.478 | 5.4716 | 7.0238 | 0 | 1.7227
2035 | 7112 | MW | 223.1878 | 286.5054 | 384.3557 | 105.6283 | -1277.538 | -1132.4098 | -1289.6621 | -2795.5274 | -656.8439 | -360.6037 | 8.2073 | 10.5357 | 0 | 1.7227
2035 | 7113 | MW | 212.0284 | 272.1802 | 366.053 | 100.0689 | -1471.9459 | -1297.5528 | -1477.7378 | -3220.9337 | -759.8782 | -413.1918 | 8.2073 | 10.5357 | 43.8044 | 1.7227
2035 | 7114 | MW | 212.0284 | 272.1802 | 347.7504 | 105.6283 | -1638.5813 | -1415.5122 | -1612.0776 | -3585.5677 | -850.0333 | -450.7547 | 8.2073 | 10.5357 | 43.8044 | 1.7227
2035 | 7115 | MW | 223.1878 | 286.5054 | 366.053 | 116.747 | -1777.4442 | -1509.8797 | -1719.5494 | -3889.4294 | -927.309 | -480.805 | 8.2073 | 10.5357 | 43.8044 | 1.7227
2035 | 7116 | MW | 267.8254 | 343.8065 | 439.2636 | 138.9845 | -1860.7618 | -1580.6553 | -1800.1533 | -4071.7464 | -965.9469 | -503.3427 | 8.2073 | 10.5357 | 43.8044 | 1.7227
2035 | 7117 | MW | 301.3036 | 386.7823 | 494.1716 | 150.1033 | -1916.307 | -1604.2472 | -1827.0213 | -4193.2911 | -978.8262 | -510.8553 | 8.2073 | 10.5357 | 43.8044 | 1.7227
2035 | 7118 | MW | 345.9411 | 444.0834 | 567.3822 | 172.3408 | -1971.8521 | -1651.4309 | -1880.7572 | -4314.8358 | -1004.5848 | -525.8804 | 8.2073 | 10.5357 | 43.8044 | 1.7227
2035 | 7119 | MW | 435.2163 | 558.6856 | 695.5007 | 216.8159 | -1971.8521 | -1675.0228 | -1907.6252 | -4314.8358 | -1017.4641 | -533.393 | 8.2073 | 10.5357 | 43.8044 | 1.7227
2035 | 7120 | MW | 312.463 | 401.1076 | 512.4742 | 155.6627 | -1944.0795 | -1675.0228 | -1907.6252 | -4254.0634 | -1017.4641 | -533.393 | 5.4716 | 7.0238 | 0 | 0
2035 | 7121 | MW | 390.5787 | 501.3845 | 640.5928 | 194.5784 | -1832.9893 | -1627.839 | -1853.8893 | -4010.9741 | -1004.5848 | -518.3679 | -8.2073 | -10.5357 | -21.9022 | -6.8907
2035 | 7122 | MW | 446.3757 | 573.0109 | 732.106 | 227.9347 | -1721.899 | -1580.6553 | -1800.1533 | -3767.8848 | -914.4297 | -503.3427 | -8.2073 | -10.5357 | -21.9022 | -6.8907
2035 | 7123 | MW | 491.0132 | 630.312 | 805.3166 | 244.6128 | -1527.4911 | -1391.9203 | -1585.2096 | -3342.4784 | -811.3954 | -443.2421 | -8.2073 | -10.5357 | -43.8044 | -6.8907
2035 | 7124 | MW | 491.0132 | 630.312 | 805.3166 | 250.1722 | -1388.6282 | -1297.5528 | -1477.7378 | -3038.6167 | -734.1197 | -413.1918 | -10.9431 | -14.0476 | -43.8044 | -8.6134
2035 | 7125 | MW | 1071.3016 | 1375.2261 | 1720.4491 | 539.26 | -1277.538 | -1203.1854 | -1370.266 | -2795.5274 | -669.7232 | -383.1415 | -10.9431 | -14.0476 | -43.8044 | -8.6134
2035 | 7126 | MW | 1060.1422 | 1360.9008 | 1720.4491 | 539.26 | -1138.6752 | -1085.226 | -1235.9262 | -2491.6657 | -579.5681 | -345.5786 | 8.2073 | 10.5357 | 21.9022 | 0
2035 | 7127 | MW | 1004.3453 | 1289.2745 | 1628.9359 | 511.4631 | -972.0398 | -943.6748 | -1074.7184 | -2127.0317 | -489.4131 | -300.5031 | 13.6789 | 17.5595 | 0 | 3.4454
2035 | 7128 | MW | 870.4326 | 1117.3712 | 1409.3041 | 439.1912 | -833.1769 | -802.1236 | -913.5106 | -1823.17 | -412.1373 | -255.4276 | 10.9431 | 14.0476 | 0 | 1.7227
2035 | 7129 | MW | 747.6793 | 959.7932 | 1207.9749 | 378.038 | -722.0867 | -707.7561 | -806.0388 | -1580.0807 | -360.6202 | -225.3773 | 10.9431 | 14.0476 | 0 | 5.168
2035 | 7130 | MW | 647.2447 | 830.8658 | 1043.2511 | 328.0035 | -666.5416 | -684.1642 | -779.1708 | -1458.536 | -347.7409 | -217.8648 | 8.2073 | 10.5357 | 0 | 5.168
2035 | 7131 | MW | 557.9696 | 716.2636 | 896.8299 | 283.5285 | -666.5416 | -660.5724 | -752.3029 | -1458.536 | -334.8616 | -210.3522 | 8.2073 | 10.5357 | 0 | 3.4454
2035 | 7132 | MW | 457.5351 | 587.3361 | 732.106 | 233.494 | -666.5416 | -660.5724 | -752.3029 | -1458.536 | -334.8616 | -210.3522 | 5.4716 | 7.0238 | 0 | 3.4454
2035 | 7133 | MW | 390.5787 | 501.3845 | 640.5928 | 189.019 | -722.0867 | -684.1642 | -779.1708 | -1580.0807 | -360.6202 | -217.8648 | 5.4716 | 7.0238 | 0 | 3.4454
2035 | 7134 | MW | 312.463 | 401.1076 | 512.4742 | 150.1033 | -860.9495 | -778.5317 | -886.6427 | -1883.9424 | -437.8959 | -247.9151 | 5.4716 | 7.0238 | 0 | 3.4454
2035 | 7135 | MW | 234.3472 | 300.8307 | 402.6583 | 116.747 | -1027.5849 | -896.4911 | -1020.9825 | -2248.5764 | -540.9303 | -285.478 | 5.4716 | 7.0238 | 0 | 1.7227
2035 | 7136 | MW | 212.0284 | 272.1802 | 366.053 | 105.6283 | -1277.538 | -1108.8179 | -1262.7941 | -2795.5274 | -656.8439 | -353.0912 | 5.4716 | 7.0238 | 0 | 1.7227
2035 | 7137 | MW | 200.8691 | 257.8549 | 347.7504 | 105.6283 | -1499.7185 | -1273.961 | -1450.8698 | -3281.7061 | -759.8782 | -405.6792 | 8.2073 | 10.5357 | 43.8044 | 1.7227
2035 | 7138 | MW | 200.8691 | 257.8549 | 329.4477 | 111.1876 | -1694.1265 | -1415.5122 | -1612.0776 | -3707.1124 | -850.0333 | -450.7547 | 8.2073 | 10.5357 | 43.8044 | 1.7227
2035 | 7139 | MW | 223.1878 | 286.5054 | 366.053 | 116.747 | -1860.7618 | -1533.4715 | -1746.4174 | -4071.7464 | -940.1883 | -488.3176 | 8.2073 | 10.5357 | 43.8044 | 1.7227
2035 | 7140 | MW | 267.8254 | 343.8065 | 457.5663 | 138.9845 | -1971.8521 | -1604.2472 | -1827.0213 | -4314.8358 | -978.8262 | -510.8553 | 10.9431 | 14.0476 | 43.8044 | 1.7227
2035 | 7141 | MW | 301.3036 | 386.7823 | 512.4742 | 150.1033 | -2082.9424 | -1651.4309 | -1880.7572 | -4557.9251 | -1017.4641 | -525.8804 | 10.9431 | 14.0476 | 43.8044 | 1.7227
2035 | 7142 | MW | 345.9411 | 444.0834 | 585.6848 | 172.3408 | -2166.2601 | -1698.6146 | -1934.4931 | -4740.2421 | -1056.102 | -540.9056 | 10.9431 | 14.0476 | 43.8044 | 1.7227
2035 | 7143 | MW | 435.2163 | 558.6856 | 713.8034 | 222.3753 | -2194.0326 | -1698.6146 | -1934.4931 | -4801.0144 | -1068.9812 | -540.9056 | 10.9431 | 14.0476 | 43.8044 | 1.7227
2035 | 7144 | MW | 312.463 | 401.1076 | 512.4742 | 155.6627 | -2138.4875 | -1698.6146 | -1934.4931 | -4679.4698 | -1056.102 | -540.9056 | 5.4716 | 7.0238 | 0 | 0
2035 | 7145 | MW | 390.5787 | 501.3845 | 640.5928 | 200.1377 | -1999.6247 | -1651.4309 | -1880.7572 | -4375.6081 | -1030.3434 | -525.8804 | -8.2073 | -10.5357 | -21.9022 | -5.168
2035 | 7146 | MW | 446.3757 | 573.0109 | 732.106 | 233.494 | -1832.9893 | -1580.6553 | -1800.1533 | -4010.9741 | -940.1883 | -503.3427 | -10.9431 | -14.0476 | -21.9022 | -6.8907
2035 | 7147 | MW | 491.0132 | 630.312 | 787.014 | 250.1722 | -1610.8088 | -1391.9203 | -1585.2096 | -3524.7954 | -824.2747 | -443.2421 | -10.9431 | -14.0476 | -43.8044 | -6.8907
2035 | 7148 | MW | 491.0132 | 630.312 | 805.3166 | 250.1722 | -1444.1734 | -1297.5528 | -1477.7378 | -3160.1614 | -746.9989 | -413.1918 | -10.9431 | -14.0476 | -43.8044 | -6.8907
2035 | 7149 | MW | 1071.3016 | 1375.2261 | 1757.0544 | 539.26 | -1333.0831 | -1203.1854 | -1370.266 | -2917.0721 | -682.6025 | -383.1415 | -10.9431 | -14.0476 | -43.8044 | -8.6134
2035 | 7150 | MW | 1071.3016 | 1375.2261 | 1738.7518 | 539.26 | -1166.4477 | -1085.226 | -1235.9262 | -2552.4381 | -592.4474 | -345.5786 | 8.2073 | 10.5357 | 21.9022 | 1.7227
2035 | 7151 | MW | 1015.5047 | 1303.5997 | 1647.2385 | 505.9038 | -999.8123 | -920.0829 | -1047.8504 | -2187.8041 | -502.2924 | -292.9905 | 10.9431 | 14.0476 | 21.9022 | 3.4454
2035 | 7152 | MW | 881.592 | 1131.6965 | 1427.6067 | 439.1912 | -833.1769 | -802.1236 | -913.5106 | -1823.17 | -425.0166 | -255.4276 | 10.9431 | 14.0476 | 0 | 1.7227
2035 | 7153 | MW | 747.6793 | 959.7932 | 1226.2776 | 372.4786 | -694.3141 | -684.1642 | -779.1708 | -1519.3084 | -347.7409 | -217.8648 | 10.9431 | 14.0476 | 0 | 5.168
2035 | 7154 | MW | 658.4041 | 845.191 | 1061.5537 | 328.0035 | -638.769 | -636.9805 | -725.4349 | -1397.7637 | -321.9823 | -202.8396 | 8.2073 | 10.5357 | 0 | 5.168
2035 | 7155 | MW | 557.9696 | 716.2636 | 896.8299 | 283.5285 | -638.769 | -636.9805 | -725.4349 | -1397.7637 | -321.9823 | -202.8396 | 8.2073 | 10.5357 | 0 | 5.168
2035 | 7156 | MW | 468.6945 | 601.6614 | 750.4087 | 233.494 | -638.769 | -636.9805 | -725.4349 | -1397.7637 | -321.9823 | -202.8396 | 8.2073 | 10.5357 | 0 | 5.168
2035 | 7157 | MW | 401.7381 | 515.7098 | 658.8954 | 194.5784 | -666.5416 | -636.9805 | -725.4349 | -1458.536 | -334.8616 | -202.8396 | 8.2073 | 10.5357 | 0 | 5.168
2035 | 7158 | MW | 345.9411 | 444.0834 | 567.3822 | 166.7815 | -749.8593 | -707.7561 | -806.0388 | -1640.853 | -373.4995 | -225.3773 | 8.2073 | 10.5357 | 0 | 5.168
2035 | 7159 | MW | 301.3036 | 386.7823 | 494.1716 | 144.5439 | -833.1769 | -731.348 | -832.9068 | -1823.17 | -450.7752 | -232.8899 | 8.2073 | 10.5357 | 0 | 1.7227
2035 | 7160 | MW | 278.9848 | 358.1318 | 457.5663 | 138.9845 | -972.0398 | -849.3073 | -967.2466 | -2127.0317 | -528.051 | -270.4528 | 8.2073 | 10.5357 | 0 | 1.7227
2035 | 7161 | MW | 267.8254 | 343.8065 | 439.2636 | 133.4252 | -1110.9026 | -943.6748 | -1074.7184 | -2430.8934 | -592.4474 | -300.5031 | 10.9431 | 14.0476 | 43.8044 | 1.7227
2035 | 7162 | MW | 301.3036 | 386.7823 | 494.1716 | 155.6627 | -1249.7654 | -1014.4504 | -1155.3223 | -2734.7551 | -643.9646 | -323.0408 | 10.9431 | 14.0476 | 43.8044 | 1.7227
2035 | 7163 | MW | 368.2599 | 472.734 | 603.9875 | 189.019 | -1360.8557 | -1085.226 | -1235.9262 | -2977.8444 | -695.4818 | -345.5786 | 10.9431 | 14.0476 | 43.8044 | 1.7227
2035 | 7164 | MW | 446.3757 | 573.0109 | 732.106 | 222.3753 | -1471.9459 | -1132.4098 | -1289.6621 | -3220.9337 | -734.1197 | -360.6037 | 10.9431 | 14.0476 | 43.8044 | 1.7227
2035 | 7165 | MW | 502.1726 | 644.6372 | 823.6193 | 250.1722 | -1499.7185 | -1156.0016 | -1316.53 | -3281.7061 | -746.9989 | -368.1163 | 10.9431 | 14.0476 | 43.8044 | 1.7227
2035 | 7166 | MW | 546.8102 | 701.9383 | 896.8299 | 272.4097 | -1555.2636 | -1179.5935 | -1343.398 | -3403.2507 | -759.8782 | -375.6289 | 10.9431 | 14.0476 | 43.8044 | 1.7227
2035 | 7167 | MW | 312.463 | 401.1076 | 512.4742 | 161.2221 | -1583.0362 | -1203.1854 | -1370.266 | -3464.0231 | -772.7575 | -383.1415 | 10.9431 | 14.0476 | 43.8044 | 1.7227
2035 | 7168 | MW | 345.9411 | 444.0834 | 567.3822 | 177.9002 | -1583.0362 | -1226.7772 | -1397.1339 | -3464.0231 | -785.6368 | -390.654 | 5.4716 | 7.0238 | 0 | 0
2035 | 7169 | MW | 390.5787 | 501.3845 | 622.2901 | 194.5784 | -1499.7185 | -1226.7772 | -1397.1339 | -3281.7061 | -772.7575 | -390.654 | -5.4716 | -7.0238 | -21.9022 | -5.168
2035 | 7170 | MW | 401.7381 | 515.7098 | 658.8954 | 205.6971 | -1388.6282 | -1226.7772 | -1397.1339 | -3038.6167 | -721.2404 | -390.654 | -8.2073 | -10.5357 | -21.9022 | -6.8907
2035 | 7171 | MW | 412.8975 | 530.0351 | 677.1981 | 211.2565 | -1277.538 | -1156.0016 | -1316.53 | -2795.5274 | -669.7232 | -368.1163 | -8.2073 | -10.5357 | -21.9022 | -6.8907
2035 | 7172 | MW | 959.7077 | 1231.9734 | 1574.0279 | 483.6662 | -1221.9929 | -1108.8179 | -1262.7941 | -2673.9827 | -643.9646 | -353.0912 | -8.2073 | -10.5357 | -43.8044 | -6.8907
2035 | 7173 | MW | 959.7077 | 1231.9734 | 1574.0279 | 483.6662 | -1166.4477 | -1085.226 | -1235.9262 | -2552.4381 | -605.3267 | -345.5786 | -8.2073 | -10.5357 | -43.8044 | -8.6134
2035 | 7174 | MW | 937.3889 | 1203.3228 | 1519.12 | 472.5475 | -1055.3575 | -990.8585 | -1128.4543 | -2309.3487 | -540.9303 | -315.5283 | 8.2073 | 10.5357 | 21.9022 | 1.7227
2035 | 7175 | MW | 870.4326 | 1117.3712 | 1427.6067 | 439.1912 | -916.4946 | -872.8992 | -994.1145 | -2005.487 | -463.6545 | -277.9654 | 13.6789 | 17.5595 | 21.9022 | 3.4454
2035 | 7176 | MW | 769.998 | 988.4437 | 1262.8829 | 389.1567 | -777.6318 | -754.9398 | -859.7747 | -1701.6254 | -399.2581 | -240.4025 | 13.6789 | 17.5595 | 0 | 3.4454
2035 | 7177 | MW | 691.8823 | 888.1668 | 1116.4617 | 344.6817 | -694.3141 | -684.1642 | -779.1708 | -1519.3084 | -360.6202 | -217.8648 | 10.9431 | 14.0476 | 0 | 5.168
2035 | 7178 | MW | 613.7666 | 787.8899 | 1006.6458 | 305.766 | -638.769 | -636.9805 | -725.4349 | -1397.7637 | -334.8616 | -202.8396 | 8.2073 | 10.5357 | 21.9022 | 5.168
2035 | 7179 | MW | 535.6508 | 687.613 | 860.2246 | 266.8503 | -610.9964 | -613.3886 | -698.567 | -1336.9914 | -321.9823 | -195.327 | 8.2073 | 10.5357 | 0 | 5.168
2035 | 7180 | MW | 479.8539 | 615.9867 | 768.7113 | 239.0534 | -610.9964 | -589.7967 | -671.699 | -1336.9914 | -321.9823 | -187.8144 | 8.2073 | 10.5357 | 0 | 3.4454
2035 | 7181 | MW | 424.0569 | 544.3603 | 695.5007 | 211.2565 | -638.769 | -613.3886 | -698.567 | -1397.7637 | -321.9823 | -195.327 | 8.2073 | 10.5357 | 0 | 3.4454
2035 | 7182 | MW | 379.4193 | 487.0592 | 622.2901 | 183.4596 | -694.3141 | -660.5724 | -752.3029 | -1519.3084 | -360.6202 | -210.3522 | 5.4716 | 7.0238 | 0 | 3.4454
2035 | 7183 | MW | 334.7818 | 429.7582 | 549.0795 | 161.2221 | -749.8593 | -660.5724 | -752.3029 | -1640.853 | -412.1373 | -210.3522 | 8.2073 | 10.5357 | 0 | 1.7227
2035 | 7184 | MW | 312.463 | 401.1076 | 512.4742 | 155.6627 | -860.9495 | -754.9398 | -859.7747 | -1883.9424 | -463.6545 | -240.4025 | 8.2073 | 10.5357 | 0 | 1.7227
2035 | 7185 | MW | 278.9848 | 358.1318 | 457.5663 | 144.5439 | -972.0398 | -849.3073 | -967.2466 | -2127.0317 | -515.1717 | -270.4528 | 8.2073 | 10.5357 | 43.8044 | 1.7227
2035 | 7186 | MW | 301.3036 | 386.7823 | 475.8689 | 155.6627 | -1083.13 | -920.0829 | -1047.8504 | -2370.1211 | -566.6889 | -292.9905 | 8.2073 | 10.5357 | 65.7066 | 1.7227
2035 | 7187 | MW | 357.1005 | 458.4087 | 585.6848 | 183.4596 | -1138.6752 | -967.2667 | -1101.5864 | -2491.6657 | -605.3267 | -308.0157 | 10.9431 | 14.0476 | 65.7066 | 1.7227
2035 | 7188 | MW | 446.3757 | 573.0109 | 732.106 | 227.9347 | -1194.2203 | -1014.4504 | -1155.3223 | -2613.2104 | -643.9646 | -323.0408 | 10.9431 | 14.0476 | 65.7066 | 1.7227
2035 | 7189 | MW | 502.1726 | 644.6372 | 823.6193 | 255.7316 | -1249.7654 | -1061.6341 | -1209.0582 | -2734.7551 | -695.4818 | -338.066 | 10.9431 | 14.0476 | 65.7066 | 1.7227
2035 | 7190 | MW | 557.9696 | 716.2636 | 896.8299 | 277.9691 | -1277.538 | -1085.226 | -1235.9262 | -2795.5274 | -721.2404 | -345.5786 | 10.9431 | 14.0476 | 65.7066 | 1.7227
2035 | 7191 | MW | 301.3036 | 386.7823 | 494.1716 | 144.5439 | -1277.538 | -1108.8179 | -1262.7941 | -2795.5274 | -734.1197 | -353.0912 | 10.9431 | 14.0476 | 65.7066 | 1.7227
2035 | 7192 | MW | 334.7818 | 429.7582 | 549.0795 | 166.7815 | -1221.9929 | -1085.226 | -1235.9262 | -2673.9827 | -746.9989 | -345.5786 | 8.2073 | 10.5357 | 0 | 0
2035 | 7193 | MW | 368.2599 | 472.734 | 603.9875 | 183.4596 | -1166.4477 | -1061.6341 | -1209.0582 | -2552.4381 | -721.2404 | -338.066 | -8.2073 | -10.5357 | -21.9022 | -5.168
2035 | 7194 | MW | 379.4193 | 487.0592 | 622.2901 | 194.5784 | -1166.4477 | -1132.4098 | -1289.6621 | -2552.4381 | -682.6025 | -360.6037 | -8.2073 | -10.5357 | -21.9022 | -5.168
2035 | 7195 | MW | 390.5787 | 501.3845 | 640.5928 | 194.5784 | -1166.4477 | -1108.8179 | -1262.7941 | -2552.4381 | -656.8439 | -353.0912 | -8.2073 | -10.5357 | -21.9022 | -6.8907
2035 | 7196 | MW | 948.5483 | 1217.6481 | 1555.7253 | 472.5475 | -1138.6752 | -1108.8179 | -1262.7941 | -2491.6657 | -643.9646 | -353.0912 | -8.2073 | -10.5357 | -21.9022 | -6.8907
2035 | 7197 | MW | 959.7077 | 1231.9734 | 1555.7253 | 478.1068 | -1110.9026 | -1061.6341 | -1209.0582 | -2430.8934 | -605.3267 | -338.066 | -8.2073 | -10.5357 | -21.9022 | -8.6134
2035 | 7198 | MW | 926.2295 | 1188.9976 | 1500.8173 | 461.4287 | -1027.5849 | -990.8585 | -1128.4543 | -2248.5764 | -540.9303 | -315.5283 | 8.2073 | 10.5357 | 0 | 1.7227
2035 | 7199 | MW | 859.2732 | 1103.0459 | 1391.0014 | 428.0724 | -888.7221 | -872.8992 | -994.1145 | -1944.7147 | -463.6545 | -277.9654 | 13.6789 | 17.5595 | 21.9022 | 3.4454
2035 | 7200 | MW | 758.8386 | 974.1185 | 1244.5802 | 383.5973 | -749.8593 | -754.9398 | -859.7747 | -1640.853 | -386.3788 | -240.4025 | 10.9431 | 14.0476 | 21.9022 | 3.4454
2035 | 7201 | MW | 680.7229 | 873.8416 | 1098.159 | 339.1223 | -722.0867 | -684.1642 | -779.1708 | -1580.0807 | -360.6202 | -217.8648 | 8.2073 | 10.5357 | 0 | 5.168
2035 | 7202 | MW | 613.7666 | 787.8899 | 988.3431 | 305.766 | -666.5416 | -636.9805 | -725.4349 | -1458.536 | -334.8616 | -202.8396 | 8.2073 | 10.5357 | 0 | 5.168
2035 | 7203 | MW | 524.4914 | 673.2878 | 860.2246 | 261.2909 | -638.769 | -636.9805 | -725.4349 | -1397.7637 | -334.8616 | -202.8396 | 8.2073 | 10.5357 | 0 | 3.4454
2035 | 7204 | MW | 468.6945 | 601.6614 | 750.4087 | 227.9347 | -638.769 | -636.9805 | -725.4349 | -1397.7637 | -334.8616 | -202.8396 | 5.4716 | 7.0238 | 0 | 3.4454
2035 | 7205 | MW | 401.7381 | 515.7098 | 658.8954 | 200.1377 | -694.3141 | -660.5724 | -752.3029 | -1519.3084 | -347.7409 | -210.3522 | 5.4716 | 7.0238 | 0 | 3.4454
2035 | 7206 | MW | 345.9411 | 444.0834 | 567.3822 | 166.7815 | -805.4044 | -778.5317 | -886.6427 | -1762.3977 | -412.1373 | -247.9151 | 5.4716 | 7.0238 | 0 | 3.4454
2035 | 7207 | MW | 290.1442 | 372.4571 | 494.1716 | 138.9845 | -999.8123 | -872.8992 | -994.1145 | -2187.8041 | -528.051 | -277.9654 | 5.4716 | 7.0238 | 0 | 1.7227
2035 | 7208 | MW | 267.8254 | 343.8065 | 457.5663 | 133.4252 | -1249.7654 | -1085.226 | -1235.9262 | -2734.7551 | -669.7232 | -345.5786 | 8.2073 | 10.5357 | 0 | 1.7227
2035 | 7209 | MW | 256.666 | 329.4812 | 439.2636 | 127.8658 | -1444.1734 | -1273.961 | -1450.8698 | -3160.1614 | -785.6368 | -405.6792 | 8.2073 | 10.5357 | 43.8044 | 1.7227
2035 | 7210 | MW | 245.5066 | 315.156 | 402.6583 | 127.8658 | -1610.8088 | -1439.1041 | -1638.9456 | -3524.7954 | -888.6712 | -458.2672 | 8.2073 | 10.5357 | 43.8044 | 1.7227
2035 | 7211 | MW | 256.666 | 329.4812 | 420.961 | 133.4252 | -1721.899 | -1557.0634 | -1773.2854 | -3767.8848 | -953.0676 | -495.8301 | 8.2073 | 10.5357 | 43.8044 | 1.7227
2035 | 7212 | MW | 301.3036 | 386.7823 | 475.8689 | 155.6627 | -1777.4442 | -1627.839 | -1853.8893 | -3889.4294 | -991.7055 | -518.3679 | 8.2073 | 10.5357 | 43.8044 | 1.7227
2035 | 7213 | MW | 323.6224 | 415.4329 | 530.7769 | 161.2221 | -1832.9893 | -1675.0228 | -1907.6252 | -4010.9741 | -1017.4641 | -533.393 | 8.2073 | 10.5357 | 43.8044 | 1.7227
2035 | 7214 | MW | 368.2599 | 472.734 | 603.9875 | 183.4596 | -1832.9893 | -1722.2065 | -1961.3611 | -4010.9741 | -1017.4641 | -548.4182 | 8.2073 | 10.5357 | 43.8044 | 1.7227
2035 | 7215 | MW | 446.3757 | 573.0109 | 732.106 | 227.9347 | -1805.2167 | -1745.7984 | -1988.2291 | -3950.2018 | -1017.4641 | -555.9308 | 8.2073 | 10.5357 | 43.8044 | 1.7227
2035 | 7216 | MW | 323.6224 | 415.4329 | 530.7769 | 161.2221 | -1721.899 | -1675.0228 | -1907.6252 | -3767.8848 | -991.7055 | -533.393 | 5.4716 | 7.0238 | 0 | 0
2035 | 7217 | MW | 401.7381 | 515.7098 | 658.8954 | 200.1377 | -1610.8088 | -1580.6553 | -1800.1533 | -3524.7954 | -953.0676 | -503.3427 | -8.2073 | -10.5357 | -21.9022 | -6.8907
2035 | 7218 | MW | 468.6945 | 601.6614 | 768.7113 | 233.494 | -1527.4911 | -1509.8797 | -1719.5494 | -3342.4784 | -888.6712 | -480.805 | -8.2073 | -10.5357 | -21.9022 | -6.8907
2035 | 7219 | MW | 513.332 | 658.9625 | 823.6193 | 255.7316 | -1388.6282 | -1344.7366 | -1531.4737 | -3038.6167 | -772.7575 | -428.2169 | -8.2073 | -10.5357 | -43.8044 | -6.8907
2035 | 7220 | MW | 513.332 | 658.9625 | 841.9219 | 261.2909 | -1305.3105 | -1250.3691 | -1424.0019 | -2856.2997 | -708.3611 | -398.1666 | -10.9431 | -14.0476 | -43.8044 | -8.6134
2035 | 7221 | MW | 1104.7798 | 1418.2019 | 1793.6597 | 555.9382 | -1221.9929 | -1179.5935 | -1343.398 | -2673.9827 | -656.8439 | -375.6289 | -10.9431 | -14.0476 | -43.8044 | -8.6134
2035 | 7222 | MW | 1104.7798 | 1418.2019 | 1793.6597 | 550.3788 | -1110.9026 | -1061.6341 | -1209.0582 | -2430.8934 | -579.5681 | -338.066 | 8.2073 | 10.5357 | 21.9022 | 0
2035 | 7223 | MW | 1048.9828 | 1346.5755 | 1702.1465 | 522.5819 | -944.2672 | -920.0829 | -1047.8504 | -2066.2594 | -489.4131 | -292.9905 | 13.6789 | 17.5595 | 21.9022 | 3.4454
2035 | 7224 | MW | 926.2295 | 1188.9976 | 1500.8173 | 461.4287 | -805.4044 | -802.1236 | -913.5106 | -1762.3977 | -425.0166 | -255.4276 | 10.9431 | 14.0476 | 21.9022 | 1.7227
2035 | 7225 | MW | 792.3168 | 1017.0943 | 1299.4882 | 400.2755 | -722.0867 | -707.7561 | -806.0388 | -1580.0807 | -360.6202 | -225.3773 | 8.2073 | 10.5357 | 0 | 3.4454
2035 | 7226 | MW | 703.0417 | 902.4921 | 1134.7643 | 355.8004 | -666.5416 | -660.5724 | -752.3029 | -1458.536 | -334.8616 | -210.3522 | 8.2073 | 10.5357 | 0 | 5.168
2035 | 7227 | MW | 613.7666 | 787.8899 | 988.3431 | 311.3254 | -638.769 | -636.9805 | -725.4349 | -1397.7637 | -321.9823 | -202.8396 | 5.4716 | 7.0238 | 0 | 3.4454
2035 | 7228 | MW | 524.4914 | 673.2878 | 841.9219 | 261.2909 | -666.5416 | -636.9805 | -725.4349 | -1458.536 | -334.8616 | -202.8396 | 5.4716 | 7.0238 | 0 | 3.4454
2035 | 7229 | MW | 446.3757 | 573.0109 | 732.106 | 216.8159 | -694.3141 | -660.5724 | -752.3029 | -1519.3084 | -347.7409 | -210.3522 | 5.4716 | 7.0238 | 0 | 3.4454
2035 | 7230 | MW | 368.2599 | 472.734 | 603.9875 | 177.9002 | -805.4044 | -778.5317 | -886.6427 | -1762.3977 | -412.1373 | -247.9151 | 5.4716 | 7.0238 | 0 | 3.4454
2035 | 7231 | MW | 278.9848 | 358.1318 | 475.8689 | 133.4252 | -999.8123 | -872.8992 | -994.1145 | -2187.8041 | -528.051 | -277.9654 | 5.4716 | 7.0238 | 0 | 1.7227
2035 | 7232 | MW | 245.5066 | 315.156 | 420.961 | 116.747 | -1221.9929 | -1085.226 | -1235.9262 | -2673.9827 | -669.7232 | -345.5786 | 8.2073 | 10.5357 | 0 | 1.7227
2035 | 7233 | MW | 223.1878 | 286.5054 | 384.3557 | 111.1876 | -1444.1734 | -1273.961 | -1450.8698 | -3160.1614 | -785.6368 | -405.6792 | 8.2073 | 10.5357 | 43.8044 | 1.7227
2035 | 7234 | MW | 212.0284 | 272.1802 | 347.7504 | 111.1876 | -1583.0362 | -1439.1041 | -1638.9456 | -3464.0231 | -875.7919 | -458.2672 | 8.2073 | 10.5357 | 43.8044 | 1.7227
2035 | 7235 | MW | 234.3472 | 300.8307 | 384.3557 | 116.747 | -1721.899 | -1557.0634 | -1773.2854 | -3767.8848 | -940.1883 | -495.8301 | 8.2073 | 10.5357 | 43.8044 | 1.7227
2035 | 7236 | MW | 278.9848 | 358.1318 | 457.5663 | 138.9845 | -1777.4442 | -1651.4309 | -1880.7572 | -3889.4294 | -978.8262 | -525.8804 | 8.2073 | 10.5357 | 43.8044 | 1.7227
2035 | 7237 | MW | 301.3036 | 386.7823 | 512.4742 | 150.1033 | -1832.9893 | -1722.2065 | -1961.3611 | -4010.9741 | -1017.4641 | -548.4182 | 8.2073 | 10.5357 | 43.8044 | 1.7227
2035 | 7238 | MW | 357.1005 | 458.4087 | 585.6848 | 172.3408 | -1832.9893 | -1769.3902 | -2015.097 | -4010.9741 | -1017.4641 | -563.4433 | 8.2073 | 10.5357 | 43.8044 | 1.7227
2035 | 7239 | MW | 435.2163 | 558.6856 | 713.8034 | 216.8159 | -1832.9893 | -1745.7984 | -1988.2291 | -4010.9741 | -1017.4641 | -555.9308 | 8.2073 | 10.5357 | 43.8044 | 1.7227
2035 | 7240 | MW | 312.463 | 401.1076 | 512.4742 | 155.6627 | -1749.6716 | -1698.6146 | -1934.4931 | -3828.6571 | -991.7055 | -540.9056 | 5.4716 | 7.0238 | 0 | 0
2035 | 7241 | MW | 390.5787 | 501.3845 | 640.5928 | 194.5784 | -1638.5813 | -1604.2472 | -1827.0213 | -3585.5677 | -940.1883 | -510.8553 | -8.2073 | -10.5357 | -21.9022 | -8.6134
2035 | 7242 | MW | 446.3757 | 573.0109 | 732.106 | 222.3753 | -1555.2636 | -1557.0634 | -1773.2854 | -3403.2507 | -875.7919 | -495.8301 | -10.9431 | -14.0476 | -43.8044 | -8.6134
2035 | 7243 | MW | 491.0132 | 630.312 | 805.3166 | 244.6128 | -1416.4008 | -1391.9203 | -1585.2096 | -3099.3891 | -772.7575 | -443.2421 | -10.9431 | -14.0476 | -43.8044 | -8.6134
2035 | 7244 | MW | 502.1726 | 644.6372 | 823.6193 | 244.6128 | -1333.0831 | -1273.961 | -1450.8698 | -2917.0721 | -708.3611 | -405.6792 | -10.9431 | -14.0476 | -43.8044 | -8.6134
2035 | 7245 | MW | 1082.461 | 1389.5514 | 1757.0544 | 544.8194 | -1249.7654 | -1203.1854 | -1370.266 | -2734.7551 | -643.9646 | -383.1415 | -13.6789 | -17.5595 | -43.8044 | -8.6134
2035 | 7246 | MW | 1071.3016 | 1375.2261 | 1757.0544 | 539.26 | -1110.9026 | -1061.6341 | -1209.0582 | -2430.8934 | -579.5681 | -338.066 | 8.2073 | 10.5357 | 21.9022 | 0
2035 | 7247 | MW | 1015.5047 | 1303.5997 | 1665.5412 | 511.4631 | -944.2672 | -920.0829 | -1047.8504 | -2066.2594 | -489.4131 | -292.9905 | 13.6789 | 17.5595 | 21.9022 | 1.7227
2035 | 7248 | MW | 926.2295 | 1188.9976 | 1519.12 | 466.9881 | -805.4044 | -802.1236 | -913.5106 | -1762.3977 | -412.1373 | -255.4276 | 10.9431 | 14.0476 | 21.9022 | 1.7227
2035 | 7249 | MW | 836.9544 | 1074.3954 | 1354.3961 | 422.513 | -694.3141 | -707.7561 | -806.0388 | -1519.3084 | -360.6202 | -225.3773 | 8.2073 | 10.5357 | 0 | 5.168
2035 | 7250 | MW | 725.3605 | 931.1427 | 1189.6723 | 361.3598 | -666.5416 | -660.5724 | -752.3029 | -1458.536 | -334.8616 | -210.3522 | 8.2073 | 10.5357 | 0 | 5.168
2035 | 7251 | MW | 613.7666 | 787.8899 | 1006.6458 | 305.766 | -638.769 | -636.9805 | -725.4349 | -1397.7637 | -321.9823 | -202.8396 | 5.4716 | 7.0238 | 0 | 3.4454
2035 | 7252 | MW | 513.332 | 658.9625 | 841.9219 | 250.1722 | -638.769 | -636.9805 | -725.4349 | -1397.7637 | -321.9823 | -202.8396 | 5.4716 | 7.0238 | 0 | 3.4454
2035 | 7253 | MW | 424.0569 | 544.3603 | 695.5007 | 205.6971 | -694.3141 | -660.5724 | -752.3029 | -1519.3084 | -347.7409 | -210.3522 | 5.4716 | 7.0238 | 0 | 3.4454
2035 | 7254 | MW | 345.9411 | 444.0834 | 567.3822 | 166.7815 | -805.4044 | -778.5317 | -886.6427 | -1762.3977 | -412.1373 | -247.9151 | 5.4716 | 7.0238 | 0 | 3.4454
2035 | 7255 | MW | 267.8254 | 343.8065 | 439.2636 | 138.9845 | -999.8123 | -872.8992 | -994.1145 | -2187.8041 | -515.1717 | -277.9654 | 5.4716 | 7.0238 | 0 | 1.7227
2035 | 7256 | MW | 245.5066 | 315.156 | 384.3557 | 127.8658 | -1221.9929 | -1108.8179 | -1262.7941 | -2673.9827 | -643.9646 | -353.0912 | 8.2073 | 10.5357 | 0 | 1.7227
2035 | 7257 | MW | 212.0284 | 272.1802 | 347.7504 | 105.6283 | -1444.1734 | -1297.5528 | -1477.7378 | -3160.1614 | -759.8782 | -413.1918 | 8.2073 | 10.5357 | 43.8044 | 1.7227
2035 | 7258 | MW | 200.8691 | 257.8549 | 347.7504 | 105.6283 | -1638.5813 | -1462.6959 | -1665.8135 | -3585.5677 | -862.9126 | -465.7798 | 8.2073 | 10.5357 | 43.8044 | 1.7227
2035 | 7259 | MW | 212.0284 | 272.1802 | 347.7504 | 111.1876 | -1777.4442 | -1604.2472 | -1827.0213 | -3889.4294 | -927.309 | -510.8553 | 8.2073 | 10.5357 | 43.8044 | 1.7227
2035 | 7260 | MW | 278.9848 | 358.1318 | 457.5663 | 133.4252 | -1860.7618 | -1722.2065 | -1961.3611 | -4071.7464 | -978.8262 | -548.4182 | 8.2073 | 10.5357 | 43.8044 | 1.7227
2035 | 7261 | MW | 312.463 | 401.1076 | 494.1716 | 161.2221 | -1944.0795 | -1816.574 | -2068.8329 | -4254.0634 | -991.7055 | -578.4685 | 8.2073 | 10.5357 | 43.8044 | 1.7227
2035 | 7262 | MW | 345.9411 | 444.0834 | 567.3822 | 183.4596 | -1971.8521 | -1887.3496 | -2149.4368 | -4314.8358 | -1004.5848 | -601.0062 | 8.2073 | 10.5357 | 43.8044 | 1.7227
2035 | 7263 | MW | 435.2163 | 558.6856 | 695.5007 | 227.9347 | -1944.0795 | -1887.3496 | -2149.4368 | -4254.0634 | -1004.5848 | -601.0062 | 8.2073 | 10.5357 | 43.8044 | 1.7227
2035 | 7264 | MW | 245.5066 | 315.156 | 402.6583 | 122.3064 | -1860.7618 | -1840.1659 | -2095.7009 | -4071.7464 | -991.7055 | -585.9811 | 5.4716 | 7.0238 | 0 | 0
2035 | 7265 | MW | 312.463 | 401.1076 | 512.4742 | 150.1033 | -1721.899 | -1722.2065 | -1961.3611 | -3767.8848 | -953.0676 | -548.4182 | -8.2073 | -10.5357 | -21.9022 | -6.8907
2035 | 7266 | MW | 357.1005 | 458.4087 | 585.6848 | 172.3408 | -1638.5813 | -1651.4309 | -1880.7572 | -3585.5677 | -888.6712 | -525.8804 | -8.2073 | -10.5357 | -43.8044 | -6.8907
2035 | 7267 | MW | 379.4193 | 487.0592 | 640.5928 | 189.019 | -1471.9459 | -1439.1041 | -1638.9456 | -3220.9337 | -798.5161 | -458.2672 | -10.9431 | -14.0476 | -43.8044 | -6.8907
2035 | 7268 | MW | 379.4193 | 487.0592 | 622.2901 | 183.4596 | -1360.8557 | -1297.5528 | -1477.7378 | -2977.8444 | -721.2404 | -413.1918 | -10.9431 | -14.0476 | -43.8044 | -8.6134
2035 | 7269 | MW | 1082.461 | 1389.5514 | 1757.0544 | 539.26 | -1249.7654 | -1203.1854 | -1370.266 | -2734.7551 | -656.8439 | -383.1415 | -13.6789 | -17.5595 | -43.8044 | -8.6134
2035 | 7270 | MW | 1082.461 | 1389.5514 | 1757.0544 | 539.26 | -1138.6752 | -1085.226 | -1235.9262 | -2491.6657 | -579.5681 | -345.5786 | 8.2073 | 10.5357 | 21.9022 | 0
2035 | 7271 | MW | 1015.5047 | 1303.5997 | 1665.5412 | 505.9038 | -972.0398 | -920.0829 | -1047.8504 | -2127.0317 | -489.4131 | -292.9905 | 10.9431 | 14.0476 | 0 | 3.4454
2035 | 7272 | MW | 926.2295 | 1188.9976 | 1519.12 | 461.4287 | -805.4044 | -802.1236 | -913.5106 | -1762.3977 | -412.1373 | -255.4276 | 10.9431 | 14.0476 | 0 | 1.7227
2035 | 7273 | MW | 836.9544 | 1074.3954 | 1354.3961 | 416.9536 | -722.0867 | -707.7561 | -806.0388 | -1580.0807 | -360.6202 | -225.3773 | 10.9431 | 14.0476 | 21.9022 | 6.8907
2035 | 7274 | MW | 725.3605 | 931.1427 | 1189.6723 | 355.8004 | -666.5416 | -660.5724 | -752.3029 | -1458.536 | -334.8616 | -210.3522 | 8.2073 | 10.5357 | 0 | 5.168
2035 | 7275 | MW | 613.7666 | 787.8899 | 1006.6458 | 300.2066 | -638.769 | -636.9805 | -725.4349 | -1397.7637 | -321.9823 | -202.8396 | 8.2073 | 10.5357 | 0 | 5.168
2035 | 7276 | MW | 502.1726 | 644.6372 | 823.6193 | 244.6128 | -638.769 | -636.9805 | -725.4349 | -1397.7637 | -321.9823 | -202.8396 | 8.2073 | 10.5357 | 0 | 3.4454
2035 | 7277 | MW | 412.8975 | 530.0351 | 677.1981 | 200.1377 | -694.3141 | -660.5724 | -752.3029 | -1519.3084 | -347.7409 | -210.3522 | 5.4716 | 7.0238 | 0 | 3.4454
2035 | 7278 | MW | 334.7818 | 429.7582 | 549.0795 | 161.2221 | -805.4044 | -754.9398 | -859.7747 | -1762.3977 | -412.1373 | -240.4025 | 5.4716 | 7.0238 | 0 | 3.4454
2035 | 7279 | MW | 267.8254 | 343.8065 | 439.2636 | 133.4252 | -999.8123 | -849.3073 | -967.2466 | -2187.8041 | -515.1717 | -270.4528 | 5.4716 | 7.0238 | 0 | 1.7227
2035 | 7280 | MW | 234.3472 | 300.8307 | 384.3557 | 122.3064 | -1249.7654 | -1085.226 | -1235.9262 | -2734.7551 | -643.9646 | -345.5786 | 5.4716 | 7.0238 | 0 | 1.7227
2035 | 7281 | MW | 200.8691 | 257.8549 | 329.4477 | 105.6283 | -1471.9459 | -1297.5528 | -1477.7378 | -3220.9337 | -759.8782 | -413.1918 | 8.2073 | 10.5357 | 43.8044 | 1.7227
2035 | 7282 | MW | 200.8691 | 257.8549 | 329.4477 | 105.6283 | -1666.3539 | -1486.2878 | -1692.6815 | -3646.3401 | -850.0333 | -473.2924 | 8.2073 | 10.5357 | 43.8044 | 1.7227
2035 | 7283 | MW | 212.0284 | 272.1802 | 347.7504 | 111.1876 | -1832.9893 | -1627.839 | -1853.8893 | -4010.9741 | -914.4297 | -518.3679 | 10.9431 | 14.0476 | 43.8044 | 1.7227
2035 | 7284 | MW | 267.8254 | 343.8065 | 439.2636 | 138.9845 | -1888.5344 | -1722.2065 | -1961.3611 | -4132.5188 | -978.8262 | -548.4182 | 10.9431 | 14.0476 | 43.8044 | 1.7227
2035 | 7285 | MW | 301.3036 | 386.7823 | 494.1716 | 161.2221 | -1944.0795 | -1816.574 | -2068.8329 | -4254.0634 | -1017.4641 | -578.4685 | 10.9431 | 14.0476 | 43.8044 | 1.7227
2035 | 7286 | MW | 345.9411 | 444.0834 | 567.3822 | 189.019 | -1944.0795 | -1863.7577 | -2122.5689 | -4254.0634 | -1030.3434 | -593.4936 | 10.9431 | 14.0476 | 65.7066 | 1.7227
2035 | 7287 | MW | 435.2163 | 558.6856 | 695.5007 | 233.494 | -1916.307 | -1887.3496 | -2149.4368 | -4193.2911 | -1030.3434 | -601.0062 | 10.9431 | 14.0476 | 65.7066 | 1.7227
2035 | 7288 | MW | 245.5066 | 315.156 | 402.6583 | 127.8658 | -1832.9893 | -1840.1659 | -2095.7009 | -4010.9741 | -1004.5848 | -585.9811 | 8.2073 | 10.5357 | 0 | 0
2035 | 7289 | MW | 312.463 | 401.1076 | 512.4742 | 155.6627 | -1721.899 | -1722.2065 | -1961.3611 | -3767.8848 | -965.9469 | -548.4182 | -8.2073 | -10.5357 | -43.8044 | -6.8907
2035 | 7290 | MW | 368.2599 | 472.734 | 603.9875 | 177.9002 | -1610.8088 | -1651.4309 | -1880.7572 | -3524.7954 | -901.5504 | -525.8804 | -8.2073 | -10.5357 | -43.8044 | -6.8907
2035 | 7291 | MW | 390.5787 | 501.3845 | 640.5928 | 189.019 | -1471.9459 | -1462.6959 | -1665.8135 | -3220.9337 | -798.5161 | -465.7798 | -10.9431 | -14.0476 | -43.8044 | -6.8907
2035 | 7292 | MW | 379.4193 | 487.0592 | 640.5928 | 189.019 | -1360.8557 | -1344.7366 | -1531.4737 | -2977.8444 | -721.2404 | -428.2169 | -10.9431 | -14.0476 | -43.8044 | -8.6134
2035 | 7293 | MW | 1071.3016 | 1375.2261 | 1757.0544 | 539.26 | -1249.7654 | -1250.3691 | -1424.0019 | -2734.7551 | -656.8439 | -398.1666 | -10.9431 | -14.0476 | -43.8044 | -8.6134
2035 | 7294 | MW | 1071.3016 | 1375.2261 | 1757.0544 | 539.26 | -1138.6752 | -1108.8179 | -1262.7941 | -2491.6657 | -579.5681 | -353.0912 | 8.2073 | 10.5357 | 0 | 0
2035 | 7295 | MW | 1015.5047 | 1303.5997 | 1647.2385 | 511.4631 | -972.0398 | -967.2667 | -1101.5864 | -2127.0317 | -489.4131 | -308.0157 | 13.6789 | 17.5595 | 21.9022 | 3.4454
2035 | 7296 | MW | 926.2295 | 1188.9976 | 1500.8173 | 461.4287 | -833.1769 | -825.7154 | -940.3786 | -1823.17 | -412.1373 | -262.9402 | 10.9431 | 14.0476 | 21.9022 | 1.7227
2035 | 7297 | MW | 825.795 | 1060.0701 | 1354.3961 | 416.9536 | -722.0867 | -707.7561 | -806.0388 | -1580.0807 | -360.6202 | -225.3773 | 8.2073 | 10.5357 | 0 | 3.4454
2035 | 7298 | MW | 714.2011 | 916.8174 | 1171.3696 | 355.8004 | -666.5416 | -660.5724 | -752.3029 | -1458.536 | -334.8616 | -210.3522 | 8.2073 | 10.5357 | 0 | 3.4454
2035 | 7299 | MW | 602.6072 | 773.5647 | 988.3431 | 300.2066 | -638.769 | -636.9805 | -725.4349 | -1397.7637 | -321.9823 | -202.8396 | 8.2073 | 10.5357 | 0 | 3.4454
2035 | 7300 | MW | 502.1726 | 644.6372 | 805.3166 | 244.6128 | -666.5416 | -636.9805 | -725.4349 | -1458.536 | -334.8616 | -202.8396 | 8.2073 | 10.5357 | 0 | 3.4454
2035 | 7301 | MW | 412.8975 | 530.0351 | 677.1981 | 200.1377 | -694.3141 | -660.5724 | -752.3029 | -1519.3084 | -347.7409 | -210.3522 | 8.2073 | 10.5357 | 0 | 3.4454
2035 | 7302 | MW | 334.7818 | 429.7582 | 549.0795 | 161.2221 | -805.4044 | -778.5317 | -886.6427 | -1762.3977 | -412.1373 | -247.9151 | 8.2073 | 10.5357 | 0 | 3.4454
2035 | 7303 | MW | 267.8254 | 343.8065 | 439.2636 | 138.9845 | -999.8123 | -872.8992 | -994.1145 | -2187.8041 | -502.2924 | -277.9654 | 8.2073 | 10.5357 | 21.9022 | 3.4454
2035 | 7304 | MW | 234.3472 | 300.8307 | 384.3557 | 127.8658 | -1221.9929 | -1061.6341 | -1209.0582 | -2673.9827 | -618.206 | -338.066 | 10.9431 | 14.0476 | 21.9022 | 3.4454
2035 | 7305 | MW | 200.8691 | 257.8549 | 329.4477 | 105.6283 | -1444.1734 | -1250.3691 | -1424.0019 | -3160.1614 | -708.3611 | -398.1666 | 10.9431 | 14.0476 | 65.7066 | 3.4454
2035 | 7306 | MW | 200.8691 | 257.8549 | 329.4477 | 100.0689 | -1638.5813 | -1368.3285 | -1558.3417 | -3585.5677 | -798.5161 | -435.7295 | 10.9431 | 14.0476 | 43.8044 | 5.168
2035 | 7307 | MW | 212.0284 | 272.1802 | 347.7504 | 111.1876 | -1777.4442 | -1462.6959 | -1665.8135 | -3889.4294 | -875.7919 | -465.7798 | 10.9431 | 14.0476 | 43.8044 | 5.168
2035 | 7308 | MW | 267.8254 | 343.8065 | 439.2636 | 133.4252 | -1888.5344 | -1509.8797 | -1719.5494 | -4132.5188 | -927.309 | -480.805 | 8.2073 | 10.5357 | 43.8044 | 5.168
2035 | 7309 | MW | 301.3036 | 386.7823 | 494.1716 | 155.6627 | -1971.8521 | -1557.0634 | -1773.2854 | -4314.8358 | -965.9469 | -495.8301 | 8.2073 | 10.5357 | 43.8044 | 5.168
2035 | 7310 | MW | 345.9411 | 444.0834 | 567.3822 | 183.4596 | -1999.6247 | -1580.6553 | -1800.1533 | -4375.6081 | -978.8262 | -503.3427 | 8.2073 | 10.5357 | 43.8044 | 5.168
2035 | 7311 | MW | 435.2163 | 558.6856 | 695.5007 | 227.9347 | -1944.0795 | -1557.0634 | -1773.2854 | -4254.0634 | -978.8262 | -495.8301 | 8.2073 | 10.5357 | 43.8044 | 1.7227
2035 | 7312 | MW | 256.666 | 329.4812 | 402.6583 | 127.8658 | -1860.7618 | -1509.8797 | -1719.5494 | -4071.7464 | -953.0676 | -480.805 | 5.4716 | 7.0238 | 0 | 1.7227
2035 | 7313 | MW | 312.463 | 401.1076 | 512.4742 | 155.6627 | -1749.6716 | -1439.1041 | -1638.9456 | -3828.6571 | -901.5504 | -458.2672 | -8.2073 | -10.5357 | -21.9022 | -6.8907
2035 | 7314 | MW | 368.2599 | 472.734 | 603.9875 | 183.4596 | -1666.3539 | -1439.1041 | -1638.9456 | -3646.3401 | -837.154 | -458.2672 | -10.9431 | -14.0476 | -43.8044 | -8.6134
2035 | 7315 | MW | 390.5787 | 501.3845 | 658.8954 | 194.5784 | -1499.7185 | -1321.1447 | -1504.6058 | -3281.7061 | -759.8782 | -420.7044 | -13.6789 | -17.5595 | -43.8044 | -8.6134
2035 | 7316 | MW | 390.5787 | 501.3845 | 640.5928 | 189.019 | -1360.8557 | -1226.7772 | -1397.1339 | -2977.8444 | -695.4818 | -390.654 | -13.6789 | -17.5595 | -43.8044 | -8.6134
2035 | 7317 | MW | 1071.3016 | 1375.2261 | 1757.0544 | 533.7007 | -1277.538 | -1156.0016 | -1316.53 | -2795.5274 | -643.9646 | -368.1163 | -13.6789 | -17.5595 | -43.8044 | -8.6134
2035 | 7318 | MW | 1071.3016 | 1375.2261 | 1757.0544 | 533.7007 | -1138.6752 | -1061.6341 | -1209.0582 | -2491.6657 | -579.5681 | -338.066 | 8.2073 | 10.5357 | 21.9022 | 0
2035 | 7319 | MW | 1015.5047 | 1303.5997 | 1647.2385 | 505.9038 | -972.0398 | -920.0829 | -1047.8504 | -2127.0317 | -489.4131 | -292.9905 | 10.9431 | 14.0476 | 21.9022 | 1.7227
2035 | 7320 | MW | 926.2295 | 1188.9976 | 1500.8173 | 461.4287 | -833.1769 | -802.1236 | -913.5106 | -1823.17 | -412.1373 | -255.4276 | 10.9431 | 14.0476 | 0 | 1.7227
2035 | 7321 | MW | 825.795 | 1060.0701 | 1354.3961 | 416.9536 | -666.5416 | -684.1642 | -779.1708 | -1458.536 | -334.8616 | -217.8648 | 10.9431 | 14.0476 | 21.9022 | 3.4454
2035 | 7322 | MW | 714.2011 | 916.8174 | 1171.3696 | 355.8004 | -638.769 | -636.9805 | -725.4349 | -1397.7637 | -321.9823 | -202.8396 | 8.2073 | 10.5357 | 0 | 3.4454
2035 | 7323 | MW | 602.6072 | 773.5647 | 988.3431 | 300.2066 | -610.9964 | -613.3886 | -698.567 | -1336.9914 | -309.103 | -195.327 | 8.2073 | 10.5357 | 0 | 3.4454
2035 | 7324 | MW | 502.1726 | 644.6372 | 823.6193 | 250.1722 | -610.9964 | -613.3886 | -698.567 | -1336.9914 | -309.103 | -195.327 | 8.2073 | 10.5357 | 0 | 3.4454
2035 | 7325 | MW | 424.0569 | 544.3603 | 695.5007 | 205.6971 | -638.769 | -636.9805 | -725.4349 | -1397.7637 | -321.9823 | -202.8396 | 8.2073 | 10.5357 | 0 | 3.4454
2035 | 7326 | MW | 368.2599 | 472.734 | 603.9875 | 177.9002 | -694.3141 | -684.1642 | -779.1708 | -1519.3084 | -347.7409 | -217.8648 | 8.2073 | 10.5357 | 0 | 3.4454
2035 | 7327 | MW | 323.6224 | 415.4329 | 530.7769 | 155.6627 | -777.6318 | -707.7561 | -806.0388 | -1701.6254 | -412.1373 | -225.3773 | 10.9431 | 14.0476 | 21.9022 | 3.4454
2035 | 7328 | MW | 290.1442 | 372.4571 | 475.8689 | 138.9845 | -944.2672 | -849.3073 | -967.2466 | -2066.2594 | -476.5338 | -270.4528 | 13.6789 | 17.5595 | 21.9022 | 3.4454
2035 | 7329 | MW | 267.8254 | 343.8065 | 457.5663 | 122.3064 | -1110.9026 | -943.6748 | -1074.7184 | -2430.8934 | -528.051 | -300.5031 | 13.6789 | 17.5595 | 65.7066 | 5.168
2035 | 7330 | MW | 312.463 | 401.1076 | 512.4742 | 150.1033 | -1221.9929 | -1014.4504 | -1155.3223 | -2673.9827 | -579.5681 | -323.0408 | 10.9431 | 14.0476 | 65.7066 | 5.168
2035 | 7331 | MW | 368.2599 | 472.734 | 603.9875 | 183.4596 | -1333.0831 | -1085.226 | -1235.9262 | -2917.0721 | -618.206 | -345.5786 | 10.9431 | 14.0476 | 65.7066 | 5.168
2035 | 7332 | MW | 457.5351 | 587.3361 | 750.4087 | 227.9347 | -1388.6282 | -1132.4098 | -1289.6621 | -3038.6167 | -656.8439 | -360.6037 | 10.9431 | 14.0476 | 65.7066 | 5.168
2035 | 7333 | MW | 502.1726 | 644.6372 | 823.6193 | 250.1722 | -1444.1734 | -1156.0016 | -1316.53 | -3160.1614 | -695.4818 | -368.1163 | 10.9431 | 14.0476 | 65.7066 | 5.168
2035 | 7334 | MW | 535.6508 | 687.613 | 878.5272 | 266.8503 | -1471.9459 | -1179.5935 | -1343.398 | -3220.9337 | -721.2404 | -375.6289 | 10.9431 | 14.0476 | 65.7066 | 5.168
2035 | 7335 | MW | 234.3472 | 300.8307 | 384.3557 | 116.747 | -1471.9459 | -1156.0016 | -1316.53 | -3220.9337 | -721.2404 | -368.1163 | 10.9431 | 14.0476 | 65.7066 | 1.7227
2035 | 7336 | MW | 267.8254 | 343.8065 | 439.2636 | 133.4252 | -1416.4008 | -1108.8179 | -1262.7941 | -3099.3891 | -708.3611 | -353.0912 | 5.4716 | 7.0238 | 0 | 1.7227
2035 | 7337 | MW | 290.1442 | 372.4571 | 475.8689 | 138.9845 | -1333.0831 | -1085.226 | -1235.9262 | -2917.0721 | -682.6025 | -345.5786 | -8.2073 | -10.5357 | -21.9022 | -6.8907
2035 | 7338 | MW | 290.1442 | 372.4571 | 475.8689 | 138.9845 | -1305.3105 | -1156.0016 | -1316.53 | -2856.2997 | -656.8439 | -368.1163 | -10.9431 | -14.0476 | -21.9022 | -6.8907
2035 | 7339 | MW | 278.9848 | 358.1318 | 475.8689 | 138.9845 | -1249.7654 | -1108.8179 | -1262.7941 | -2734.7551 | -618.206 | -353.0912 | -10.9431 | -14.0476 | -21.9022 | -8.6134
2035 | 7340 | MW | 948.5483 | 1217.6481 | 1555.7253 | 472.5475 | -1194.2203 | -1085.226 | -1235.9262 | -2613.2104 | -605.3267 | -345.5786 | -10.9431 | -14.0476 | -21.9022 | -6.8907
2035 | 7341 | MW | 948.5483 | 1217.6481 | 1555.7253 | 472.5475 | -1138.6752 | -1061.6341 | -1209.0582 | -2491.6657 | -579.5681 | -338.066 | -10.9431 | -14.0476 | -21.9022 | -6.8907
2035 | 7342 | MW | 915.0701 | 1174.6723 | 1500.8173 | 450.3099 | -1027.5849 | -990.8585 | -1128.4543 | -2248.5764 | -515.1717 | -315.5283 | 10.9431 | 14.0476 | 0 | 0
2035 | 7343 | MW | 870.4326 | 1117.3712 | 1427.6067 | 428.0724 | -888.7221 | -872.8992 | -994.1145 | -1944.7147 | -450.7752 | -277.9654 | 13.6789 | 17.5595 | 21.9022 | 1.7227
2035 | 7344 | MW | 814.6356 | 1045.7448 | 1336.0935 | 400.2755 | -749.8593 | -754.9398 | -859.7747 | -1640.853 | -386.3788 | -240.4025 | 10.9431 | 14.0476 | 21.9022 | 1.7227
2035 | 7345 | MW | 725.3605 | 931.1427 | 1189.6723 | 355.8004 | -666.5416 | -660.5724 | -752.3029 | -1458.536 | -334.8616 | -210.3522 | 10.9431 | 14.0476 | 0 | 3.4454
2035 | 7346 | MW | 636.0853 | 816.5405 | 1043.2511 | 316.8848 | -610.9964 | -636.9805 | -725.4349 | -1336.9914 | -321.9823 | -202.8396 | 8.2073 | 10.5357 | 0 | 3.4454
2035 | 7347 | MW | 546.8102 | 701.9383 | 896.8299 | 272.4097 | -610.9964 | -613.3886 | -698.567 | -1336.9914 | -309.103 | -195.327 | 8.2073 | 10.5357 | 0 | 3.4454
2035 | 7348 | MW | 546.8102 | 701.9383 | 896.8299 | 272.4097 | -610.9964 | -613.3886 | -698.567 | -1336.9914 | -309.103 | -195.327 | 8.2073 | 10.5357 | 0 | 3.4454
2035 | 7349 | MW | 491.0132 | 630.312 | 787.014 | 244.6128 | -610.9964 | -613.3886 | -698.567 | -1336.9914 | -309.103 | -195.327 | 8.2073 | 10.5357 | 0 | 3.4454
2035 | 7350 | MW | 435.2163 | 558.6856 | 695.5007 | 222.3753 | -666.5416 | -660.5724 | -752.3029 | -1458.536 | -334.8616 | -210.3522 | 8.2073 | 10.5357 | 0 | 3.4454
2035 | 7351 | MW | 390.5787 | 501.3845 | 622.2901 | 200.1377 | -722.0867 | -660.5724 | -752.3029 | -1580.0807 | -386.3788 | -210.3522 | 10.9431 | 14.0476 | 0 | 3.4454
2035 | 7352 | MW | 345.9411 | 444.0834 | 549.0795 | 183.4596 | -805.4044 | -731.348 | -832.9068 | -1762.3977 | -437.8959 | -232.8899 | 10.9431 | 14.0476 | 0 | 5.168
2035 | 7353 | MW | 312.463 | 401.1076 | 494.1716 | 155.6627 | -916.4946 | -825.7154 | -940.3786 | -2005.487 | -476.5338 | -262.9402 | 13.6789 | 17.5595 | 43.8044 | 5.168
2035 | 7354 | MW | 290.1442 | 372.4571 | 475.8689 | 144.5439 | -1027.5849 | -896.4911 | -1020.9825 | -2248.5764 | -515.1717 | -285.478 | 13.6789 | 17.5595 | 43.8044 | 5.168
2035 | 7355 | MW | 323.6224 | 415.4329 | 512.4742 | 166.7815 | -1138.6752 | -943.6748 | -1074.7184 | -2491.6657 | -553.8096 | -300.5031 | 13.6789 | 17.5595 | 43.8044 | 5.168
2035 | 7356 | MW | 379.4193 | 487.0592 | 603.9875 | 205.6971 | -1221.9929 | -967.2667 | -1101.5864 | -2673.9827 | -592.4474 | -308.0157 | 13.6789 | 17.5595 | 43.8044 | 5.168
2035 | 7357 | MW | 457.5351 | 587.3361 | 732.106 | 233.494 | -1277.538 | -1014.4504 | -1155.3223 | -2795.5274 | -618.206 | -323.0408 | 13.6789 | 17.5595 | 43.8044 | 5.168
2035 | 7358 | MW | 502.1726 | 644.6372 | 805.3166 | 255.7316 | -1305.3105 | -1014.4504 | -1155.3223 | -2856.2997 | -631.0853 | -323.0408 | 10.9431 | 14.0476 | 43.8044 | 5.168
2035 | 7359 | MW | 535.6508 | 687.613 | 878.5272 | 272.4097 | -1305.3105 | -990.8585 | -1128.4543 | -2856.2997 | -631.0853 | -315.5283 | 10.9431 | 14.0476 | 43.8044 | 1.7227
2035 | 7360 | MW | 212.0284 | 272.1802 | 347.7504 | 105.6283 | -1249.7654 | -990.8585 | -1128.4543 | -2734.7551 | -618.206 | -315.5283 | 8.2073 | 10.5357 | 0 | 1.7227
2035 | 7361 | MW | 234.3472 | 300.8307 | 402.6583 | 116.747 | -1194.2203 | -990.8585 | -1128.4543 | -2613.2104 | -618.206 | -315.5283 | -8.2073 | -10.5357 | -21.9022 | -6.8907
2035 | 7362 | MW | 267.8254 | 343.8065 | 457.5663 | 133.4252 | -1194.2203 | -1108.8179 | -1262.7941 | -2613.2104 | -618.206 | -353.0912 | -10.9431 | -14.0476 | -43.8044 | -8.6134
2035 | 7363 | MW | 278.9848 | 358.1318 | 475.8689 | 138.9845 | -1194.2203 | -1108.8179 | -1262.7941 | -2613.2104 | -618.206 | -353.0912 | -13.6789 | -17.5595 | -43.8044 | -8.6134
2035 | 7364 | MW | 290.1442 | 372.4571 | 494.1716 | 138.9845 | -1166.4477 | -1085.226 | -1235.9262 | -2552.4381 | -605.3267 | -345.5786 | -13.6789 | -17.5595 | -43.8044 | -8.6134
2035 | 7365 | MW | 982.0265 | 1260.6239 | 1592.3306 | 489.2256 | -1110.9026 | -1061.6341 | -1209.0582 | -2430.8934 | -579.5681 | -338.066 | -13.6789 | -17.5595 | -43.8044 | -8.6134
2035 | 7366 | MW | 970.8671 | 1246.2986 | 1592.3306 | 489.2256 | -1027.5849 | -990.8585 | -1128.4543 | -2248.5764 | -528.051 | -315.5283 | 10.9431 | 14.0476 | 0 | 0
2035 | 7367 | MW | 948.5483 | 1217.6481 | 1537.4226 | 472.5475 | -888.7221 | -872.8992 | -994.1145 | -1944.7147 | -463.6545 | -277.9654 | 13.6789 | 17.5595 | 0 | 1.7227
2035 | 7368 | MW | 892.7514 | 1146.0217 | 1464.212 | 450.3099 | -749.8593 | -754.9398 | -859.7747 | -1640.853 | -386.3788 | -240.4025 | 10.9431 | 14.0476 | 0 | 1.7227
2035 | 7369 | MW | 836.9544 | 1074.3954 | 1354.3961 | 416.9536 | -694.3141 | -684.1642 | -779.1708 | -1519.3084 | -360.6202 | -217.8648 | 10.9431 | 14.0476 | 0 | 1.7227
2035 | 7370 | MW | 747.6793 | 959.7932 | 1207.9749 | 372.4786 | -666.5416 | -660.5724 | -752.3029 | -1458.536 | -334.8616 | -210.3522 | 8.2073 | 10.5357 | 0 | 3.4454
2035 | 7371 | MW | 647.2447 | 830.8658 | 1043.2511 | 322.4441 | -638.769 | -636.9805 | -725.4349 | -1397.7637 | -321.9823 | -202.8396 | 8.2073 | 10.5357 | 0 | 1.7227
2035 | 7372 | MW | 557.9696 | 716.2636 | 915.1325 | 283.5285 | -638.769 | -636.9805 | -725.4349 | -1397.7637 | -321.9823 | -202.8396 | 5.4716 | 7.0238 | 0 | 1.7227
2035 | 7373 | MW | 491.0132 | 630.312 | 787.014 | 244.6128 | -666.5416 | -660.5724 | -752.3029 | -1458.536 | -334.8616 | -210.3522 | 5.4716 | 7.0238 | 0 | 1.7227
2035 | 7374 | MW | 424.0569 | 544.3603 | 695.5007 | 211.2565 | -749.8593 | -731.348 | -832.9068 | -1640.853 | -386.3788 | -232.8899 | 5.4716 | 7.0238 | 0 | 1.7227
2035 | 7375 | MW | 368.2599 | 472.734 | 603.9875 | 183.4596 | -944.2672 | -872.8992 | -994.1145 | -2066.2594 | -502.2924 | -277.9654 | 8.2073 | 10.5357 | 0 | 1.7227
2035 | 7376 | MW | 312.463 | 401.1076 | 512.4742 | 161.2221 | -1194.2203 | -1061.6341 | -1209.0582 | -2613.2104 | -618.206 | -338.066 | 8.2073 | 10.5357 | 0 | 3.4454
2035 | 7377 | MW | 278.9848 | 358.1318 | 457.5663 | 150.1033 | -1416.4008 | -1226.7772 | -1397.1339 | -3099.3891 | -708.3611 | -390.654 | 8.2073 | 10.5357 | 43.8044 | 3.4454
2035 | 7378 | MW | 256.666 | 329.4812 | 420.961 | 133.4252 | -1583.0362 | -1344.7366 | -1531.4737 | -3464.0231 | -785.6368 | -428.2169 | 10.9431 | 14.0476 | 43.8044 | 3.4454
2035 | 7379 | MW | 245.5066 | 315.156 | 402.6583 | 127.8658 | -1721.899 | -1462.6959 | -1665.8135 | -3767.8848 | -862.9126 | -465.7798 | 10.9431 | 14.0476 | 43.8044 | 3.4454
2035 | 7380 | MW | 256.666 | 329.4812 | 402.6583 | 133.4252 | -1805.2167 | -1533.4715 | -1746.4174 | -3950.2018 | -901.5504 | -488.3176 | 10.9431 | 14.0476 | 43.8044 | 3.4454
2035 | 7381 | MW | 301.3036 | 386.7823 | 494.1716 | 155.6627 | -1860.7618 | -1604.2472 | -1827.0213 | -4071.7464 | -927.309 | -510.8553 | 10.9431 | 14.0476 | 43.8044 | 3.4454
2035 | 7382 | MW | 334.7818 | 429.7582 | 549.0795 | 172.3408 | -1888.5344 | -1651.4309 | -1880.7572 | -4132.5188 | -940.1883 | -525.8804 | 10.9431 | 14.0476 | 43.8044 | 5.168
2035 | 7383 | MW | 379.4193 | 487.0592 | 603.9875 | 194.5784 | -1860.7618 | -1651.4309 | -1880.7572 | -4071.7464 | -940.1883 | -525.8804 | 10.9431 | 14.0476 | 43.8044 | 0
2035 | 7384 | MW | 457.5351 | 587.3361 | 732.106 | 233.494 | -1777.4442 | -1604.2472 | -1827.0213 | -3889.4294 | -914.4297 | -510.8553 | 5.4716 | 7.0238 | 0 | 0
2035 | 7385 | MW | 256.666 | 329.4812 | 402.6583 | 127.8658 | -1666.3539 | -1509.8797 | -1719.5494 | -3646.3401 | -862.9126 | -480.805 | -13.6789 | -17.5595 | -21.9022 | -8.6134
2035 | 7386 | MW | 312.463 | 401.1076 | 512.4742 | 155.6627 | -1610.8088 | -1509.8797 | -1719.5494 | -3524.7954 | -824.2747 | -480.805 | -13.6789 | -17.5595 | -43.8044 | -10.3361
2035 | 7387 | MW | 368.2599 | 472.734 | 603.9875 | 183.4596 | -1471.9459 | -1368.3285 | -1558.3417 | -3220.9337 | -746.9989 | -435.7295 | -13.6789 | -17.5595 | -43.8044 | -10.3361
2035 | 7388 | MW | 390.5787 | 501.3845 | 640.5928 | 194.5784 | -1360.8557 | -1250.3691 | -1424.0019 | -2977.8444 | -695.4818 | -398.1666 | -13.6789 | -17.5595 | -43.8044 | -10.3361
2035 | 7389 | MW | 379.4193 | 487.0592 | 640.5928 | 189.019 | -1277.538 | -1179.5935 | -1343.398 | -2795.5274 | -643.9646 | -375.6289 | -13.6789 | -17.5595 | -43.8044 | -8.6134
2035 | 7390 | MW | 1093.6204 | 1403.8766 | 1793.6597 | 550.3788 | -1138.6752 | -1061.6341 | -1209.0582 | -2491.6657 | -579.5681 | -338.066 | 8.2073 | 10.5357 | 21.9022 | -1.7227
2035 | 7391 | MW | 1093.6204 | 1403.8766 | 1793.6597 | 550.3788 | -972.0398 | -920.0829 | -1047.8504 | -2127.0317 | -502.2924 | -292.9905 | 10.9431 | 14.0476 | 0 | 0
2035 | 7392 | MW | 1048.9828 | 1346.5755 | 1702.1465 | 522.5819 | -833.1769 | -802.1236 | -913.5106 | -1823.17 | -425.0166 | -255.4276 | 8.2073 | 10.5357 | 0 | 0
2035 | 7393 | MW | 970.8671 | 1246.2986 | 1574.0279 | 478.1068 | -722.0867 | -707.7561 | -806.0388 | -1580.0807 | -360.6202 | -225.3773 | 8.2073 | 10.5357 | 0 | 3.4454
2035 | 7394 | MW | 881.592 | 1131.6965 | 1427.6067 | 439.1912 | -666.5416 | -660.5724 | -752.3029 | -1458.536 | -334.8616 | -210.3522 | 8.2073 | 10.5357 | 0 | 1.7227
2035 | 7395 | MW | 769.998 | 988.4437 | 1244.5802 | 383.5973 | -638.769 | -636.9805 | -725.4349 | -1397.7637 | -321.9823 | -202.8396 | 5.4716 | 7.0238 | 0 | 1.7227
2035 | 7396 | MW | 658.4041 | 845.191 | 1079.8564 | 328.0035 | -638.769 | -636.9805 | -725.4349 | -1397.7637 | -321.9823 | -202.8396 | 5.4716 | 7.0238 | 0 | 1.7227
2035 | 7397 | MW | 557.9696 | 716.2636 | 915.1325 | 277.9691 | -666.5416 | -660.5724 | -752.3029 | -1458.536 | -334.8616 | -210.3522 | 5.4716 | 7.0238 | 0 | 1.7227
2035 | 7398 | MW | 479.8539 | 615.9867 | 768.7113 | 233.494 | -777.6318 | -754.9398 | -859.7747 | -1701.6254 | -386.3788 | -240.4025 | 8.2073 | 10.5357 | 0 | 3.4454
2035 | 7399 | MW | 390.5787 | 501.3845 | 640.5928 | 189.019 | -944.2672 | -872.8992 | -994.1145 | -2066.2594 | -502.2924 | -277.9654 | 8.2073 | 10.5357 | 0 | 3.4454
2035 | 7400 | MW | 312.463 | 401.1076 | 512.4742 | 155.6627 | -1194.2203 | -1085.226 | -1235.9262 | -2613.2104 | -618.206 | -345.5786 | 10.9431 | 14.0476 | 0 | 3.4454
2035 | 7401 | MW | 267.8254 | 343.8065 | 439.2636 | 138.9845 | -1444.1734 | -1250.3691 | -1424.0019 | -3160.1614 | -721.2404 | -398.1666 | 10.9431 | 14.0476 | 43.8044 | 3.4454
2035 | 7402 | MW | 223.1878 | 286.5054 | 384.3557 | 116.747 | -1610.8088 | -1415.5122 | -1612.0776 | -3524.7954 | -824.2747 | -450.7547 | 8.2073 | 10.5357 | 43.8044 | 3.4454
2035 | 7403 | MW | 223.1878 | 286.5054 | 366.053 | 116.747 | -1749.6716 | -1533.4715 | -1746.4174 | -3828.6571 | -901.5504 | -488.3176 | 8.2073 | 10.5357 | 43.8044 | 3.4454
2035 | 7404 | MW | 223.1878 | 286.5054 | 366.053 | 116.747 | -1860.7618 | -1604.2472 | -1827.0213 | -4071.7464 | -953.0676 | -510.8553 | 8.2073 | 10.5357 | 43.8044 | 3.4454
2035 | 7405 | MW | 278.9848 | 358.1318 | 457.5663 | 144.5439 | -1916.307 | -1651.4309 | -1880.7572 | -4193.2911 | -978.8262 | -525.8804 | 8.2073 | 10.5357 | 43.8044 | 3.4454
2035 | 7406 | MW | 312.463 | 401.1076 | 512.4742 | 166.7815 | -1916.307 | -1722.2065 | -1961.3611 | -4193.2911 | -1004.5848 | -548.4182 | 8.2073 | 10.5357 | 43.8044 | 3.4454
2035 | 7407 | MW | 357.1005 | 458.4087 | 567.3822 | 189.019 | -1888.5344 | -1722.2065 | -1961.3611 | -4132.5188 | -1004.5848 | -548.4182 | 8.2073 | 10.5357 | 43.8044 | 0
2035 | 7408 | MW | 446.3757 | 573.0109 | 713.8034 | 227.9347 | -1832.9893 | -1675.0228 | -1907.6252 | -4010.9741 | -991.7055 | -533.393 | 5.4716 | 7.0238 | 0 | 0
2035 | 7409 | MW | 245.5066 | 315.156 | 402.6583 | 122.3064 | -1721.899 | -1580.6553 | -1800.1533 | -3767.8848 | -940.1883 | -503.3427 | -8.2073 | -10.5357 | -21.9022 | -6.8907
2035 | 7410 | MW | 312.463 | 401.1076 | 512.4742 | 155.6627 | -1638.5813 | -1557.0634 | -1773.2854 | -3585.5677 | -875.7919 | -495.8301 | -10.9431 | -14.0476 | -43.8044 | -8.6134
2035 | 7411 | MW | 368.2599 | 472.734 | 603.9875 | 183.4596 | -1499.7185 | -1368.3285 | -1558.3417 | -3281.7061 | -785.6368 | -435.7295 | -13.6789 | -17.5595 | -43.8044 | -8.6134
2035 | 7412 | MW | 390.5787 | 501.3845 | 640.5928 | 194.5784 | -1388.6282 | -1273.961 | -1450.8698 | -3038.6167 | -734.1197 | -405.6792 | -13.6789 | -17.5595 | -43.8044 | -8.6134
2035 | 7413 | MW | 390.5787 | 501.3845 | 640.5928 | 189.019 | -1277.538 | -1179.5935 | -1343.398 | -2795.5274 | -669.7232 | -375.6289 | -13.6789 | -17.5595 | -43.8044 | -8.6134
2035 | 7414 | MW | 1082.461 | 1389.5514 | 1775.3571 | 544.8194 | -1166.4477 | -1061.6341 | -1209.0582 | -2552.4381 | -605.3267 | -338.066 | 8.2073 | 10.5357 | 21.9022 | -1.7227
2035 | 7415 | MW | 1082.461 | 1389.5514 | 1775.3571 | 544.8194 | -999.8123 | -943.6748 | -1074.7184 | -2187.8041 | -515.1717 | -300.5031 | 10.9431 | 14.0476 | 21.9022 | 0
2035 | 7416 | MW | 1026.6641 | 1317.925 | 1665.5412 | 517.0225 | -833.1769 | -802.1236 | -913.5106 | -1823.17 | -425.0166 | -255.4276 | 8.2073 | 10.5357 | 0 | 0
2035 | 7417 | MW | 937.3889 | 1203.3228 | 1537.4226 | 466.9881 | -722.0867 | -707.7561 | -806.0388 | -1580.0807 | -373.4995 | -225.3773 | 8.2073 | 10.5357 | 21.9022 | 3.4454
2035 | 7418 | MW | 848.1138 | 1088.7206 | 1372.6988 | 428.0724 | -666.5416 | -660.5724 | -752.3029 | -1458.536 | -334.8616 | -210.3522 | 8.2073 | 10.5357 | 0 | 1.7227
2035 | 7419 | MW | 736.5199 | 945.4679 | 1189.6723 | 366.9192 | -638.769 | -636.9805 | -725.4349 | -1397.7637 | -321.9823 | -202.8396 | 5.4716 | 7.0238 | 0 | 1.7227
2035 | 7420 | MW | 624.9259 | 802.2152 | 1006.6458 | 311.3254 | -638.769 | -636.9805 | -725.4349 | -1397.7637 | -321.9823 | -202.8396 | 5.4716 | 7.0238 | 0 | 1.7227
2035 | 7421 | MW | 524.4914 | 673.2878 | 841.9219 | 261.2909 | -666.5416 | -660.5724 | -752.3029 | -1458.536 | -334.8616 | -210.3522 | 5.4716 | 7.0238 | 0 | 1.7227
2035 | 7422 | MW | 435.2163 | 558.6856 | 713.8034 | 216.8159 | -777.6318 | -754.9398 | -859.7747 | -1701.6254 | -386.3788 | -240.4025 | 8.2073 | 10.5357 | 0 | 1.7227
2035 | 7423 | MW | 357.1005 | 458.4087 | 585.6848 | 172.3408 | -972.0398 | -849.3073 | -967.2466 | -2127.0317 | -502.2924 | -270.4528 | 8.2073 | 10.5357 | 0 | 3.4454
2035 | 7424 | MW | 278.9848 | 358.1318 | 457.5663 | 144.5439 | -1221.9929 | -1085.226 | -1235.9262 | -2673.9827 | -656.8439 | -345.5786 | 10.9431 | 14.0476 | 21.9022 | 3.4454
2035 | 7425 | MW | 245.5066 | 315.156 | 402.6583 | 127.8658 | -1471.9459 | -1250.3691 | -1424.0019 | -3220.9337 | -772.7575 | -398.1666 | 10.9431 | 14.0476 | 65.7066 | 3.4454
2035 | 7426 | MW | 212.0284 | 272.1802 | 347.7504 | 111.1876 | -1666.3539 | -1391.9203 | -1585.2096 | -3646.3401 | -875.7919 | -443.2421 | 8.2073 | 10.5357 | 65.7066 | 3.4454
2035 | 7427 | MW | 200.8691 | 257.8549 | 347.7504 | 105.6283 | -1832.9893 | -1533.4715 | -1746.4174 | -4010.9741 | -953.0676 | -488.3176 | 8.2073 | 10.5357 | 65.7066 | 3.4454
2035 | 7428 | MW | 212.0284 | 272.1802 | 347.7504 | 111.1876 | -1971.8521 | -1604.2472 | -1827.0213 | -4314.8358 | -1004.5848 | -510.8553 | 8.2073 | 10.5357 | 65.7066 | 3.4454
2035 | 7429 | MW | 278.9848 | 358.1318 | 457.5663 | 138.9845 | -2055.1698 | -1675.0228 | -1907.6252 | -4497.1528 | -1056.102 | -533.393 | 8.2073 | 10.5357 | 65.7066 | 3.4454
2035 | 7430 | MW | 312.463 | 401.1076 | 494.1716 | 161.2221 | -2110.7149 | -1698.6146 | -1934.4931 | -4618.6974 | -1068.9812 | -540.9056 | 8.2073 | 10.5357 | 65.7066 | 3.4454
2035 | 7431 | MW | 357.1005 | 458.4087 | 567.3822 | 189.019 | -2055.1698 | -1675.0228 | -1907.6252 | -4497.1528 | -1056.102 | -533.393 | 8.2073 | 10.5357 | 65.7066 | 0
2035 | 7432 | MW | 435.2163 | 558.6856 | 695.5007 | 227.9347 | -1971.8521 | -1604.2472 | -1827.0213 | -4314.8358 | -1017.4641 | -510.8553 | 5.4716 | 7.0238 | 0 | 0
2035 | 7433 | MW | 245.5066 | 315.156 | 402.6583 | 127.8658 | -1805.2167 | -1486.2878 | -1692.6815 | -3950.2018 | -965.9469 | -473.2924 | -8.2073 | -10.5357 | -21.9022 | -6.8907
2035 | 7434 | MW | 312.463 | 401.1076 | 512.4742 | 161.2221 | -1694.1265 | -1486.2878 | -1692.6815 | -3707.1124 | -888.6712 | -473.2924 | -10.9431 | -14.0476 | -43.8044 | -8.6134
2035 | 7435 | MW | 368.2599 | 472.734 | 603.9875 | 183.4596 | -1527.4911 | -1344.7366 | -1531.4737 | -3342.4784 | -798.5161 | -428.2169 | -13.6789 | -17.5595 | -43.8044 | -8.6134
2035 | 7436 | MW | 390.5787 | 501.3845 | 658.8954 | 194.5784 | -1416.4008 | -1250.3691 | -1424.0019 | -3099.3891 | -734.1197 | -398.1666 | -13.6789 | -17.5595 | -43.8044 | -8.6134
2035 | 7437 | MW | 390.5787 | 501.3845 | 640.5928 | 189.019 | -1305.3105 | -1179.5935 | -1343.398 | -2856.2997 | -682.6025 | -375.6289 | -13.6789 | -17.5595 | -43.8044 | -8.6134
2035 | 7438 | MW | 1082.461 | 1389.5514 | 1757.0544 | 539.26 | -1166.4477 | -1061.6341 | -1209.0582 | -2552.4381 | -605.3267 | -338.066 | 8.2073 | 10.5357 | 21.9022 | -1.7227
2035 | 7439 | MW | 1071.3016 | 1375.2261 | 1757.0544 | 539.26 | -999.8123 | -943.6748 | -1074.7184 | -2187.8041 | -515.1717 | -300.5031 | 10.9431 | 14.0476 | 21.9022 | 0
2035 | 7440 | MW | 1015.5047 | 1303.5997 | 1647.2385 | 511.4631 | -833.1769 | -802.1236 | -913.5106 | -1823.17 | -425.0166 | -255.4276 | 8.2073 | 10.5357 | 21.9022 | 0
2035 | 7441 | MW | 926.2295 | 1188.9976 | 1500.8173 | 461.4287 | -694.3141 | -684.1642 | -779.1708 | -1519.3084 | -360.6202 | -217.8648 | 8.2073 | 10.5357 | 0 | 3.4454
2035 | 7442 | MW | 836.9544 | 1074.3954 | 1354.3961 | 416.9536 | -638.769 | -636.9805 | -725.4349 | -1397.7637 | -321.9823 | -202.8396 | 8.2073 | 10.5357 | 0 | 1.7227
2035 | 7443 | MW | 725.3605 | 931.1427 | 1171.3696 | 361.3598 | -610.9964 | -613.3886 | -698.567 | -1336.9914 | -309.103 | -195.327 | 8.2073 | 10.5357 | 0 | 1.7227
2035 | 7444 | MW | 613.7666 | 787.8899 | 1006.6458 | 305.766 | -610.9964 | -613.3886 | -698.567 | -1336.9914 | -309.103 | -195.327 | 8.2073 | 10.5357 | 0 | 1.7227
2035 | 7445 | MW | 513.332 | 658.9625 | 823.6193 | 255.7316 | -638.769 | -636.9805 | -725.4349 | -1397.7637 | -309.103 | -202.8396 | 8.2073 | 10.5357 | 0 | 1.7227
2035 | 7446 | MW | 424.0569 | 544.3603 | 695.5007 | 205.6971 | -694.3141 | -707.7561 | -806.0388 | -1519.3084 | -347.7409 | -225.3773 | 8.2073 | 10.5357 | 0 | 3.4454
2035 | 7447 | MW | 345.9411 | 444.0834 | 567.3822 | 166.7815 | -833.1769 | -778.5317 | -886.6427 | -1823.17 | -425.0166 | -247.9151 | 8.2073 | 10.5357 | 0 | 3.4454
2035 | 7448 | MW | 267.8254 | 343.8065 | 439.2636 | 138.9845 | -1055.3575 | -967.2667 | -1101.5864 | -2309.3487 | -540.9303 | -308.0157 | 10.9431 | 14.0476 | 21.9022 | 3.4454
2035 | 7449 | MW | 245.5066 | 315.156 | 402.6583 | 127.8658 | -1249.7654 | -1132.4098 | -1289.6621 | -2734.7551 | -643.9646 | -360.6037 | 10.9431 | 14.0476 | 43.8044 | 3.4454
2035 | 7450 | MW | 212.0284 | 272.1802 | 347.7504 | 105.6283 | -1416.4008 | -1250.3691 | -1424.0019 | -3099.3891 | -708.3611 | -398.1666 | 10.9431 | 14.0476 | 43.8044 | 3.4454
2035 | 7451 | MW | 200.8691 | 257.8549 | 329.4477 | 105.6283 | -1555.2636 | -1368.3285 | -1558.3417 | -3403.2507 | -772.7575 | -435.7295 | 13.6789 | 17.5595 | 43.8044 | 3.4454
2035 | 7452 | MW | 212.0284 | 272.1802 | 347.7504 | 111.1876 | -1666.3539 | -1439.1041 | -1638.9456 | -3646.3401 | -811.3954 | -458.2672 | 13.6789 | 17.5595 | 43.8044 | 3.4454
2035 | 7453 | MW | 267.8254 | 343.8065 | 457.5663 | 133.4252 | -1749.6716 | -1486.2878 | -1692.6815 | -3828.6571 | -837.154 | -473.2924 | 13.6789 | 17.5595 | 43.8044 | 3.4454
2035 | 7454 | MW | 312.463 | 401.1076 | 494.1716 | 161.2221 | -1805.2167 | -1509.8797 | -1719.5494 | -3950.2018 | -862.9126 | -480.805 | 13.6789 | 17.5595 | 43.8044 | 3.4454
2035 | 7455 | MW | 345.9411 | 444.0834 | 567.3822 | 183.4596 | -1805.2167 | -1486.2878 | -1692.6815 | -3950.2018 | -875.7919 | -473.2924 | 13.6789 | 17.5595 | 43.8044 | 0
2035 | 7456 | MW | 435.2163 | 558.6856 | 695.5007 | 227.9347 | -1721.899 | -1439.1041 | -1638.9456 | -3767.8848 | -850.0333 | -458.2672 | 8.2073 | 10.5357 | 0 | 0
2035 | 7457 | MW | 245.5066 | 315.156 | 402.6583 | 127.8658 | -1610.8088 | -1344.7366 | -1531.4737 | -3524.7954 | -811.3954 | -428.2169 | -10.9431 | -14.0476 | -21.9022 | -6.8907
2035 | 7458 | MW | 312.463 | 401.1076 | 512.4742 | 155.6627 | -1527.4911 | -1391.9203 | -1585.2096 | -3342.4784 | -772.7575 | -443.2421 | -10.9431 | -14.0476 | -43.8044 | -8.6134
2035 | 7459 | MW | 368.2599 | 472.734 | 603.9875 | 183.4596 | -1388.6282 | -1250.3691 | -1424.0019 | -3038.6167 | -708.3611 | -398.1666 | -13.6789 | -17.5595 | -43.8044 | -8.6134
2035 | 7460 | MW | 401.7381 | 515.7098 | 658.8954 | 194.5784 | -1277.538 | -1179.5935 | -1343.398 | -2795.5274 | -656.8439 | -375.6289 | -13.6789 | -17.5595 | -43.8044 | -8.6134
2035 | 7461 | MW | 390.5787 | 501.3845 | 640.5928 | 189.019 | -1194.2203 | -1108.8179 | -1262.7941 | -2613.2104 | -605.3267 | -353.0912 | -13.6789 | -17.5595 | -43.8044 | -8.6134
2035 | 7462 | MW | 1082.461 | 1389.5514 | 1775.3571 | 544.8194 | -1083.13 | -1014.4504 | -1155.3223 | -2370.1211 | -553.8096 | -323.0408 | 8.2073 | 10.5357 | 21.9022 | -1.7227
2035 | 7463 | MW | 1082.461 | 1389.5514 | 1775.3571 | 539.26 | -944.2672 | -896.4911 | -1020.9825 | -2066.2594 | -476.5338 | -285.478 | 13.6789 | 17.5595 | 21.9022 | 0
2035 | 7464 | MW | 1026.6641 | 1317.925 | 1665.5412 | 511.4631 | -777.6318 | -778.5317 | -886.6427 | -1701.6254 | -399.2581 | -247.9151 | 10.9431 | 14.0476 | 21.9022 | 0
2035 | 7465 | MW | 926.2295 | 1188.9976 | 1519.12 | 466.9881 | -722.0867 | -707.7561 | -806.0388 | -1580.0807 | -360.6202 | -225.3773 | 8.2073 | 10.5357 | 0 | 3.4454
2035 | 7466 | MW | 836.9544 | 1074.3954 | 1354.3961 | 422.513 | -666.5416 | -660.5724 | -752.3029 | -1458.536 | -334.8616 | -210.3522 | 8.2073 | 10.5357 | 0 | 3.4454
2035 | 7467 | MW | 725.3605 | 931.1427 | 1171.3696 | 361.3598 | -638.769 | -636.9805 | -725.4349 | -1397.7637 | -321.9823 | -202.8396 | 8.2073 | 10.5357 | 0 | 3.4454
2035 | 7468 | MW | 613.7666 | 787.8899 | 1006.6458 | 305.766 | -666.5416 | -636.9805 | -725.4349 | -1458.536 | -334.8616 | -202.8396 | 8.2073 | 10.5357 | 0 | 1.7227
2035 | 7469 | MW | 502.1726 | 644.6372 | 823.6193 | 244.6128 | -694.3141 | -660.5724 | -752.3029 | -1519.3084 | -347.7409 | -210.3522 | 8.2073 | 10.5357 | 0 | 3.4454
2035 | 7470 | MW | 412.8975 | 530.0351 | 695.5007 | 200.1377 | -805.4044 | -778.5317 | -886.6427 | -1762.3977 | -412.1373 | -247.9151 | 8.2073 | 10.5357 | 0 | 3.4454
2035 | 7471 | MW | 334.7818 | 429.7582 | 549.0795 | 161.2221 | -999.8123 | -872.8992 | -994.1145 | -2187.8041 | -502.2924 | -277.9654 | 10.9431 | 14.0476 | 0 | 3.4454
2035 | 7472 | MW | 267.8254 | 343.8065 | 439.2636 | 133.4252 | -1221.9929 | -1061.6341 | -1209.0582 | -2673.9827 | -618.206 | -338.066 | 10.9431 | 14.0476 | 21.9022 | 3.4454
2035 | 7473 | MW | 234.3472 | 300.8307 | 384.3557 | 122.3064 | -1444.1734 | -1250.3691 | -1424.0019 | -3160.1614 | -708.3611 | -398.1666 | 10.9431 | 14.0476 | 65.7066 | 3.4454
2035 | 7474 | MW | 200.8691 | 257.8549 | 329.4477 | 105.6283 | -1638.5813 | -1368.3285 | -1558.3417 | -3585.5677 | -798.5161 | -435.7295 | 10.9431 | 14.0476 | 65.7066 | 3.4454
2035 | 7475 | MW | 200.8691 | 257.8549 | 329.4477 | 105.6283 | -1777.4442 | -1462.6959 | -1665.8135 | -3889.4294 | -875.7919 | -465.7798 | 10.9431 | 14.0476 | 65.7066 | 3.4454
2035 | 7476 | MW | 212.0284 | 272.1802 | 347.7504 | 111.1876 | -1888.5344 | -1509.8797 | -1719.5494 | -4132.5188 | -927.309 | -480.805 | 10.9431 | 14.0476 | 65.7066 | 3.4454
2035 | 7477 | MW | 267.8254 | 343.8065 | 439.2636 | 138.9845 | -1971.8521 | -1557.0634 | -1773.2854 | -4314.8358 | -965.9469 | -495.8301 | 8.2073 | 10.5357 | 65.7066 | 3.4454
2035 | 7478 | MW | 301.3036 | 386.7823 | 494.1716 | 161.2221 | -1999.6247 | -1580.6553 | -1800.1533 | -4375.6081 | -978.8262 | -503.3427 | 8.2073 | 10.5357 | 65.7066 | 3.4454
2035 | 7479 | MW | 345.9411 | 444.0834 | 567.3822 | 183.4596 | -1944.0795 | -1557.0634 | -1773.2854 | -4254.0634 | -978.8262 | -495.8301 | 8.2073 | 10.5357 | 65.7066 | 0
2035 | 7480 | MW | 435.2163 | 558.6856 | 695.5007 | 227.9347 | -1860.7618 | -1509.8797 | -1719.5494 | -4071.7464 | -953.0676 | -480.805 | 5.4716 | 7.0238 | 0 | 0
2035 | 7481 | MW | 256.666 | 329.4812 | 420.961 | 127.8658 | -1749.6716 | -1439.1041 | -1638.9456 | -3828.6571 | -901.5504 | -458.2672 | -8.2073 | -10.5357 | -21.9022 | -6.8907
2035 | 7482 | MW | 323.6224 | 415.4329 | 530.7769 | 161.2221 | -1666.3539 | -1439.1041 | -1638.9456 | -3646.3401 | -837.154 | -458.2672 | -10.9431 | -14.0476 | -43.8044 | -8.6134
2035 | 7483 | MW | 368.2599 | 472.734 | 603.9875 | 183.4596 | -1499.7185 | -1321.1447 | -1504.6058 | -3281.7061 | -759.8782 | -420.7044 | -13.6789 | -17.5595 | -43.8044 | -8.6134
2035 | 7484 | MW | 401.7381 | 515.7098 | 658.8954 | 194.5784 | -1360.8557 | -1226.7772 | -1397.1339 | -2977.8444 | -695.4818 | -390.654 | -13.6789 | -17.5595 | -43.8044 | -8.6134
2035 | 7485 | MW | 390.5787 | 501.3845 | 640.5928 | 194.5784 | -1277.538 | -1156.0016 | -1316.53 | -2795.5274 | -643.9646 | -368.1163 | -13.6789 | -17.5595 | -43.8044 | -8.6134
2035 | 7486 | MW | 1082.461 | 1389.5514 | 1757.0544 | 544.8194 | -1138.6752 | -1061.6341 | -1209.0582 | -2491.6657 | -579.5681 | -338.066 | 8.2073 | 10.5357 | 0 | 0
2035 | 7487 | MW | 1071.3016 | 1375.2261 | 1757.0544 | 539.26 | -972.0398 | -920.0829 | -1047.8504 | -2127.0317 | -489.4131 | -292.9905 | 13.6789 | 17.5595 | 21.9022 | 1.7227
2035 | 7488 | MW | 1015.5047 | 1303.5997 | 1647.2385 | 505.9038 | -833.1769 | -802.1236 | -913.5106 | -1823.17 | -412.1373 | -255.4276 | 10.9431 | 14.0476 | 21.9022 | 0
2035 | 7489 | MW | 926.2295 | 1188.9976 | 1500.8173 | 461.4287 | -666.5416 | -684.1642 | -779.1708 | -1458.536 | -347.7409 | -217.8648 | 10.9431 | 14.0476 | 0 | 3.4454
2035 | 7490 | MW | 825.795 | 1060.0701 | 1336.0935 | 416.9536 | -638.769 | -636.9805 | -725.4349 | -1397.7637 | -321.9823 | -202.8396 | 10.9431 | 14.0476 | 0 | 3.4454
2035 | 7491 | MW | 714.2011 | 916.8174 | 1171.3696 | 355.8004 | -610.9964 | -613.3886 | -698.567 | -1336.9914 | -309.103 | -195.327 | 8.2073 | 10.5357 | 0 | 3.4454
2035 | 7492 | MW | 602.6072 | 773.5647 | 988.3431 | 300.2066 | -610.9964 | -613.3886 | -698.567 | -1336.9914 | -309.103 | -195.327 | 8.2073 | 10.5357 | 0 | 1.7227
2035 | 7493 | MW | 502.1726 | 644.6372 | 823.6193 | 250.1722 | -610.9964 | -613.3886 | -698.567 | -1336.9914 | -309.103 | -195.327 | 8.2073 | 10.5357 | 0 | 1.7227
2035 | 7494 | MW | 424.0569 | 544.3603 | 695.5007 | 211.2565 | -666.5416 | -660.5724 | -752.3029 | -1458.536 | -347.7409 | -210.3522 | 10.9431 | 14.0476 | 0 | 3.4454
2035 | 7495 | MW | 368.2599 | 472.734 | 603.9875 | 183.4596 | -777.6318 | -684.1642 | -779.1708 | -1701.6254 | -412.1373 | -217.8648 | 10.9431 | 14.0476 | 21.9022 | 3.4454
2035 | 7496 | MW | 334.7818 | 429.7582 | 549.0795 | 161.2221 | -916.4946 | -825.7154 | -940.3786 | -2005.487 | -476.5338 | -262.9402 | 13.6789 | 17.5595 | 21.9022 | 3.4454
2035 | 7497 | MW | 301.3036 | 386.7823 | 494.1716 | 144.5439 | -1110.9026 | -920.0829 | -1047.8504 | -2430.8934 | -553.8096 | -292.9905 | 13.6789 | 17.5595 | 43.8044 | 3.4454
2035 | 7498 | MW | 267.8254 | 343.8065 | 439.2636 | 133.4252 | -1249.7654 | -990.8585 | -1128.4543 | -2734.7551 | -631.0853 | -315.5283 | 13.6789 | 17.5595 | 43.8044 | 3.4454
2035 | 7499 | MW | 301.3036 | 386.7823 | 494.1716 | 150.1033 | -1360.8557 | -1061.6341 | -1209.0582 | -2977.8444 | -682.6025 | -338.066 | 13.6789 | 17.5595 | 43.8044 | 3.4454
2035 | 7500 | MW | 345.9411 | 444.0834 | 567.3822 | 177.9002 | -1471.9459 | -1085.226 | -1235.9262 | -3220.9337 | -734.1197 | -345.5786 | 13.6789 | 17.5595 | 43.8044 | 5.168
2035 | 7501 | MW | 435.2163 | 558.6856 | 713.8034 | 216.8159 | -1555.2636 | -1085.226 | -1235.9262 | -3403.2507 | -772.7575 | -345.5786 | 13.6789 | 17.5595 | 43.8044 | 5.168
2035 | 7502 | MW | 479.8539 | 615.9867 | 787.014 | 239.0534 | -1583.0362 | -1108.8179 | -1262.7941 | -3464.0231 | -785.6368 | -353.0912 | 13.6789 | 17.5595 | 43.8044 | 5.168
2035 | 7503 | MW | 535.6508 | 687.613 | 860.2246 | 272.4097 | -1527.4911 | -1085.226 | -1235.9262 | -3342.4784 | -772.7575 | -345.5786 | 10.9431 | 14.0476 | 43.8044 | 1.7227
2035 | 7504 | MW | 234.3472 | 300.8307 | 366.053 | 116.747 | -1444.1734 | -1061.6341 | -1209.0582 | -3160.1614 | -746.9989 | -338.066 | 8.2073 | 10.5357 | 0 | 1.7227
2035 | 7505 | MW | 256.666 | 329.4812 | 402.6583 | 127.8658 | -1360.8557 | -1038.0423 | -1182.1902 | -2977.8444 | -695.4818 | -330.5534 | -8.2073 | -10.5357 | -21.9022 | -6.8907
2035 | 7506 | MW | 278.9848 | 358.1318 | 457.5663 | 138.9845 | -1305.3105 | -1132.4098 | -1289.6621 | -2856.2997 | -669.7232 | -360.6037 | -8.2073 | -10.5357 | -43.8044 | -8.6134
2035 | 7507 | MW | 290.1442 | 372.4571 | 475.8689 | 144.5439 | -1249.7654 | -1108.8179 | -1262.7941 | -2734.7551 | -631.0853 | -353.0912 | -10.9431 | -14.0476 | -43.8044 | -8.6134
2035 | 7508 | MW | 301.3036 | 386.7823 | 494.1716 | 144.5439 | -1194.2203 | -1085.226 | -1235.9262 | -2613.2104 | -605.3267 | -345.5786 | -10.9431 | -14.0476 | -43.8044 | -8.6134
2035 | 7509 | MW | 959.7077 | 1231.9734 | 1574.0279 | 483.6662 | -1138.6752 | -1061.6341 | -1209.0582 | -2491.6657 | -579.5681 | -338.066 | -10.9431 | -14.0476 | -43.8044 | -8.6134
2035 | 7510 | MW | 959.7077 | 1231.9734 | 1574.0279 | 483.6662 | -1055.3575 | -967.2667 | -1101.5864 | -2309.3487 | -528.051 | -308.0157 | 10.9431 | 14.0476 | 21.9022 | 0
2035 | 7511 | MW | 937.3889 | 1203.3228 | 1519.12 | 472.5475 | -916.4946 | -872.8992 | -994.1145 | -2005.487 | -463.6545 | -277.9654 | 16.4147 | 21.0714 | 21.9022 | 1.7227
2035 | 7512 | MW | 915.0701 | 1174.6723 | 1500.8173 | 455.8693 | -777.6318 | -754.9398 | -859.7747 | -1701.6254 | -399.2581 | -240.4025 | 13.6789 | 17.5595 | 0 | 1.7227
2035 | 7513 | MW | 859.2732 | 1103.0459 | 1391.0014 | 422.513 | -666.5416 | -660.5724 | -752.3029 | -1458.536 | -347.7409 | -210.3522 | 8.2073 | 10.5357 | 21.9022 | 3.4454
2035 | 7514 | MW | 769.998 | 988.4437 | 1262.8829 | 378.038 | -610.9964 | -613.3886 | -698.567 | -1336.9914 | -321.9823 | -195.327 | 8.2073 | 10.5357 | 21.9022 | 3.4454
2035 | 7515 | MW | 680.7229 | 873.8416 | 1116.4617 | 333.5629 | -583.2239 | -589.7967 | -671.699 | -1276.219 | -309.103 | -187.8144 | 8.2073 | 10.5357 | 21.9022 | 3.4454
2035 | 7516 | MW | 591.4478 | 759.2394 | 970.0405 | 294.6472 | -583.2239 | -589.7967 | -671.699 | -1276.219 | -296.2237 | -187.8144 | 8.2073 | 10.5357 | 21.9022 | 3.4454
2035 | 7517 | MW | 524.4914 | 673.2878 | 860.2246 | 255.7316 | -610.9964 | -589.7967 | -671.699 | -1336.9914 | -309.103 | -187.8144 | 8.2073 | 10.5357 | 21.9022 | 3.4454
2035 | 7518 | MW | 468.6945 | 601.6614 | 768.7113 | 227.9347 | -638.769 | -636.9805 | -725.4349 | -1397.7637 | -334.8616 | -202.8396 | 8.2073 | 10.5357 | 21.9022 | 3.4454
2035 | 7519 | MW | 412.8975 | 530.0351 | 677.1981 | 205.6971 | -694.3141 | -636.9805 | -725.4349 | -1519.3084 | -386.3788 | -202.8396 | 8.2073 | 10.5357 | 21.9022 | 3.4454
2035 | 7520 | MW | 368.2599 | 472.734 | 603.9875 | 183.4596 | -805.4044 | -731.348 | -832.9068 | -1762.3977 | -437.8959 | -232.8899 | 10.9431 | 14.0476 | 21.9022 | 3.4454
2035 | 7521 | MW | 312.463 | 401.1076 | 512.4742 | 155.6627 | -916.4946 | -802.1236 | -913.5106 | -2005.487 | -489.4131 | -255.4276 | 10.9431 | 14.0476 | 65.7066 | 3.4454
2035 | 7522 | MW | 290.1442 | 372.4571 | 475.8689 | 138.9845 | -1027.5849 | -872.8992 | -994.1145 | -2248.5764 | -540.9303 | -277.9654 | 10.9431 | 14.0476 | 65.7066 | 3.4454
2035 | 7523 | MW | 301.3036 | 386.7823 | 494.1716 | 155.6627 | -1110.9026 | -920.0829 | -1047.8504 | -2430.8934 | -579.5681 | -292.9905 | 10.9431 | 14.0476 | 65.7066 | 3.4454
2035 | 7524 | MW | 379.4193 | 487.0592 | 603.9875 | 194.5784 | -1194.2203 | -943.6748 | -1074.7184 | -2613.2104 | -618.206 | -300.5031 | 10.9431 | 14.0476 | 65.7066 | 3.4454
2035 | 7525 | MW | 468.6945 | 601.6614 | 750.4087 | 239.0534 | -1249.7654 | -990.8585 | -1128.4543 | -2734.7551 | -656.8439 | -315.5283 | 10.9431 | 14.0476 | 65.7066 | 3.4454
2035 | 7526 | MW | 513.332 | 658.9625 | 841.9219 | 261.2909 | -1277.538 | -990.8585 | -1128.4543 | -2795.5274 | -682.6025 | -315.5283 | 10.9431 | 14.0476 | 65.7066 | 3.4454
2035 | 7527 | MW | 557.9696 | 716.2636 | 915.1325 | 283.5285 | -1277.538 | -967.2667 | -1101.5864 | -2795.5274 | -695.4818 | -308.0157 | 10.9431 | 14.0476 | 65.7066 | 0
2035 | 7528 | MW | 223.1878 | 286.5054 | 366.053 | 111.1876 | -1249.7654 | -943.6748 | -1074.7184 | -2734.7551 | -682.6025 | -300.5031 | 5.4716 | 7.0238 | 0 | 0
2035 | 7529 | MW | 245.5066 | 315.156 | 402.6583 | 122.3064 | -1194.2203 | -943.6748 | -1074.7184 | -2613.2104 | -656.8439 | -300.5031 | -10.9431 | -14.0476 | -21.9022 | -5.168
2035 | 7530 | MW | 290.1442 | 372.4571 | 475.8689 | 138.9845 | -1221.9929 | -1085.226 | -1235.9262 | -2673.9827 | -643.9646 | -345.5786 | -10.9431 | -14.0476 | -43.8044 | -6.8907
2035 | 7531 | MW | 301.3036 | 386.7823 | 494.1716 | 144.5439 | -1194.2203 | -1085.226 | -1235.9262 | -2613.2104 | -631.0853 | -345.5786 | -13.6789 | -17.5595 | -43.8044 | -8.6134
2035 | 7532 | MW | 301.3036 | 386.7823 | 494.1716 | 138.9845 | -1166.4477 | -1085.226 | -1235.9262 | -2552.4381 | -618.206 | -345.5786 | -13.6789 | -17.5595 | -43.8044 | -8.6134
2035 | 7533 | MW | 970.8671 | 1246.2986 | 1574.0279 | 483.6662 | -1138.6752 | -1061.6341 | -1209.0582 | -2491.6657 | -592.4474 | -338.066 | -10.9431 | -14.0476 | -43.8044 | -8.6134
2035 | 7534 | MW | 959.7077 | 1231.9734 | 1574.0279 | 483.6662 | -1027.5849 | -967.2667 | -1101.5864 | -2248.5764 | -540.9303 | -308.0157 | 8.2073 | 10.5357 | 0 | 0
2035 | 7535 | MW | 926.2295 | 1188.9976 | 1519.12 | 466.9881 | -888.7221 | -872.8992 | -994.1145 | -1944.7147 | -463.6545 | -277.9654 | 10.9431 | 14.0476 | 21.9022 | 1.7227
2035 | 7536 | MW | 892.7514 | 1146.0217 | 1464.212 | 444.7506 | -749.8593 | -731.348 | -832.9068 | -1640.853 | -386.3788 | -232.8899 | 10.9431 | 14.0476 | 21.9022 | 0
2035 | 7537 | MW | 836.9544 | 1074.3954 | 1354.3961 | 416.9536 | -722.0867 | -707.7561 | -806.0388 | -1580.0807 | -373.4995 | -225.3773 | 10.9431 | 14.0476 | 0 | 3.4454
2035 | 7538 | MW | 747.6793 | 959.7932 | 1226.2776 | 372.4786 | -666.5416 | -660.5724 | -752.3029 | -1458.536 | -334.8616 | -210.3522 | 8.2073 | 10.5357 | 0 | 3.4454
2035 | 7539 | MW | 658.4041 | 845.191 | 1061.5537 | 328.0035 | -638.769 | -636.9805 | -725.4349 | -1397.7637 | -321.9823 | -202.8396 | 8.2073 | 10.5357 | 0 | 3.4454
2035 | 7540 | MW | 569.129 | 730.5889 | 933.4352 | 283.5285 | -638.769 | -636.9805 | -725.4349 | -1397.7637 | -321.9823 | -202.8396 | 8.2073 | 10.5357 | 0 | 3.4454
2035 | 7541 | MW | 502.1726 | 644.6372 | 823.6193 | 239.0534 | -666.5416 | -660.5724 | -752.3029 | -1458.536 | -334.8616 | -210.3522 | 8.2073 | 10.5357 | 0 | 3.4454
2035 | 7542 | MW | 435.2163 | 558.6856 | 713.8034 | 211.2565 | -777.6318 | -731.348 | -832.9068 | -1701.6254 | -386.3788 | -232.8899 | 8.2073 | 10.5357 | 0 | 3.4454
2035 | 7543 | MW | 379.4193 | 487.0592 | 622.2901 | 177.9002 | -944.2672 | -825.7154 | -940.3786 | -2066.2594 | -489.4131 | -262.9402 | 10.9431 | 14.0476 | 0 | 5.168
2035 | 7544 | MW | 312.463 | 401.1076 | 512.4742 | 161.2221 | -1221.9929 | -1038.0423 | -1182.1902 | -2673.9827 | -605.3267 | -330.5534 | 10.9431 | 14.0476 | 0 | 5.168
2035 | 7545 | MW | 278.9848 | 358.1318 | 457.5663 | 150.1033 | -1471.9459 | -1203.1854 | -1370.266 | -3220.9337 | -721.2404 | -383.1415 | 10.9431 | 14.0476 | 43.8044 | 5.168
2035 | 7546 | MW | 256.666 | 329.4812 | 420.961 | 138.9845 | -1694.1265 | -1321.1447 | -1504.6058 | -3707.1124 | -824.2747 | -420.7044 | 10.9431 | 14.0476 | 43.8044 | 3.4454
2035 | 7547 | MW | 245.5066 | 315.156 | 402.6583 | 133.4252 | -1832.9893 | -1415.5122 | -1612.0776 | -4010.9741 | -914.4297 | -450.7547 | 10.9431 | 14.0476 | 43.8044 | 3.4454
2035 | 7548 | MW | 245.5066 | 315.156 | 402.6583 | 133.4252 | -1944.0795 | -1462.6959 | -1665.8135 | -4254.0634 | -965.9469 | -465.7798 | 10.9431 | 14.0476 | 43.8044 | 3.4454
2035 | 7549 | MW | 301.3036 | 386.7823 | 494.1716 | 161.2221 | -2027.3972 | -1486.2878 | -1692.6815 | -4436.3804 | -1017.4641 | -473.2924 | 10.9431 | 14.0476 | 43.8044 | 3.4454
2035 | 7550 | MW | 334.7818 | 429.7582 | 549.0795 | 177.9002 | -2055.1698 | -1509.8797 | -1719.5494 | -4497.1528 | -1030.3434 | -480.805 | 10.9431 | 14.0476 | 43.8044 | 3.4454
2035 | 7551 | MW | 379.4193 | 487.0592 | 603.9875 | 200.1377 | -2055.1698 | -1486.2878 | -1692.6815 | -4497.1528 | -1030.3434 | -473.2924 | 10.9431 | 14.0476 | 43.8044 | 1.7227
2035 | 7552 | MW | 457.5351 | 587.3361 | 750.4087 | 239.0534 | -1971.8521 | -1439.1041 | -1638.9456 | -4314.8358 | -1004.5848 | -458.2672 | 5.4716 | 7.0238 | 0 | 1.7227
2035 | 7553 | MW | 245.5066 | 315.156 | 402.6583 | 122.3064 | -1805.2167 | -1368.3285 | -1558.3417 | -3950.2018 | -940.1883 | -435.7295 | -8.2073 | -10.5357 | -21.9022 | -6.8907
2035 | 7554 | MW | 312.463 | 401.1076 | 512.4742 | 155.6627 | -1694.1265 | -1415.5122 | -1612.0776 | -3707.1124 | -875.7919 | -450.7547 | -10.9431 | -14.0476 | -43.8044 | -8.6134
2035 | 7555 | MW | 368.2599 | 472.734 | 585.6848 | 177.9002 | -1499.7185 | -1297.5528 | -1477.7378 | -3281.7061 | -785.6368 | -413.1918 | -13.6789 | -17.5595 | -43.8044 | -8.6134
2035 | 7556 | MW | 390.5787 | 501.3845 | 640.5928 | 189.019 | -1360.8557 | -1226.7772 | -1397.1339 | -2977.8444 | -708.3611 | -390.654 | -13.6789 | -17.5595 | -43.8044 | -8.6134
2035 | 7557 | MW | 379.4193 | 487.0592 | 622.2901 | 189.019 | -1277.538 | -1156.0016 | -1316.53 | -2795.5274 | -656.8439 | -368.1163 | -13.6789 | -17.5595 | -43.8044 | -8.6134
2035 | 7558 | MW | 1104.7798 | 1418.2019 | 1793.6597 | 550.3788 | -1138.6752 | -1061.6341 | -1209.0582 | -2491.6657 | -592.4474 | -338.066 | 8.2073 | 10.5357 | 21.9022 | 0
2035 | 7559 | MW | 1104.7798 | 1418.2019 | 1811.9624 | 550.3788 | -999.8123 | -920.0829 | -1047.8504 | -2187.8041 | -502.2924 | -292.9905 | 13.6789 | 17.5595 | 21.9022 | 1.7227
2035 | 7560 | MW | 1048.9828 | 1346.5755 | 1720.4491 | 522.5819 | -833.1769 | -802.1236 | -913.5106 | -1823.17 | -425.0166 | -255.4276 | 10.9431 | 14.0476 | 0 | 1.7227
2035 | 7561 | MW | 970.8671 | 1246.2986 | 1592.3306 | 478.1068 | -722.0867 | -707.7561 | -806.0388 | -1580.0807 | -360.6202 | -225.3773 | 10.9431 | 14.0476 | 0 | 3.4454
2035 | 7562 | MW | 881.592 | 1131.6965 | 1445.9094 | 439.1912 | -666.5416 | -660.5724 | -752.3029 | -1458.536 | -334.8616 | -210.3522 | 8.2073 | 10.5357 | 0 | 1.7227
2035 | 7563 | MW | 781.1574 | 1002.769 | 1262.8829 | 383.5973 | -638.769 | -636.9805 | -725.4349 | -1397.7637 | -321.9823 | -202.8396 | 8.2073 | 10.5357 | 0 | 1.7227
2035 | 7564 | MW | 669.5635 | 859.5163 | 1079.8564 | 328.0035 | -638.769 | -613.3886 | -698.567 | -1397.7637 | -321.9823 | -195.327 | 8.2073 | 10.5357 | 0 | 1.7227
2035 | 7565 | MW | 569.129 | 730.5889 | 915.1325 | 272.4097 | -666.5416 | -636.9805 | -725.4349 | -1458.536 | -334.8616 | -202.8396 | 8.2073 | 10.5357 | 0 | 1.7227
2035 | 7566 | MW | 479.8539 | 615.9867 | 787.014 | 233.494 | -777.6318 | -731.348 | -832.9068 | -1701.6254 | -386.3788 | -232.8899 | 8.2073 | 10.5357 | 0 | 3.4454
2035 | 7567 | MW | 401.7381 | 515.7098 | 658.8954 | 189.019 | -972.0398 | -872.8992 | -994.1145 | -2127.0317 | -502.2924 | -277.9654 | 8.2073 | 10.5357 | 0 | 3.4454
2035 | 7568 | MW | 312.463 | 401.1076 | 512.4742 | 155.6627 | -1221.9929 | -1061.6341 | -1209.0582 | -2673.9827 | -631.0853 | -338.066 | 8.2073 | 10.5357 | 21.9022 | 3.4454
2035 | 7569 | MW | 267.8254 | 343.8065 | 439.2636 | 144.5439 | -1416.4008 | -1203.1854 | -1370.266 | -3099.3891 | -721.2404 | -383.1415 | 10.9431 | 14.0476 | 43.8044 | 3.4454
2035 | 7570 | MW | 223.1878 | 286.5054 | 384.3557 | 116.747 | -1583.0362 | -1321.1447 | -1504.6058 | -3464.0231 | -785.6368 | -420.7044 | 13.6789 | 17.5595 | 43.8044 | 3.4454
2035 | 7571 | MW | 212.0284 | 272.1802 | 366.053 | 111.1876 | -1721.899 | -1391.9203 | -1585.2096 | -3767.8848 | -850.0333 | -443.2421 | 13.6789 | 17.5595 | 43.8044 | 3.4454
2035 | 7572 | MW | 223.1878 | 286.5054 | 366.053 | 116.747 | -1805.2167 | -1439.1041 | -1638.9456 | -3950.2018 | -901.5504 | -458.2672 | 13.6789 | 17.5595 | 43.8044 | 3.4454
2035 | 7573 | MW | 278.9848 | 358.1318 | 457.5663 | 144.5439 | -1860.7618 | -1486.2878 | -1692.6815 | -4071.7464 | -927.309 | -473.2924 | 13.6789 | 17.5595 | 43.8044 | 3.4454
2035 | 7574 | MW | 312.463 | 401.1076 | 512.4742 | 161.2221 | -1860.7618 | -1509.8797 | -1719.5494 | -4071.7464 | -940.1883 | -480.805 | 13.6789 | 17.5595 | 43.8044 | 3.4454
2035 | 7575 | MW | 357.1005 | 458.4087 | 567.3822 | 183.4596 | -1832.9893 | -1486.2878 | -1692.6815 | -4010.9741 | -927.309 | -473.2924 | 13.6789 | 17.5595 | 43.8044 | 0
2035 | 7576 | MW | 446.3757 | 573.0109 | 713.8034 | 227.9347 | -1777.4442 | -1439.1041 | -1638.9456 | -3889.4294 | -901.5504 | -458.2672 | 8.2073 | 10.5357 | 0 | 0
2035 | 7577 | MW | 245.5066 | 315.156 | 402.6583 | 127.8658 | -1666.3539 | -1368.3285 | -1558.3417 | -3646.3401 | -862.9126 | -435.7295 | -10.9431 | -14.0476 | -21.9022 | -6.8907
2035 | 7578 | MW | 312.463 | 401.1076 | 512.4742 | 155.6627 | -1610.8088 | -1391.9203 | -1585.2096 | -3524.7954 | -824.2747 | -443.2421 | -13.6789 | -17.5595 | -43.8044 | -8.6134
2035 | 7579 | MW | 357.1005 | 458.4087 | 585.6848 | 177.9002 | -1471.9459 | -1297.5528 | -1477.7378 | -3220.9337 | -759.8782 | -413.1918 | -13.6789 | -17.5595 | -43.8044 | -10.3361
2035 | 7580 | MW | 390.5787 | 501.3845 | 640.5928 | 194.5784 | -1360.8557 | -1203.1854 | -1370.266 | -2977.8444 | -708.3611 | -383.1415 | -13.6789 | -17.5595 | -43.8044 | -10.3361
2035 | 7581 | MW | 390.5787 | 501.3845 | 640.5928 | 189.019 | -1277.538 | -1132.4098 | -1289.6621 | -2795.5274 | -656.8439 | -360.6037 | -13.6789 | -17.5595 | -43.8044 | -10.3361
2035 | 7582 | MW | 1082.461 | 1389.5514 | 1775.3571 | 544.8194 | -1138.6752 | -1038.0423 | -1182.1902 | -2491.6657 | -592.4474 | -330.5534 | 10.9431 | 14.0476 | 21.9022 | -1.7227
2035 | 7583 | MW | 1082.461 | 1389.5514 | 1775.3571 | 544.8194 | -972.0398 | -896.4911 | -1020.9825 | -2127.0317 | -502.2924 | -285.478 | 13.6789 | 17.5595 | 21.9022 | 0
2035 | 7584 | MW | 1026.6641 | 1317.925 | 1665.5412 | 511.4631 | -833.1769 | -778.5317 | -886.6427 | -1823.17 | -425.0166 | -247.9151 | 10.9431 | 14.0476 | 0 | 0
2035 | 7585 | MW | 937.3889 | 1203.3228 | 1519.12 | 466.9881 | -722.0867 | -684.1642 | -779.1708 | -1580.0807 | -360.6202 | -217.8648 | 8.2073 | 10.5357 | 0 | 3.4454
2035 | 7586 | MW | 848.1138 | 1088.7206 | 1372.6988 | 428.0724 | -666.5416 | -636.9805 | -725.4349 | -1458.536 | -334.8616 | -202.8396 | 8.2073 | 10.5357 | 0 | 3.4454
2035 | 7587 | MW | 736.5199 | 945.4679 | 1189.6723 | 366.9192 | -638.769 | -613.3886 | -698.567 | -1397.7637 | -321.9823 | -195.327 | 8.2073 | 10.5357 | 0 | 3.4454
2035 | 7588 | MW | 624.9259 | 802.2152 | 1006.6458 | 311.3254 | -638.769 | -613.3886 | -698.567 | -1397.7637 | -321.9823 | -195.327 | 8.2073 | 10.5357 | 0 | 3.4454
2035 | 7589 | MW | 513.332 | 658.9625 | 841.9219 | 255.7316 | -666.5416 | -636.9805 | -725.4349 | -1458.536 | -334.8616 | -202.8396 | 8.2073 | 10.5357 | 0 | 3.4454
2035 | 7590 | MW | 435.2163 | 558.6856 | 695.5007 | 211.2565 | -777.6318 | -731.348 | -832.9068 | -1701.6254 | -386.3788 | -232.8899 | 8.2073 | 10.5357 | 0 | 3.4454
2035 | 7591 | MW | 345.9411 | 444.0834 | 567.3822 | 172.3408 | -944.2672 | -872.8992 | -994.1145 | -2066.2594 | -502.2924 | -277.9654 | 10.9431 | 14.0476 | 0 | 5.168
2035 | 7592 | MW | 278.9848 | 358.1318 | 457.5663 | 138.9845 | -1194.2203 | -1061.6341 | -1209.0582 | -2613.2104 | -618.206 | -338.066 | 10.9431 | 14.0476 | 0 | 5.168
2035 | 7593 | MW | 245.5066 | 315.156 | 402.6583 | 127.8658 | -1388.6282 | -1226.7772 | -1397.1339 | -3038.6167 | -708.3611 | -390.654 | 10.9431 | 14.0476 | 65.7066 | 5.168
2035 | 7594 | MW | 212.0284 | 272.1802 | 366.053 | 105.6283 | -1527.4911 | -1321.1447 | -1504.6058 | -3342.4784 | -798.5161 | -420.7044 | 10.9431 | 14.0476 | 43.8044 | 3.4454
2035 | 7595 | MW | 212.0284 | 272.1802 | 347.7504 | 105.6283 | -1638.5813 | -1415.5122 | -1612.0776 | -3585.5677 | -850.0333 | -450.7547 | 10.9431 | 14.0476 | 43.8044 | 3.4454
2035 | 7596 | MW | 223.1878 | 286.5054 | 366.053 | 111.1876 | -1694.1265 | -1486.2878 | -1692.6815 | -3707.1124 | -875.7919 | -473.2924 | 10.9431 | 14.0476 | 43.8044 | 3.4454
2035 | 7597 | MW | 278.9848 | 358.1318 | 457.5663 | 138.9845 | -1749.6716 | -1533.4715 | -1746.4174 | -3828.6571 | -901.5504 | -488.3176 | 10.9431 | 14.0476 | 43.8044 | 3.4454
2035 | 7598 | MW | 312.463 | 401.1076 | 494.1716 | 161.2221 | -1749.6716 | -1557.0634 | -1773.2854 | -3828.6571 | -914.4297 | -495.8301 | 10.9431 | 14.0476 | 43.8044 | 3.4454
2035 | 7599 | MW | 357.1005 | 458.4087 | 567.3822 | 189.019 | -1721.899 | -1533.4715 | -1746.4174 | -3767.8848 | -914.4297 | -488.3176 | 10.9431 | 14.0476 | 43.8044 | 0
2035 | 7600 | MW | 435.2163 | 558.6856 | 695.5007 | 233.494 | -1638.5813 | -1486.2878 | -1692.6815 | -3585.5677 | -888.6712 | -473.2924 | 5.4716 | 7.0238 | 0 | 0
2035 | 7601 | MW | 245.5066 | 315.156 | 402.6583 | 127.8658 | -1555.2636 | -1391.9203 | -1585.2096 | -3403.2507 | -862.9126 | -443.2421 | -10.9431 | -14.0476 | -21.9022 | -6.8907
2035 | 7602 | MW | 312.463 | 401.1076 | 512.4742 | 155.6627 | -1527.4911 | -1439.1041 | -1638.9456 | -3342.4784 | -824.2747 | -458.2672 | -13.6789 | -17.5595 | -43.8044 | -8.6134
2035 | 7603 | MW | 368.2599 | 472.734 | 603.9875 | 183.4596 | -1416.4008 | -1297.5528 | -1477.7378 | -3099.3891 | -746.9989 | -413.1918 | -13.6789 | -17.5595 | -43.8044 | -10.3361
2035 | 7604 | MW | 390.5787 | 501.3845 | 640.5928 | 194.5784 | -1333.0831 | -1226.7772 | -1397.1339 | -2917.0721 | -695.4818 | -390.654 | -16.4147 | -21.0714 | -43.8044 | -10.3361
2035 | 7605 | MW | 390.5787 | 501.3845 | 640.5928 | 189.019 | -1221.9929 | -1156.0016 | -1316.53 | -2673.9827 | -643.9646 | -368.1163 | -16.4147 | -21.0714 | -43.8044 | -10.3361
2035 | 7606 | MW | 1082.461 | 1389.5514 | 1757.0544 | 544.8194 | -1110.9026 | -1038.0423 | -1182.1902 | -2430.8934 | -579.5681 | -330.5534 | 8.2073 | 10.5357 | 21.9022 | -1.7227
2035 | 7607 | MW | 1082.461 | 1389.5514 | 1757.0544 | 544.8194 | -944.2672 | -920.0829 | -1047.8504 | -2066.2594 | -489.4131 | -292.9905 | 13.6789 | 17.5595 | 21.9022 | 1.7227
2035 | 7608 | MW | 1015.5047 | 1303.5997 | 1647.2385 | 511.4631 | -805.4044 | -778.5317 | -886.6427 | -1762.3977 | -412.1373 | -247.9151 | 10.9431 | 14.0476 | 0 | 0
2035 | 7609 | MW | 926.2295 | 1188.9976 | 1519.12 | 466.9881 | -694.3141 | -684.1642 | -779.1708 | -1519.3084 | -360.6202 | -217.8648 | 8.2073 | 10.5357 | 0 | 3.4454
2035 | 7610 | MW | 836.9544 | 1074.3954 | 1354.3961 | 422.513 | -638.769 | -660.5724 | -752.3029 | -1397.7637 | -334.8616 | -210.3522 | 8.2073 | 10.5357 | 0 | 3.4454
2035 | 7611 | MW | 725.3605 | 931.1427 | 1171.3696 | 361.3598 | -638.769 | -636.9805 | -725.4349 | -1397.7637 | -321.9823 | -202.8396 | 5.4716 | 7.0238 | 0 | 3.4454
2035 | 7612 | MW | 613.7666 | 787.8899 | 988.3431 | 305.766 | -638.769 | -636.9805 | -725.4349 | -1397.7637 | -321.9823 | -202.8396 | 5.4716 | 7.0238 | 0 | 3.4454
2035 | 7613 | MW | 513.332 | 658.9625 | 823.6193 | 250.1722 | -666.5416 | -660.5724 | -752.3029 | -1458.536 | -334.8616 | -210.3522 | 5.4716 | 7.0238 | 0 | 3.4454
2035 | 7614 | MW | 424.0569 | 544.3603 | 695.5007 | 205.6971 | -749.8593 | -731.348 | -832.9068 | -1640.853 | -373.4995 | -232.8899 | 8.2073 | 10.5357 | 0 | 3.4454
2035 | 7615 | MW | 345.9411 | 444.0834 | 567.3822 | 166.7815 | -944.2672 | -872.8992 | -994.1145 | -2066.2594 | -489.4131 | -277.9654 | 8.2073 | 10.5357 | 0 | 3.4454
2035 | 7616 | MW | 267.8254 | 343.8065 | 439.2636 | 133.4252 | -1194.2203 | -1061.6341 | -1209.0582 | -2613.2104 | -605.3267 | -338.066 | 10.9431 | 14.0476 | 0 | 3.4454
2035 | 7617 | MW | 234.3472 | 300.8307 | 384.3557 | 122.3064 | -1360.8557 | -1203.1854 | -1370.266 | -2977.8444 | -708.3611 | -383.1415 | 10.9431 | 14.0476 | 65.7066 | 5.168
2035 | 7618 | MW | 212.0284 | 272.1802 | 347.7504 | 105.6283 | -1527.4911 | -1321.1447 | -1504.6058 | -3342.4784 | -785.6368 | -420.7044 | 8.2073 | 10.5357 | 65.7066 | 5.168
2035 | 7619 | MW | 200.8691 | 257.8549 | 329.4477 | 105.6283 | -1610.8088 | -1391.9203 | -1585.2096 | -3524.7954 | -850.0333 | -443.2421 | 8.2073 | 10.5357 | 65.7066 | 5.168
2035 | 7620 | MW | 212.0284 | 272.1802 | 347.7504 | 111.1876 | -1666.3539 | -1439.1041 | -1638.9456 | -3646.3401 | -888.6712 | -458.2672 | 8.2073 | 10.5357 | 65.7066 | 5.168
2035 | 7621 | MW | 278.9848 | 358.1318 | 457.5663 | 133.4252 | -1666.3539 | -1462.6959 | -1665.8135 | -3646.3401 | -901.5504 | -465.7798 | 8.2073 | 10.5357 | 65.7066 | 5.168
2035 | 7622 | MW | 301.3036 | 386.7823 | 494.1716 | 155.6627 | -1666.3539 | -1462.6959 | -1665.8135 | -3646.3401 | -914.4297 | -465.7798 | 8.2073 | 10.5357 | 65.7066 | 5.168
2035 | 7623 | MW | 345.9411 | 444.0834 | 567.3822 | 183.4596 | -1638.5813 | -1462.6959 | -1665.8135 | -3585.5677 | -914.4297 | -465.7798 | 8.2073 | 10.5357 | 65.7066 | 0
2035 | 7624 | MW | 435.2163 | 558.6856 | 695.5007 | 227.9347 | -1610.8088 | -1391.9203 | -1585.2096 | -3524.7954 | -888.6712 | -443.2421 | 5.4716 | 7.0238 | 0 | 0
2035 | 7625 | MW | 245.5066 | 315.156 | 402.6583 | 127.8658 | -1527.4911 | -1344.7366 | -1531.4737 | -3342.4784 | -850.0333 | -428.2169 | -8.2073 | -10.5357 | -43.8044 | -8.6134
2035 | 7626 | MW | 312.463 | 401.1076 | 512.4742 | 155.6627 | -1499.7185 | -1391.9203 | -1585.2096 | -3281.7061 | -811.3954 | -443.2421 | -10.9431 | -14.0476 | -43.8044 | -10.3361
2035 | 7627 | MW | 368.2599 | 472.734 | 603.9875 | 183.4596 | -1416.4008 | -1297.5528 | -1477.7378 | -3099.3891 | -746.9989 | -413.1918 | -13.6789 | -17.5595 | -43.8044 | -10.3361
2035 | 7628 | MW | 401.7381 | 515.7098 | 658.8954 | 194.5784 | -1305.3105 | -1226.7772 | -1397.1339 | -2856.2997 | -682.6025 | -390.654 | -13.6789 | -17.5595 | -43.8044 | -10.3361
2035 | 7629 | MW | 390.5787 | 501.3845 | 640.5928 | 189.019 | -1221.9929 | -1156.0016 | -1316.53 | -2673.9827 | -631.0853 | -368.1163 | -13.6789 | -17.5595 | -43.8044 | -10.3361
2035 | 7630 | MW | 1082.461 | 1389.5514 | 1757.0544 | 544.8194 | -1110.9026 | -1061.6341 | -1209.0582 | -2430.8934 | -579.5681 | -338.066 | 8.2073 | 10.5357 | 0 | -1.7227
2035 | 7631 | MW | 1082.461 | 1389.5514 | 1757.0544 | 539.26 | -944.2672 | -920.0829 | -1047.8504 | -2066.2594 | -489.4131 | -292.9905 | 10.9431 | 14.0476 | 21.9022 | 1.7227
2035 | 7632 | MW | 1026.6641 | 1317.925 | 1665.5412 | 511.4631 | -805.4044 | -802.1236 | -913.5106 | -1762.3977 | -412.1373 | -255.4276 | 8.2073 | 10.5357 | 21.9022 | 0
2035 | 7633 | MW | 926.2295 | 1188.9976 | 1519.12 | 466.9881 | -694.3141 | -707.7561 | -806.0388 | -1519.3084 | -347.7409 | -225.3773 | 10.9431 | 14.0476 | 0 | 3.4454
2035 | 7634 | MW | 836.9544 | 1074.3954 | 1354.3961 | 422.513 | -666.5416 | -660.5724 | -752.3029 | -1458.536 | -334.8616 | -210.3522 | 8.2073 | 10.5357 | 0 | 1.7227
2035 | 7635 | MW | 725.3605 | 931.1427 | 1171.3696 | 361.3598 | -638.769 | -636.9805 | -725.4349 | -1397.7637 | -321.9823 | -202.8396 | 8.2073 | 10.5357 | 0 | 1.7227
2035 | 7636 | MW | 613.7666 | 787.8899 | 988.3431 | 305.766 | -638.769 | -636.9805 | -725.4349 | -1397.7637 | -321.9823 | -202.8396 | 8.2073 | 10.5357 | 0 | 1.7227
2035 | 7637 | MW | 502.1726 | 644.6372 | 823.6193 | 250.1722 | -666.5416 | -660.5724 | -752.3029 | -1458.536 | -321.9823 | -210.3522 | 8.2073 | 10.5357 | 0 | 1.7227
2035 | 7638 | MW | 412.8975 | 530.0351 | 677.1981 | 205.6971 | -777.6318 | -754.9398 | -859.7747 | -1701.6254 | -373.4995 | -240.4025 | 8.2073 | 10.5357 | 0 | 1.7227
2035 | 7639 | MW | 334.7818 | 429.7582 | 549.0795 | 166.7815 | -972.0398 | -896.4911 | -1020.9825 | -2127.0317 | -489.4131 | -285.478 | 8.2073 | 10.5357 | 0 | 3.4454
2035 | 7640 | MW | 267.8254 | 343.8065 | 439.2636 | 138.9845 | -1194.2203 | -1085.226 | -1235.9262 | -2613.2104 | -605.3267 | -345.5786 | 10.9431 | 14.0476 | 0 | 3.4454
2035 | 7641 | MW | 245.5066 | 315.156 | 384.3557 | 127.8658 | -1388.6282 | -1226.7772 | -1397.1339 | -3038.6167 | -708.3611 | -390.654 | 10.9431 | 14.0476 | 65.7066 | 3.4454
2035 | 7642 | MW | 200.8691 | 257.8549 | 347.7504 | 105.6283 | -1527.4911 | -1321.1447 | -1504.6058 | -3342.4784 | -798.5161 | -420.7044 | 10.9431 | 14.0476 | 65.7066 | 3.4454
2035 | 7643 | MW | 200.8691 | 257.8549 | 329.4477 | 100.0689 | -1638.5813 | -1391.9203 | -1585.2096 | -3585.5677 | -862.9126 | -443.2421 | 10.9431 | 14.0476 | 65.7066 | 3.4454
2035 | 7644 | MW | 212.0284 | 272.1802 | 347.7504 | 111.1876 | -1749.6716 | -1439.1041 | -1638.9456 | -3828.6571 | -901.5504 | -458.2672 | 10.9431 | 14.0476 | 65.7066 | 3.4454
2035 | 7645 | MW | 267.8254 | 343.8065 | 439.2636 | 138.9845 | -1805.2167 | -1462.6959 | -1665.8135 | -3950.2018 | -927.309 | -465.7798 | 10.9431 | 14.0476 | 65.7066 | 3.4454
2035 | 7646 | MW | 301.3036 | 386.7823 | 494.1716 | 161.2221 | -1805.2167 | -1462.6959 | -1665.8135 | -3950.2018 | -940.1883 | -465.7798 | 10.9431 | 14.0476 | 65.7066 | 3.4454
2035 | 7647 | MW | 345.9411 | 444.0834 | 549.0795 | 183.4596 | -1777.4442 | -1439.1041 | -1638.9456 | -3889.4294 | -940.1883 | -458.2672 | 10.9431 | 14.0476 | 65.7066 | 0
2035 | 7648 | MW | 435.2163 | 558.6856 | 695.5007 | 222.3753 | -1694.1265 | -1391.9203 | -1585.2096 | -3707.1124 | -914.4297 | -443.2421 | 8.2073 | 10.5357 | 0 | 0
2035 | 7649 | MW | 256.666 | 329.4812 | 402.6583 | 127.8658 | -1583.0362 | -1321.1447 | -1504.6058 | -3464.0231 | -875.7919 | -420.7044 | -8.2073 | -10.5357 | -21.9022 | -6.8907
2035 | 7650 | MW | 323.6224 | 415.4329 | 530.7769 | 161.2221 | -1527.4911 | -1368.3285 | -1558.3417 | -3342.4784 | -824.2747 | -435.7295 | -10.9431 | -14.0476 | -43.8044 | -8.6134
2035 | 7651 | MW | 379.4193 | 487.0592 | 603.9875 | 189.019 | -1416.4008 | -1273.961 | -1450.8698 | -3099.3891 | -734.1197 | -405.6792 | -13.6789 | -17.5595 | -43.8044 | -8.6134
2035 | 7652 | MW | 401.7381 | 515.7098 | 658.8954 | 200.1377 | -1305.3105 | -1203.1854 | -1370.266 | -2856.2997 | -682.6025 | -383.1415 | -13.6789 | -17.5595 | -43.8044 | -8.6134
2035 | 7653 | MW | 390.5787 | 501.3845 | 658.8954 | 194.5784 | -1221.9929 | -1156.0016 | -1316.53 | -2673.9827 | -631.0853 | -368.1163 | -13.6789 | -17.5595 | -43.8044 | -8.6134
2035 | 7654 | MW | 1082.461 | 1389.5514 | 1775.3571 | 539.26 | -1110.9026 | -1061.6341 | -1209.0582 | -2430.8934 | -566.6889 | -338.066 | 10.9431 | 14.0476 | 0 | -1.7227
2035 | 7655 | MW | 1082.461 | 1389.5514 | 1757.0544 | 533.7007 | -972.0398 | -920.0829 | -1047.8504 | -2127.0317 | -489.4131 | -292.9905 | 13.6789 | 17.5595 | 21.9022 | 0
2035 | 7656 | MW | 1015.5047 | 1303.5997 | 1665.5412 | 505.9038 | -833.1769 | -802.1236 | -913.5106 | -1823.17 | -412.1373 | -255.4276 | 10.9431 | 14.0476 | 0 | 0
2035 | 7657 | MW | 926.2295 | 1188.9976 | 1519.12 | 461.4287 | -666.5416 | -684.1642 | -779.1708 | -1458.536 | -347.7409 | -217.8648 | 10.9431 | 14.0476 | 21.9022 | 3.4454
2035 | 7658 | MW | 836.9544 | 1074.3954 | 1354.3961 | 416.9536 | -638.769 | -636.9805 | -725.4349 | -1397.7637 | -321.9823 | -202.8396 | 8.2073 | 10.5357 | 0 | 3.4454
2035 | 7659 | MW | 714.2011 | 916.8174 | 1171.3696 | 355.8004 | -610.9964 | -613.3886 | -698.567 | -1336.9914 | -309.103 | -195.327 | 8.2073 | 10.5357 | 0 | 3.4454
2035 | 7660 | MW | 602.6072 | 773.5647 | 988.3431 | 300.2066 | -610.9964 | -613.3886 | -698.567 | -1336.9914 | -309.103 | -195.327 | 8.2073 | 10.5357 | 0 | 3.4454
2035 | 7661 | MW | 502.1726 | 644.6372 | 823.6193 | 250.1722 | -610.9964 | -613.3886 | -698.567 | -1336.9914 | -309.103 | -195.327 | 8.2073 | 10.5357 | 0 | 3.4454
2035 | 7662 | MW | 424.0569 | 544.3603 | 695.5007 | 205.6971 | -694.3141 | -684.1642 | -779.1708 | -1519.3084 | -347.7409 | -217.8648 | 8.2073 | 10.5357 | 0 | 3.4454
2035 | 7663 | MW | 368.2599 | 472.734 | 603.9875 | 177.9002 | -777.6318 | -731.348 | -832.9068 | -1701.6254 | -412.1373 | -232.8899 | 10.9431 | 14.0476 | 0 | 3.4454
2035 | 7664 | MW | 323.6224 | 415.4329 | 530.7769 | 161.2221 | -916.4946 | -825.7154 | -940.3786 | -2005.487 | -476.5338 | -262.9402 | 13.6789 | 17.5595 | 21.9022 | 5.168
2035 | 7665 | MW | 301.3036 | 386.7823 | 494.1716 | 144.5439 | -1055.3575 | -943.6748 | -1074.7184 | -2309.3487 | -540.9303 | -300.5031 | 13.6789 | 17.5595 | 65.7066 | 3.4454
2035 | 7666 | MW | 267.8254 | 343.8065 | 439.2636 | 133.4252 | -1138.6752 | -1014.4504 | -1155.3223 | -2491.6657 | -592.4474 | -323.0408 | 10.9431 | 14.0476 | 65.7066 | 3.4454
2035 | 7667 | MW | 290.1442 | 372.4571 | 475.8689 | 150.1033 | -1221.9929 | -1061.6341 | -1209.0582 | -2673.9827 | -631.0853 | -338.066 | 10.9431 | 14.0476 | 65.7066 | 3.4454
2035 | 7668 | MW | 357.1005 | 458.4087 | 585.6848 | 177.9002 | -1277.538 | -1085.226 | -1235.9262 | -2795.5274 | -669.7232 | -345.5786 | 10.9431 | 14.0476 | 65.7066 | 3.4454
2035 | 7669 | MW | 435.2163 | 558.6856 | 695.5007 | 222.3753 | -1305.3105 | -1085.226 | -1235.9262 | -2856.2997 | -682.6025 | -345.5786 | 10.9431 | 14.0476 | 65.7066 | 3.4454
2035 | 7670 | MW | 502.1726 | 644.6372 | 805.3166 | 255.7316 | -1305.3105 | -1085.226 | -1235.9262 | -2856.2997 | -695.4818 | -345.5786 | 10.9431 | 14.0476 | 65.7066 | 3.4454
2035 | 7671 | MW | 546.8102 | 701.9383 | 878.5272 | 277.9691 | -1277.538 | -1061.6341 | -1209.0582 | -2795.5274 | -695.4818 | -338.066 | 10.9431 | 14.0476 | 65.7066 | 1.7227
2035 | 7672 | MW | 234.3472 | 300.8307 | 384.3557 | 116.747 | -1221.9929 | -1038.0423 | -1182.1902 | -2673.9827 | -669.7232 | -330.5534 | 8.2073 | 10.5357 | 0 | 1.7227
2035 | 7673 | MW | 267.8254 | 343.8065 | 420.961 | 133.4252 | -1194.2203 | -1038.0423 | -1182.1902 | -2613.2104 | -643.9646 | -330.5534 | -8.2073 | -10.5357 | -21.9022 | -5.168
2035 | 7674 | MW | 301.3036 | 386.7823 | 494.1716 | 150.1033 | -1194.2203 | -1132.4098 | -1289.6621 | -2613.2104 | -631.0853 | -360.6037 | -8.2073 | -10.5357 | -43.8044 | -6.8907
2035 | 7675 | MW | 312.463 | 401.1076 | 512.4742 | 155.6627 | -1166.4477 | -1108.8179 | -1262.7941 | -2552.4381 | -605.3267 | -353.0912 | -10.9431 | -14.0476 | -43.8044 | -8.6134
2035 | 7676 | MW | 323.6224 | 415.4329 | 530.7769 | 161.2221 | -1138.6752 | -1085.226 | -1235.9262 | -2491.6657 | -592.4474 | -345.5786 | -10.9431 | -14.0476 | -43.8044 | -8.6134
2035 | 7677 | MW | 982.0265 | 1260.6239 | 1610.6332 | 494.785 | -1110.9026 | -1061.6341 | -1209.0582 | -2430.8934 | -566.6889 | -338.066 | -10.9431 | -14.0476 | -43.8044 | -6.8907
2035 | 7678 | MW | 970.8671 | 1246.2986 | 1592.3306 | 489.2256 | -1027.5849 | -990.8585 | -1128.4543 | -2248.5764 | -528.051 | -315.5283 | 10.9431 | 14.0476 | 0 | 0
2035 | 7679 | MW | 937.3889 | 1203.3228 | 1537.4226 | 472.5475 | -916.4946 | -872.8992 | -994.1145 | -2005.487 | -463.6545 | -277.9654 | 16.4147 | 21.0714 | 21.9022 | 1.7227
2035 | 7680 | MW | 903.9107 | 1160.347 | 1464.212 | 455.8693 | -777.6318 | -754.9398 | -859.7747 | -1701.6254 | -386.3788 | -240.4025 | 13.6789 | 17.5595 | 21.9022 | 1.7227
2035 | 7681 | MW | 848.1138 | 1088.7206 | 1372.6988 | 428.0724 | -666.5416 | -660.5724 | -752.3029 | -1458.536 | -347.7409 | -210.3522 | 10.9431 | 14.0476 | 0 | 3.4454
2035 | 7682 | MW | 758.8386 | 974.1185 | 1244.5802 | 383.5973 | -638.769 | -636.9805 | -725.4349 | -1397.7637 | -321.9823 | -202.8396 | 8.2073 | 10.5357 | 0 | 3.4454
2035 | 7683 | MW | 669.5635 | 859.5163 | 1079.8564 | 333.5629 | -610.9964 | -613.3886 | -698.567 | -1336.9914 | -309.103 | -195.327 | 8.2073 | 10.5357 | 0 | 3.4454
2035 | 7684 | MW | 580.2884 | 744.9141 | 951.7378 | 289.0879 | -610.9964 | -589.7967 | -671.699 | -1336.9914 | -309.103 | -187.8144 | 8.2073 | 10.5357 | 0 | 3.4454
2035 | 7685 | MW | 513.332 | 658.9625 | 823.6193 | 255.7316 | -610.9964 | -613.3886 | -698.567 | -1336.9914 | -309.103 | -195.327 | 8.2073 | 10.5357 | 0 | 3.4454
2035 | 7686 | MW | 457.5351 | 587.3361 | 732.106 | 227.9347 | -666.5416 | -636.9805 | -725.4349 | -1458.536 | -334.8616 | -202.8396 | 8.2073 | 10.5357 | 0 | 3.4454
2035 | 7687 | MW | 401.7381 | 515.7098 | 658.8954 | 200.1377 | -722.0867 | -684.1642 | -779.1708 | -1580.0807 | -386.3788 | -217.8648 | 8.2073 | 10.5357 | 0 | 3.4454
2035 | 7688 | MW | 368.2599 | 472.734 | 585.6848 | 183.4596 | -805.4044 | -731.348 | -832.9068 | -1762.3977 | -437.8959 | -232.8899 | 10.9431 | 14.0476 | 0 | 3.4454
2035 | 7689 | MW | 323.6224 | 415.4329 | 530.7769 | 166.7815 | -916.4946 | -825.7154 | -940.3786 | -2005.487 | -489.4131 | -262.9402 | 10.9431 | 14.0476 | 43.8044 | 3.4454
2035 | 7690 | MW | 312.463 | 401.1076 | 494.1716 | 161.2221 | -972.0398 | -872.8992 | -994.1145 | -2127.0317 | -528.051 | -277.9654 | 13.6789 | 17.5595 | 43.8044 | 3.4454
2035 | 7691 | MW | 334.7818 | 429.7582 | 549.0795 | 177.9002 | -1027.5849 | -920.0829 | -1047.8504 | -2248.5764 | -553.8096 | -292.9905 | 13.6789 | 17.5595 | 43.8044 | 3.4454
2035 | 7692 | MW | 390.5787 | 501.3845 | 622.2901 | 200.1377 | -1083.13 | -943.6748 | -1074.7184 | -2370.1211 | -579.5681 | -300.5031 | 13.6789 | 17.5595 | 43.8044 | 3.4454
2035 | 7693 | MW | 457.5351 | 587.3361 | 750.4087 | 233.494 | -1110.9026 | -967.2667 | -1101.5864 | -2430.8934 | -605.3267 | -308.0157 | 13.6789 | 17.5595 | 43.8044 | 3.4454
2035 | 7694 | MW | 502.1726 | 644.6372 | 823.6193 | 255.7316 | -1110.9026 | -967.2667 | -1101.5864 | -2430.8934 | -605.3267 | -308.0157 | 13.6789 | 17.5595 | 43.8044 | 3.4454
2035 | 7695 | MW | 557.9696 | 716.2636 | 915.1325 | 272.4097 | -1110.9026 | -967.2667 | -1101.5864 | -2430.8934 | -618.206 | -308.0157 | 13.6789 | 17.5595 | 43.8044 | 1.7227
2035 | 7696 | MW | 212.0284 | 272.1802 | 347.7504 | 105.6283 | -1083.13 | -943.6748 | -1074.7184 | -2370.1211 | -605.3267 | -300.5031 | 8.2073 | 10.5357 | 0 | 1.7227
2035 | 7697 | MW | 245.5066 | 315.156 | 402.6583 | 122.3064 | -1055.3575 | -967.2667 | -1101.5864 | -2309.3487 | -605.3267 | -308.0157 | -10.9431 | -14.0476 | -21.9022 | -5.168
2035 | 7698 | MW | 267.8254 | 343.8065 | 439.2636 | 133.4252 | -1110.9026 | -1061.6341 | -1209.0582 | -2430.8934 | -605.3267 | -338.066 | -10.9431 | -14.0476 | -43.8044 | -6.8907
2035 | 7699 | MW | 278.9848 | 358.1318 | 457.5663 | 138.9845 | -1138.6752 | -1085.226 | -1235.9262 | -2491.6657 | -605.3267 | -345.5786 | -13.6789 | -17.5595 | -43.8044 | -8.6134
2035 | 7700 | MW | 278.9848 | 358.1318 | 457.5663 | 138.9845 | -1110.9026 | -1061.6341 | -1209.0582 | -2430.8934 | -592.4474 | -338.066 | -13.6789 | -17.5595 | -43.8044 | -8.6134
2035 | 7701 | MW | 970.8671 | 1246.2986 | 1592.3306 | 478.1068 | -1110.9026 | -1038.0423 | -1182.1902 | -2430.8934 | -566.6889 | -330.5534 | -10.9431 | -14.0476 | -43.8044 | -8.6134
2035 | 7702 | MW | 970.8671 | 1246.2986 | 1592.3306 | 478.1068 | -1027.5849 | -967.2667 | -1101.5864 | -2248.5764 | -528.051 | -308.0157 | 10.9431 | 14.0476 | 21.9022 | 0
2035 | 7703 | MW | 937.3889 | 1203.3228 | 1537.4226 | 466.9881 | -888.7221 | -872.8992 | -994.1145 | -1944.7147 | -463.6545 | -277.9654 | 13.6789 | 17.5595 | 21.9022 | 1.7227
2035 | 7704 | MW | 892.7514 | 1146.0217 | 1464.212 | 444.7506 | -749.8593 | -731.348 | -832.9068 | -1640.853 | -386.3788 | -232.8899 | 10.9431 | 14.0476 | 0 | 1.7227
2035 | 7705 | MW | 825.795 | 1060.0701 | 1354.3961 | 411.3943 | -722.0867 | -684.1642 | -779.1708 | -1580.0807 | -360.6202 | -217.8648 | 8.2073 | 10.5357 | 0 | 1.7227
2035 | 7706 | MW | 736.5199 | 945.4679 | 1207.9749 | 366.9192 | -666.5416 | -636.9805 | -725.4349 | -1458.536 | -334.8616 | -202.8396 | 8.2073 | 10.5357 | 0 | 1.7227
2035 | 7707 | MW | 647.2447 | 830.8658 | 1061.5537 | 316.8848 | -638.769 | -613.3886 | -698.567 | -1397.7637 | -321.9823 | -195.327 | 8.2073 | 10.5357 | 0 | 1.7227
2035 | 7708 | MW | 557.9696 | 716.2636 | 915.1325 | 272.4097 | -638.769 | -613.3886 | -698.567 | -1397.7637 | -321.9823 | -195.327 | 8.2073 | 10.5357 | 0 | 1.7227
2035 | 7709 | MW | 491.0132 | 630.312 | 805.3166 | 239.0534 | -666.5416 | -636.9805 | -725.4349 | -1458.536 | -334.8616 | -202.8396 | 8.2073 | 10.5357 | 0 | 1.7227
2035 | 7710 | MW | 424.0569 | 544.3603 | 695.5007 | 205.6971 | -777.6318 | -731.348 | -832.9068 | -1701.6254 | -386.3788 | -232.8899 | 8.2073 | 10.5357 | 0 | 1.7227
2035 | 7711 | MW | 368.2599 | 472.734 | 603.9875 | 177.9002 | -972.0398 | -872.8992 | -994.1145 | -2127.0317 | -489.4131 | -277.9654 | 10.9431 | 14.0476 | 0 | 3.4454
2035 | 7712 | MW | 312.463 | 401.1076 | 512.4742 | 155.6627 | -1166.4477 | -1038.0423 | -1182.1902 | -2552.4381 | -605.3267 | -330.5534 | 10.9431 | 14.0476 | 0 | 3.4454
2035 | 7713 | MW | 290.1442 | 372.4571 | 475.8689 | 150.1033 | -1360.8557 | -1179.5935 | -1343.398 | -2977.8444 | -682.6025 | -375.6289 | 10.9431 | 14.0476 | 43.8044 | 3.4454
2035 | 7714 | MW | 267.8254 | 343.8065 | 439.2636 | 133.4252 | -1471.9459 | -1273.961 | -1450.8698 | -3220.9337 | -746.9989 | -405.6792 | 10.9431 | 14.0476 | 43.8044 | 3.4454
2035 | 7715 | MW | 245.5066 | 315.156 | 402.6583 | 133.4252 | -1583.0362 | -1344.7366 | -1531.4737 | -3464.0231 | -824.2747 | -428.2169 | 10.9431 | 14.0476 | 43.8044 | 3.4454
2035 | 7716 | MW | 245.5066 | 315.156 | 402.6583 | 127.8658 | -1666.3539 | -1368.3285 | -1558.3417 | -3646.3401 | -862.9126 | -435.7295 | 10.9431 | 14.0476 | 43.8044 | 3.4454
2035 | 7717 | MW | 301.3036 | 386.7823 | 494.1716 | 155.6627 | -1694.1265 | -1391.9203 | -1585.2096 | -3707.1124 | -901.5504 | -443.2421 | 10.9431 | 14.0476 | 43.8044 | 3.4454
2035 | 7718 | MW | 334.7818 | 429.7582 | 530.7769 | 172.3408 | -1721.899 | -1391.9203 | -1585.2096 | -3767.8848 | -914.4297 | -443.2421 | 8.2073 | 10.5357 | 43.8044 | 3.4454
2035 | 7719 | MW | 368.2599 | 472.734 | 585.6848 | 189.019 | -1694.1265 | -1368.3285 | -1558.3417 | -3707.1124 | -914.4297 | -435.7295 | 8.2073 | 10.5357 | 43.8044 | 0
2035 | 7720 | MW | 446.3757 | 573.0109 | 732.106 | 233.494 | -1638.5813 | -1321.1447 | -1504.6058 | -3585.5677 | -888.6712 | -420.7044 | 5.4716 | 7.0238 | 0 | 0
2035 | 7721 | MW | 245.5066 | 315.156 | 402.6583 | 122.3064 | -1527.4911 | -1321.1447 | -1504.6058 | -3342.4784 | -850.0333 | -420.7044 | -10.9431 | -14.0476 | -21.9022 | -6.8907
2035 | 7722 | MW | 312.463 | 401.1076 | 512.4742 | 150.1033 | -1499.7185 | -1344.7366 | -1531.4737 | -3281.7061 | -811.3954 | -428.2169 | -10.9431 | -14.0476 | -43.8044 | -8.6134
2035 | 7723 | MW | 357.1005 | 458.4087 | 585.6848 | 177.9002 | -1388.6282 | -1273.961 | -1450.8698 | -3038.6167 | -746.9989 | -405.6792 | -13.6789 | -17.5595 | -43.8044 | -8.6134
2035 | 7724 | MW | 390.5787 | 501.3845 | 640.5928 | 189.019 | -1305.3105 | -1203.1854 | -1370.266 | -2856.2997 | -695.4818 | -383.1415 | -13.6789 | -17.5595 | -43.8044 | -8.6134
2035 | 7725 | MW | 379.4193 | 487.0592 | 622.2901 | 189.019 | -1221.9929 | -1132.4098 | -1289.6621 | -2673.9827 | -643.9646 | -360.6037 | -13.6789 | -17.5595 | -43.8044 | -8.6134
2035 | 7726 | MW | 1093.6204 | 1403.8766 | 1793.6597 | 550.3788 | -1138.6752 | -1061.6341 | -1209.0582 | -2491.6657 | -579.5681 | -338.066 | 8.2073 | 10.5357 | 21.9022 | -1.7227
2035 | 7727 | MW | 1093.6204 | 1403.8766 | 1793.6597 | 550.3788 | -972.0398 | -920.0829 | -1047.8504 | -2127.0317 | -502.2924 | -292.9905 | 13.6789 | 17.5595 | 21.9022 | 0
2035 | 7728 | MW | 1048.9828 | 1346.5755 | 1702.1465 | 522.5819 | -833.1769 | -802.1236 | -913.5106 | -1823.17 | -425.0166 | -255.4276 | 10.9431 | 14.0476 | 0 | 0
2035 | 7729 | MW | 959.7077 | 1231.9734 | 1555.7253 | 478.1068 | -722.0867 | -707.7561 | -806.0388 | -1580.0807 | -360.6202 | -225.3773 | 10.9431 | 14.0476 | 0 | 1.7227
2035 | 7730 | MW | 870.4326 | 1117.3712 | 1427.6067 | 439.1912 | -666.5416 | -660.5724 | -752.3029 | -1458.536 | -334.8616 | -210.3522 | 10.9431 | 14.0476 | 0 | 1.7227
2035 | 7731 | MW | 769.998 | 988.4437 | 1244.5802 | 383.5973 | -638.769 | -636.9805 | -725.4349 | -1397.7637 | -321.9823 | -202.8396 | 10.9431 | 14.0476 | 0 | 1.7227
2035 | 7732 | MW | 658.4041 | 845.191 | 1061.5537 | 328.0035 | -638.769 | -636.9805 | -725.4349 | -1397.7637 | -321.9823 | -202.8396 | 8.2073 | 10.5357 | 0 | 1.7227
2035 | 7733 | MW | 557.9696 | 716.2636 | 896.8299 | 272.4097 | -666.5416 | -660.5724 | -752.3029 | -1458.536 | -334.8616 | -210.3522 | 8.2073 | 10.5357 | 0 | 1.7227
2035 | 7734 | MW | 468.6945 | 601.6614 | 768.7113 | 227.9347 | -777.6318 | -754.9398 | -859.7747 | -1701.6254 | -386.3788 | -240.4025 | 10.9431 | 14.0476 | 0 | 1.7227
2035 | 7735 | MW | 379.4193 | 487.0592 | 622.2901 | 189.019 | -972.0398 | -896.4911 | -1020.9825 | -2127.0317 | -489.4131 | -285.478 | 10.9431 | 14.0476 | 0 | 3.4454
2035 | 7736 | MW | 301.3036 | 386.7823 | 494.1716 | 155.6627 | -1194.2203 | -1038.0423 | -1182.1902 | -2613.2104 | -605.3267 | -330.5534 | 10.9431 | 14.0476 | 0 | 3.4454
2035 | 7737 | MW | 267.8254 | 343.8065 | 420.961 | 138.9845 | -1388.6282 | -1179.5935 | -1343.398 | -3038.6167 | -695.4818 | -375.6289 | 13.6789 | 17.5595 | 43.8044 | 3.4454
2035 | 7738 | MW | 223.1878 | 286.5054 | 366.053 | 116.747 | -1527.4911 | -1250.3691 | -1424.0019 | -3342.4784 | -759.8782 | -398.1666 | 13.6789 | 17.5595 | 43.8044 | 3.4454
2035 | 7739 | MW | 212.0284 | 272.1802 | 366.053 | 111.1876 | -1638.5813 | -1321.1447 | -1504.6058 | -3585.5677 | -824.2747 | -420.7044 | 13.6789 | 17.5595 | 43.8044 | 3.4454
2035 | 7740 | MW | 223.1878 | 286.5054 | 366.053 | 116.747 | -1721.899 | -1344.7366 | -1531.4737 | -3767.8848 | -862.9126 | -428.2169 | 13.6789 | 17.5595 | 43.8044 | 3.4454
2035 | 7741 | MW | 278.9848 | 358.1318 | 457.5663 | 138.9845 | -1777.4442 | -1368.3285 | -1558.3417 | -3889.4294 | -888.6712 | -435.7295 | 13.6789 | 17.5595 | 43.8044 | 3.4454
2035 | 7742 | MW | 312.463 | 401.1076 | 494.1716 | 161.2221 | -1805.2167 | -1368.3285 | -1558.3417 | -3950.2018 | -901.5504 | -435.7295 | 13.6789 | 17.5595 | 43.8044 | 3.4454
2035 | 7743 | MW | 357.1005 | 458.4087 | 567.3822 | 189.019 | -1777.4442 | -1344.7366 | -1531.4737 | -3889.4294 | -901.5504 | -428.2169 | 13.6789 | 17.5595 | 43.8044 | 0
2035 | 7744 | MW | 435.2163 | 558.6856 | 695.5007 | 227.9347 | -1694.1265 | -1297.5528 | -1477.7378 | -3707.1124 | -875.7919 | -413.1918 | 8.2073 | 10.5357 | 0 | 0
2035 | 7745 | MW | 245.5066 | 315.156 | 402.6583 | 122.3064 | -1583.0362 | -1321.1447 | -1504.6058 | -3464.0231 | -837.154 | -420.7044 | -10.9431 | -14.0476 | -21.9022 | -6.8907
2035 | 7746 | MW | 312.463 | 401.1076 | 512.4742 | 155.6627 | -1527.4911 | -1344.7366 | -1531.4737 | -3342.4784 | -811.3954 | -428.2169 | -13.6789 | -17.5595 | -43.8044 | -8.6134
2035 | 7747 | MW | 357.1005 | 458.4087 | 585.6848 | 177.9002 | -1416.4008 | -1273.961 | -1450.8698 | -3099.3891 | -734.1197 | -405.6792 | -13.6789 | -17.5595 | -43.8044 | -10.3361
2035 | 7748 | MW | 390.5787 | 501.3845 | 640.5928 | 194.5784 | -1305.3105 | -1203.1854 | -1370.266 | -2856.2997 | -682.6025 | -383.1415 | -13.6789 | -17.5595 | -43.8044 | -10.3361
2035 | 7749 | MW | 390.5787 | 501.3845 | 640.5928 | 189.019 | -1249.7654 | -1132.4098 | -1289.6621 | -2734.7551 | -643.9646 | -360.6037 | -13.6789 | -17.5595 | -43.8044 | -8.6134
2035 | 7750 | MW | 1082.461 | 1389.5514 | 1775.3571 | 544.8194 | -1138.6752 | -1038.0423 | -1182.1902 | -2491.6657 | -579.5681 | -330.5534 | 10.9431 | 14.0476 | 0 | -1.7227
2035 | 7751 | MW | 1093.6204 | 1403.8766 | 1775.3571 | 544.8194 | -972.0398 | -920.0829 | -1047.8504 | -2127.0317 | -502.2924 | -292.9905 | 16.4147 | 21.0714 | 0 | 0
2035 | 7752 | MW | 1026.6641 | 1317.925 | 1665.5412 | 511.4631 | -833.1769 | -802.1236 | -913.5106 | -1823.17 | -425.0166 | -255.4276 | 13.6789 | 17.5595 | 0 | 0
2035 | 7753 | MW | 937.3889 | 1203.3228 | 1519.12 | 466.9881 | -722.0867 | -707.7561 | -806.0388 | -1580.0807 | -360.6202 | -225.3773 | 10.9431 | 14.0476 | 0 | 3.4454
2035 | 7754 | MW | 848.1138 | 1088.7206 | 1372.6988 | 422.513 | -666.5416 | -660.5724 | -752.3029 | -1458.536 | -334.8616 | -210.3522 | 8.2073 | 10.5357 | 0 | 3.4454
2035 | 7755 | MW | 736.5199 | 945.4679 | 1189.6723 | 366.9192 | -638.769 | -636.9805 | -725.4349 | -1397.7637 | -321.9823 | -202.8396 | 8.2073 | 10.5357 | 0 | 1.7227
2035 | 7756 | MW | 624.9259 | 802.2152 | 1006.6458 | 311.3254 | -638.769 | -636.9805 | -725.4349 | -1397.7637 | -321.9823 | -202.8396 | 8.2073 | 10.5357 | 0 | 1.7227
2035 | 7757 | MW | 524.4914 | 673.2878 | 841.9219 | 255.7316 | -666.5416 | -636.9805 | -725.4349 | -1458.536 | -334.8616 | -202.8396 | 8.2073 | 10.5357 | 0 | 1.7227
2035 | 7758 | MW | 435.2163 | 558.6856 | 713.8034 | 211.2565 | -777.6318 | -731.348 | -832.9068 | -1701.6254 | -386.3788 | -232.8899 | 8.2073 | 10.5357 | 0 | 3.4454
2035 | 7759 | MW | 345.9411 | 444.0834 | 567.3822 | 172.3408 | -972.0398 | -872.8992 | -994.1145 | -2127.0317 | -489.4131 | -277.9654 | 10.9431 | 14.0476 | 0 | 3.4454
2035 | 7760 | MW | 278.9848 | 358.1318 | 457.5663 | 138.9845 | -1166.4477 | -1038.0423 | -1182.1902 | -2552.4381 | -618.206 | -330.5534 | 10.9431 | 14.0476 | 0 | 3.4454
2035 | 7761 | MW | 245.5066 | 315.156 | 402.6583 | 133.4252 | -1360.8557 | -1203.1854 | -1370.266 | -2977.8444 | -708.3611 | -383.1415 | 10.9431 | 14.0476 | 43.8044 | 3.4454
2035 | 7762 | MW | 212.0284 | 272.1802 | 347.7504 | 111.1876 | -1527.4911 | -1297.5528 | -1477.7378 | -3342.4784 | -785.6368 | -413.1918 | 10.9431 | 14.0476 | 43.8044 | 3.4454
2035 | 7763 | MW | 200.8691 | 257.8549 | 329.4477 | 105.6283 | -1638.5813 | -1391.9203 | -1585.2096 | -3585.5677 | -850.0333 | -443.2421 | 10.9431 | 14.0476 | 43.8044 | 3.4454
2035 | 7764 | MW | 223.1878 | 286.5054 | 347.7504 | 111.1876 | -1721.899 | -1439.1041 | -1638.9456 | -3767.8848 | -875.7919 | -458.2672 | 10.9431 | 14.0476 | 43.8044 | 3.4454
2035 | 7765 | MW | 278.9848 | 358.1318 | 457.5663 | 138.9845 | -1777.4442 | -1486.2878 | -1692.6815 | -3889.4294 | -901.5504 | -473.2924 | 10.9431 | 14.0476 | 43.8044 | 3.4454
2035 | 7766 | MW | 301.3036 | 386.7823 | 494.1716 | 161.2221 | -1805.2167 | -1509.8797 | -1719.5494 | -3950.2018 | -901.5504 | -480.805 | 10.9431 | 14.0476 | 43.8044 | 3.4454
2035 | 7767 | MW | 345.9411 | 444.0834 | 549.0795 | 183.4596 | -1749.6716 | -1486.2878 | -1692.6815 | -3828.6571 | -888.6712 | -473.2924 | 10.9431 | 14.0476 | 43.8044 | 0
2035 | 7768 | MW | 435.2163 | 558.6856 | 695.5007 | 227.9347 | -1666.3539 | -1415.5122 | -1612.0776 | -3646.3401 | -850.0333 | -450.7547 | 8.2073 | 10.5357 | 0 | 0
2035 | 7769 | MW | 256.666 | 329.4812 | 402.6583 | 127.8658 | -1583.0362 | -1391.9203 | -1585.2096 | -3464.0231 | -824.2747 | -443.2421 | -8.2073 | -10.5357 | -21.9022 | -6.8907
2035 | 7770 | MW | 312.463 | 401.1076 | 512.4742 | 155.6627 | -1527.4911 | -1391.9203 | -1585.2096 | -3342.4784 | -798.5161 | -443.2421 | -10.9431 | -14.0476 | -43.8044 | -8.6134
2035 | 7771 | MW | 368.2599 | 472.734 | 603.9875 | 183.4596 | -1416.4008 | -1273.961 | -1450.8698 | -3099.3891 | -734.1197 | -405.6792 | -13.6789 | -17.5595 | -43.8044 | -8.6134
2035 | 7772 | MW | 401.7381 | 515.7098 | 658.8954 | 194.5784 | -1305.3105 | -1203.1854 | -1370.266 | -2856.2997 | -682.6025 | -383.1415 | -13.6789 | -17.5595 | -43.8044 | -8.6134
2035 | 7773 | MW | 390.5787 | 501.3845 | 640.5928 | 189.019 | -1221.9929 | -1132.4098 | -1289.6621 | -2673.9827 | -631.0853 | -360.6037 | -13.6789 | -17.5595 | -43.8044 | -8.6134
2035 | 7774 | MW | 1082.461 | 1389.5514 | 1757.0544 | 539.26 | -1110.9026 | -1061.6341 | -1209.0582 | -2430.8934 | -566.6889 | -338.066 | 10.9431 | 14.0476 | 21.9022 | -1.7227
2035 | 7775 | MW | 1082.461 | 1389.5514 | 1757.0544 | 539.26 | -972.0398 | -920.0829 | -1047.8504 | -2127.0317 | -489.4131 | -292.9905 | 13.6789 | 17.5595 | 0 | 0
2035 | 7776 | MW | 1015.5047 | 1303.5997 | 1665.5412 | 505.9038 | -805.4044 | -802.1236 | -913.5106 | -1762.3977 | -412.1373 | -255.4276 | 13.6789 | 17.5595 | 0 | 0
2035 | 7777 | MW | 926.2295 | 1188.9976 | 1519.12 | 461.4287 | -694.3141 | -684.1642 | -779.1708 | -1519.3084 | -360.6202 | -217.8648 | 10.9431 | 14.0476 | 0 | 3.4454
2035 | 7778 | MW | 836.9544 | 1074.3954 | 1354.3961 | 416.9536 | -638.769 | -660.5724 | -752.3029 | -1397.7637 | -334.8616 | -210.3522 | 10.9431 | 14.0476 | 21.9022 | 3.4454
2035 | 7779 | MW | 725.3605 | 931.1427 | 1171.3696 | 361.3598 | -638.769 | -636.9805 | -725.4349 | -1397.7637 | -321.9823 | -202.8396 | 8.2073 | 10.5357 | 21.9022 | 1.7227
2035 | 7780 | MW | 613.7666 | 787.8899 | 988.3431 | 300.2066 | -638.769 | -636.9805 | -725.4349 | -1397.7637 | -321.9823 | -202.8396 | 8.2073 | 10.5357 | 0 | 1.7227
2035 | 7781 | MW | 502.1726 | 644.6372 | 823.6193 | 250.1722 | -666.5416 | -660.5724 | -752.3029 | -1458.536 | -334.8616 | -210.3522 | 8.2073 | 10.5357 | 0 | 1.7227
2035 | 7782 | MW | 424.0569 | 544.3603 | 677.1981 | 205.6971 | -749.8593 | -731.348 | -832.9068 | -1640.853 | -373.4995 | -232.8899 | 10.9431 | 14.0476 | 0 | 1.7227
2035 | 7783 | MW | 334.7818 | 429.7582 | 549.0795 | 166.7815 | -944.2672 | -872.8992 | -994.1145 | -2066.2594 | -489.4131 | -277.9654 | 10.9431 | 14.0476 | 21.9022 | 3.4454
2035 | 7784 | MW | 267.8254 | 343.8065 | 439.2636 | 138.9845 | -1194.2203 | -1061.6341 | -1209.0582 | -2613.2104 | -605.3267 | -338.066 | 13.6789 | 17.5595 | 21.9022 | 3.4454
2035 | 7785 | MW | 234.3472 | 300.8307 | 384.3557 | 133.4252 | -1360.8557 | -1203.1854 | -1370.266 | -2977.8444 | -708.3611 | -383.1415 | 13.6789 | 17.5595 | 43.8044 | 3.4454
2035 | 7786 | MW | 200.8691 | 257.8549 | 347.7504 | 111.1876 | -1527.4911 | -1321.1447 | -1504.6058 | -3342.4784 | -785.6368 | -420.7044 | 13.6789 | 17.5595 | 43.8044 | 3.4454
2035 | 7787 | MW | 200.8691 | 257.8549 | 329.4477 | 105.6283 | -1610.8088 | -1391.9203 | -1585.2096 | -3524.7954 | -850.0333 | -443.2421 | 13.6789 | 17.5595 | 43.8044 | 3.4454
2035 | 7788 | MW | 212.0284 | 272.1802 | 347.7504 | 111.1876 | -1666.3539 | -1439.1041 | -1638.9456 | -3646.3401 | -888.6712 | -458.2672 | 13.6789 | 17.5595 | 43.8044 | 3.4454
2035 | 7789 | MW | 267.8254 | 343.8065 | 439.2636 | 138.9845 | -1666.3539 | -1462.6959 | -1665.8135 | -3646.3401 | -901.5504 | -465.7798 | 13.6789 | 17.5595 | 65.7066 | 3.4454
2035 | 7790 | MW | 301.3036 | 386.7823 | 494.1716 | 161.2221 | -1666.3539 | -1462.6959 | -1665.8135 | -3646.3401 | -914.4297 | -465.7798 | 13.6789 | 17.5595 | 65.7066 | 3.4454
2035 | 7791 | MW | 357.1005 | 458.4087 | 567.3822 | 189.019 | -1638.5813 | -1462.6959 | -1665.8135 | -3585.5677 | -914.4297 | -465.7798 | 13.6789 | 17.5595 | 65.7066 | 0
2035 | 7792 | MW | 435.2163 | 558.6856 | 713.8034 | 227.9347 | -1610.8088 | -1391.9203 | -1585.2096 | -3524.7954 | -888.6712 | -443.2421 | 8.2073 | 10.5357 | 0 | 0
2035 | 7793 | MW | 245.5066 | 315.156 | 402.6583 | 127.8658 | -1527.4911 | -1344.7366 | -1531.4737 | -3342.4784 | -850.0333 | -428.2169 | -10.9431 | -14.0476 | -43.8044 | -6.8907
2035 | 7794 | MW | 312.463 | 401.1076 | 512.4742 | 161.2221 | -1499.7185 | -1391.9203 | -1585.2096 | -3281.7061 | -811.3954 | -443.2421 | -10.9431 | -14.0476 | -43.8044 | -8.6134
2035 | 7795 | MW | 368.2599 | 472.734 | 603.9875 | 183.4596 | -1416.4008 | -1297.5528 | -1477.7378 | -3099.3891 | -746.9989 | -413.1918 | -13.6789 | -17.5595 | -43.8044 | -10.3361
2035 | 7796 | MW | 401.7381 | 515.7098 | 658.8954 | 194.5784 | -1305.3105 | -1226.7772 | -1397.1339 | -2856.2997 | -682.6025 | -390.654 | -13.6789 | -17.5595 | -43.8044 | -8.6134
2035 | 7797 | MW | 390.5787 | 501.3845 | 640.5928 | 189.019 | -1221.9929 | -1156.0016 | -1316.53 | -2673.9827 | -631.0853 | -368.1163 | -13.6789 | -17.5595 | -43.8044 | -8.6134
2035 | 7798 | MW | 1082.461 | 1389.5514 | 1757.0544 | 539.26 | -1110.9026 | -1061.6341 | -1209.0582 | -2430.8934 | -579.5681 | -338.066 | 10.9431 | 14.0476 | 0 | -1.7227
2035 | 7799 | MW | 1071.3016 | 1375.2261 | 1757.0544 | 539.26 | -944.2672 | -920.0829 | -1047.8504 | -2066.2594 | -489.4131 | -292.9905 | 16.4147 | 21.0714 | 21.9022 | 0
2035 | 7800 | MW | 1015.5047 | 1303.5997 | 1665.5412 | 505.9038 | -805.4044 | -802.1236 | -913.5106 | -1762.3977 | -412.1373 | -255.4276 | 13.6789 | 17.5595 | 21.9022 | 0
2035 | 7801 | MW | 926.2295 | 1188.9976 | 1519.12 | 461.4287 | -694.3141 | -707.7561 | -806.0388 | -1519.3084 | -347.7409 | -225.3773 | 8.2073 | 10.5357 | 0 | 3.4454
2035 | 7802 | MW | 836.9544 | 1074.3954 | 1354.3961 | 416.9536 | -666.5416 | -660.5724 | -752.3029 | -1458.536 | -334.8616 | -210.3522 | 8.2073 | 10.5357 | 0 | 3.4454
2035 | 7803 | MW | 725.3605 | 931.1427 | 1171.3696 | 355.8004 | -638.769 | -636.9805 | -725.4349 | -1397.7637 | -321.9823 | -202.8396 | 8.2073 | 10.5357 | 0 | 1.7227
2035 | 7804 | MW | 613.7666 | 787.8899 | 988.3431 | 300.2066 | -638.769 | -636.9805 | -725.4349 | -1397.7637 | -321.9823 | -202.8396 | 8.2073 | 10.5357 | 0 | 1.7227
2035 | 7805 | MW | 502.1726 | 644.6372 | 823.6193 | 244.6128 | -666.5416 | -660.5724 | -752.3029 | -1458.536 | -321.9823 | -210.3522 | 8.2073 | 10.5357 | 0 | 3.4454
2035 | 7806 | MW | 412.8975 | 530.0351 | 677.1981 | 200.1377 | -777.6318 | -754.9398 | -859.7747 | -1701.6254 | -373.4995 | -240.4025 | 8.2073 | 10.5357 | 0 | 3.4454
2035 | 7807 | MW | 334.7818 | 429.7582 | 549.0795 | 161.2221 | -972.0398 | -896.4911 | -1020.9825 | -2127.0317 | -489.4131 | -285.478 | 8.2073 | 10.5357 | 0 | 3.4454
2035 | 7808 | MW | 267.8254 | 343.8065 | 439.2636 | 133.4252 | -1194.2203 | -1085.226 | -1235.9262 | -2613.2104 | -605.3267 | -345.5786 | 10.9431 | 14.0476 | 0 | 5.168
2035 | 7809 | MW | 234.3472 | 300.8307 | 384.3557 | 122.3064 | -1388.6282 | -1226.7772 | -1397.1339 | -3038.6167 | -708.3611 | -390.654 | 10.9431 | 14.0476 | 43.8044 | 3.4454
2035 | 7810 | MW | 200.8691 | 257.8549 | 347.7504 | 105.6283 | -1527.4911 | -1321.1447 | -1504.6058 | -3342.4784 | -798.5161 | -420.7044 | 10.9431 | 14.0476 | 43.8044 | 3.4454
2035 | 7811 | MW | 200.8691 | 257.8549 | 329.4477 | 100.0689 | -1638.5813 | -1391.9203 | -1585.2096 | -3585.5677 | -862.9126 | -443.2421 | 10.9431 | 14.0476 | 43.8044 | 3.4454
2035 | 7812 | MW | 212.0284 | 272.1802 | 347.7504 | 111.1876 | -1749.6716 | -1439.1041 | -1638.9456 | -3828.6571 | -901.5504 | -458.2672 | 10.9431 | 14.0476 | 43.8044 | 3.4454
2035 | 7813 | MW | 267.8254 | 343.8065 | 439.2636 | 138.9845 | -1805.2167 | -1462.6959 | -1665.8135 | -3950.2018 | -927.309 | -465.7798 | 10.9431 | 14.0476 | 43.8044 | 3.4454
2035 | 7814 | MW | 301.3036 | 386.7823 | 494.1716 | 161.2221 | -1805.2167 | -1462.6959 | -1665.8135 | -3950.2018 | -940.1883 | -465.7798 | 10.9431 | 14.0476 | 43.8044 | 3.4454
2035 | 7815 | MW | 345.9411 | 444.0834 | 567.3822 | 189.019 | -1777.4442 | -1439.1041 | -1638.9456 | -3889.4294 | -940.1883 | -458.2672 | 10.9431 | 14.0476 | 43.8044 | 0
2035 | 7816 | MW | 435.2163 | 558.6856 | 695.5007 | 227.9347 | -1694.1265 | -1391.9203 | -1585.2096 | -3707.1124 | -914.4297 | -443.2421 | 8.2073 | 10.5357 | 0 | 0
2035 | 7817 | MW | 256.666 | 329.4812 | 402.6583 | 127.8658 | -1583.0362 | -1321.1447 | -1504.6058 | -3464.0231 | -875.7919 | -420.7044 | -10.9431 | -14.0476 | -21.9022 | -5.168
2035 | 7818 | MW | 323.6224 | 415.4329 | 530.7769 | 161.2221 | -1527.4911 | -1368.3285 | -1558.3417 | -3342.4784 | -824.2747 | -435.7295 | -10.9431 | -14.0476 | -43.8044 | -8.6134
2035 | 7819 | MW | 368.2599 | 472.734 | 603.9875 | 183.4596 | -1416.4008 | -1273.961 | -1450.8698 | -3099.3891 | -734.1197 | -405.6792 | -13.6789 | -17.5595 | -43.8044 | -8.6134
2035 | 7820 | MW | 401.7381 | 515.7098 | 658.8954 | 194.5784 | -1305.3105 | -1203.1854 | -1370.266 | -2856.2997 | -682.6025 | -383.1415 | -13.6789 | -17.5595 | -43.8044 | -8.6134
2035 | 7821 | MW | 390.5787 | 501.3845 | 658.8954 | 194.5784 | -1221.9929 | -1156.0016 | -1316.53 | -2673.9827 | -631.0853 | -368.1163 | -10.9431 | -14.0476 | -43.8044 | -8.6134
2035 | 7822 | MW | 1071.3016 | 1375.2261 | 1757.0544 | 533.7007 | -1110.9026 | -1061.6341 | -1209.0582 | -2430.8934 | -566.6889 | -338.066 | 8.2073 | 10.5357 | 21.9022 | 0
2035 | 7823 | MW | 1071.3016 | 1375.2261 | 1757.0544 | 533.7007 | -972.0398 | -920.0829 | -1047.8504 | -2127.0317 | -489.4131 | -292.9905 | 10.9431 | 14.0476 | 0 | 1.7227
2035 | 7824 | MW | 1015.5047 | 1303.5997 | 1665.5412 | 505.9038 | -833.1769 | -802.1236 | -913.5106 | -1823.17 | -412.1373 | -255.4276 | 10.9431 | 14.0476 | 0 | 0
2035 | 7825 | MW | 926.2295 | 1188.9976 | 1500.8173 | 461.4287 | -666.5416 | -684.1642 | -779.1708 | -1458.536 | -347.7409 | -217.8648 | 10.9431 | 14.0476 | 0 | 3.4454
2035 | 7826 | MW | 836.9544 | 1074.3954 | 1354.3961 | 416.9536 | -638.769 | -636.9805 | -725.4349 | -1397.7637 | -321.9823 | -202.8396 | 8.2073 | 10.5357 | 0 | 3.4454
2035 | 7827 | MW | 725.3605 | 931.1427 | 1171.3696 | 361.3598 | -610.9964 | -613.3886 | -698.567 | -1336.9914 | -309.103 | -195.327 | 8.2073 | 10.5357 | 0 | 3.4454
2035 | 7828 | MW | 613.7666 | 787.8899 | 988.3431 | 305.766 | -610.9964 | -613.3886 | -698.567 | -1336.9914 | -309.103 | -195.327 | 8.2073 | 10.5357 | 0 | 1.7227
2035 | 7829 | MW | 513.332 | 658.9625 | 823.6193 | 255.7316 | -610.9964 | -613.3886 | -698.567 | -1336.9914 | -309.103 | -195.327 | 8.2073 | 10.5357 | 0 | 3.4454
2035 | 7830 | MW | 435.2163 | 558.6856 | 695.5007 | 216.8159 | -694.3141 | -660.5724 | -752.3029 | -1519.3084 | -347.7409 | -210.3522 | 8.2073 | 10.5357 | 0 | 3.4454
2035 | 7831 | MW | 379.4193 | 487.0592 | 603.9875 | 189.019 | -805.4044 | -754.9398 | -859.7747 | -1762.3977 | -412.1373 | -240.4025 | 8.2073 | 10.5357 | 0 | 3.4454
2035 | 7832 | MW | 334.7818 | 429.7582 | 530.7769 | 166.7815 | -916.4946 | -802.1236 | -913.5106 | -2005.487 | -476.5338 | -255.4276 | 10.9431 | 14.0476 | 0 | 3.4454
2035 | 7833 | MW | 312.463 | 401.1076 | 512.4742 | 161.2221 | -1027.5849 | -920.0829 | -1047.8504 | -2248.5764 | -540.9303 | -292.9905 | 10.9431 | 14.0476 | 65.7066 | 3.4454
2035 | 7834 | MW | 278.9848 | 358.1318 | 457.5663 | 150.1033 | -1110.9026 | -990.8585 | -1128.4543 | -2430.8934 | -605.3267 | -315.5283 | 13.6789 | 17.5595 | 65.7066 | 3.4454
2035 | 7835 | MW | 301.3036 | 386.7823 | 494.1716 | 155.6627 | -1166.4477 | -1014.4504 | -1155.3223 | -2552.4381 | -643.9646 | -323.0408 | 13.6789 | 17.5595 | 65.7066 | 3.4454
2035 | 7836 | MW | 357.1005 | 458.4087 | 585.6848 | 183.4596 | -1221.9929 | -1038.0423 | -1182.1902 | -2673.9827 | -669.7232 | -330.5534 | 13.6789 | 17.5595 | 65.7066 | 3.4454
2035 | 7837 | MW | 457.5351 | 587.3361 | 732.106 | 227.9347 | -1249.7654 | -1085.226 | -1235.9262 | -2734.7551 | -695.4818 | -345.5786 | 10.9431 | 14.0476 | 65.7066 | 3.4454
2035 | 7838 | MW | 491.0132 | 630.312 | 805.3166 | 250.1722 | -1277.538 | -1085.226 | -1235.9262 | -2795.5274 | -695.4818 | -345.5786 | 10.9431 | 14.0476 | 65.7066 | 3.4454
2035 | 7839 | MW | 546.8102 | 701.9383 | 878.5272 | 272.4097 | -1249.7654 | -1061.6341 | -1209.0582 | -2734.7551 | -708.3611 | -338.066 | 10.9431 | 14.0476 | 65.7066 | 1.7227
2035 | 7840 | MW | 234.3472 | 300.8307 | 384.3557 | 116.747 | -1221.9929 | -1038.0423 | -1182.1902 | -2673.9827 | -695.4818 | -330.5534 | 8.2073 | 10.5357 | 0 | 1.7227
2035 | 7841 | MW | 256.666 | 329.4812 | 420.961 | 122.3064 | -1166.4477 | -1061.6341 | -1209.0582 | -2552.4381 | -669.7232 | -338.066 | -8.2073 | -10.5357 | -21.9022 | -5.168
2035 | 7842 | MW | 278.9848 | 358.1318 | 457.5663 | 138.9845 | -1194.2203 | -1108.8179 | -1262.7941 | -2613.2104 | -656.8439 | -353.0912 | -10.9431 | -14.0476 | -21.9022 | -6.8907
2035 | 7843 | MW | 301.3036 | 386.7823 | 494.1716 | 144.5439 | -1166.4477 | -1085.226 | -1235.9262 | -2552.4381 | -618.206 | -345.5786 | -10.9431 | -14.0476 | -43.8044 | -8.6134
2035 | 7844 | MW | 301.3036 | 386.7823 | 512.4742 | 144.5439 | -1138.6752 | -1061.6341 | -1209.0582 | -2491.6657 | -592.4474 | -338.066 | -10.9431 | -14.0476 | -43.8044 | -8.6134
2035 | 7845 | MW | 959.7077 | 1231.9734 | 1555.7253 | 483.6662 | -1110.9026 | -1061.6341 | -1209.0582 | -2430.8934 | -579.5681 | -338.066 | -10.9431 | -14.0476 | -21.9022 | -6.8907
2035 | 7846 | MW | 959.7077 | 1231.9734 | 1555.7253 | 478.1068 | -1027.5849 | -990.8585 | -1128.4543 | -2248.5764 | -528.051 | -315.5283 | 8.2073 | 10.5357 | 0 | 0
2035 | 7847 | MW | 926.2295 | 1188.9976 | 1500.8173 | 461.4287 | -888.7221 | -872.8992 | -994.1145 | -1944.7147 | -463.6545 | -277.9654 | 13.6789 | 17.5595 | 21.9022 | 1.7227
2035 | 7848 | MW | 892.7514 | 1146.0217 | 1464.212 | 444.7506 | -749.8593 | -754.9398 | -859.7747 | -1640.853 | -399.2581 | -240.4025 | 10.9431 | 14.0476 | 0 | 1.7227
2035 | 7849 | MW | 836.9544 | 1074.3954 | 1354.3961 | 411.3943 | -666.5416 | -684.1642 | -779.1708 | -1458.536 | -347.7409 | -217.8648 | 10.9431 | 14.0476 | 0 | 3.4454
2035 | 7850 | MW | 747.6793 | 959.7932 | 1226.2776 | 372.4786 | -638.769 | -636.9805 | -725.4349 | -1397.7637 | -321.9823 | -202.8396 | 10.9431 | 14.0476 | 0 | 3.4454
2035 | 7851 | MW | 658.4041 | 845.191 | 1079.8564 | 322.4441 | -610.9964 | -613.3886 | -698.567 | -1336.9914 | -309.103 | -195.327 | 10.9431 | 14.0476 | 0 | 3.4454
2035 | 7852 | MW | 580.2884 | 744.9141 | 951.7378 | 283.5285 | -610.9964 | -613.3886 | -698.567 | -1336.9914 | -309.103 | -195.327 | 10.9431 | 14.0476 | 0 | 3.4454
2035 | 7853 | MW | 513.332 | 658.9625 | 823.6193 | 250.1722 | -610.9964 | -613.3886 | -698.567 | -1336.9914 | -309.103 | -195.327 | 10.9431 | 14.0476 | 0 | 3.4454
2035 | 7854 | MW | 457.5351 | 587.3361 | 732.106 | 222.3753 | -666.5416 | -660.5724 | -752.3029 | -1458.536 | -334.8616 | -210.3522 | 10.9431 | 14.0476 | 0 | 3.4454
2035 | 7855 | MW | 401.7381 | 515.7098 | 658.8954 | 200.1377 | -749.8593 | -707.7561 | -806.0388 | -1640.853 | -386.3788 | -225.3773 | 10.9431 | 14.0476 | 0 | 5.168
2035 | 7856 | MW | 357.1005 | 458.4087 | 585.6848 | 177.9002 | -833.1769 | -731.348 | -832.9068 | -1823.17 | -437.8959 | -232.8899 | 10.9431 | 14.0476 | 21.9022 | 5.168
2035 | 7857 | MW | 323.6224 | 415.4329 | 530.7769 | 155.6627 | -916.4946 | -825.7154 | -940.3786 | -2005.487 | -489.4131 | -262.9402 | 13.6789 | 17.5595 | 43.8044 | 5.168
2035 | 7858 | MW | 301.3036 | 386.7823 | 512.4742 | 144.5439 | -999.8123 | -872.8992 | -994.1145 | -2187.8041 | -528.051 | -277.9654 | 13.6789 | 17.5595 | 43.8044 | 3.4454
2035 | 7859 | MW | 312.463 | 401.1076 | 512.4742 | 161.2221 | -1055.3575 | -920.0829 | -1047.8504 | -2309.3487 | -553.8096 | -292.9905 | 13.6789 | 17.5595 | 43.8044 | 3.4454
2035 | 7860 | MW | 379.4193 | 487.0592 | 622.2901 | 189.019 | -1110.9026 | -943.6748 | -1074.7184 | -2430.8934 | -579.5681 | -300.5031 | 13.6789 | 17.5595 | 43.8044 | 3.4454
2035 | 7861 | MW | 457.5351 | 587.3361 | 750.4087 | 233.494 | -1166.4477 | -967.2667 | -1101.5864 | -2552.4381 | -592.4474 | -308.0157 | 13.6789 | 17.5595 | 43.8044 | 3.4454
2035 | 7862 | MW | 502.1726 | 644.6372 | 823.6193 | 255.7316 | -1166.4477 | -967.2667 | -1101.5864 | -2552.4381 | -605.3267 | -308.0157 | 13.6789 | 17.5595 | 43.8044 | 3.4454
2035 | 7863 | MW | 546.8102 | 701.9383 | 896.8299 | 277.9691 | -1166.4477 | -943.6748 | -1074.7184 | -2552.4381 | -605.3267 | -300.5031 | 13.6789 | 17.5595 | 43.8044 | 1.7227
2035 | 7864 | MW | 212.0284 | 272.1802 | 347.7504 | 111.1876 | -1138.6752 | -920.0829 | -1047.8504 | -2491.6657 | -592.4474 | -292.9905 | 8.2073 | 10.5357 | 0 | 1.7227
2035 | 7865 | MW | 245.5066 | 315.156 | 384.3557 | 127.8658 | -1110.9026 | -967.2667 | -1101.5864 | -2430.8934 | -592.4474 | -308.0157 | -10.9431 | -14.0476 | -21.9022 | -5.168
2035 | 7866 | MW | 267.8254 | 343.8065 | 439.2636 | 138.9845 | -1166.4477 | -1085.226 | -1235.9262 | -2552.4381 | -605.3267 | -345.5786 | -10.9431 | -14.0476 | -21.9022 | -6.8907
2035 | 7867 | MW | 278.9848 | 358.1318 | 457.5663 | 144.5439 | -1138.6752 | -1085.226 | -1235.9262 | -2491.6657 | -605.3267 | -345.5786 | -13.6789 | -17.5595 | -43.8044 | -8.6134
2035 | 7868 | MW | 290.1442 | 372.4571 | 457.5663 | 144.5439 | -1138.6752 | -1085.226 | -1235.9262 | -2491.6657 | -605.3267 | -345.5786 | -13.6789 | -17.5595 | -43.8044 | -8.6134
2035 | 7869 | MW | 970.8671 | 1246.2986 | 1592.3306 | 489.2256 | -1110.9026 | -1061.6341 | -1209.0582 | -2430.8934 | -579.5681 | -338.066 | -13.6789 | -17.5595 | -43.8044 | -8.6134
2035 | 7870 | MW | 982.0265 | 1260.6239 | 1610.6332 | 489.2256 | -1027.5849 | -990.8585 | -1128.4543 | -2248.5764 | -528.051 | -315.5283 | 10.9431 | 14.0476 | 21.9022 | 0
2035 | 7871 | MW | 948.5483 | 1217.6481 | 1555.7253 | 472.5475 | -916.4946 | -872.8992 | -994.1145 | -2005.487 | -463.6545 | -277.9654 | 16.4147 | 21.0714 | 21.9022 | 1.7227
2035 | 7872 | MW | 915.0701 | 1174.6723 | 1500.8173 | 455.8693 | -749.8593 | -754.9398 | -859.7747 | -1640.853 | -386.3788 | -240.4025 | 13.6789 | 17.5595 | 0 | 1.7227
2035 | 7873 | MW | 859.2732 | 1103.0459 | 1391.0014 | 428.0724 | -722.0867 | -684.1642 | -779.1708 | -1580.0807 | -360.6202 | -217.8648 | 10.9431 | 14.0476 | 0 | 3.4454
2035 | 7874 | MW | 769.998 | 988.4437 | 1244.5802 | 383.5973 | -666.5416 | -636.9805 | -725.4349 | -1458.536 | -334.8616 | -202.8396 | 8.2073 | 10.5357 | 0 | 3.4454
2035 | 7875 | MW | 669.5635 | 859.5163 | 1098.159 | 333.5629 | -638.769 | -613.3886 | -698.567 | -1397.7637 | -321.9823 | -195.327 | 8.2073 | 10.5357 | 0 | 1.7227
2035 | 7876 | MW | 591.4478 | 759.2394 | 951.7378 | 294.6472 | -638.769 | -613.3886 | -698.567 | -1397.7637 | -321.9823 | -195.327 | 8.2073 | 10.5357 | 0 | 1.7227
2035 | 7877 | MW | 513.332 | 658.9625 | 841.9219 | 255.7316 | -666.5416 | -636.9805 | -725.4349 | -1458.536 | -334.8616 | -202.8396 | 8.2073 | 10.5357 | 0 | 1.7227
2035 | 7878 | MW | 446.3757 | 573.0109 | 732.106 | 222.3753 | -777.6318 | -754.9398 | -859.7747 | -1701.6254 | -386.3788 | -240.4025 | 8.2073 | 10.5357 | 0 | 1.7227
2035 | 7879 | MW | 379.4193 | 487.0592 | 622.2901 | 194.5784 | -999.8123 | -920.0829 | -1047.8504 | -2187.8041 | -502.2924 | -292.9905 | 10.9431 | 14.0476 | 21.9022 | 3.4454
2035 | 7880 | MW | 334.7818 | 429.7582 | 549.0795 | 172.3408 | -1194.2203 | -1061.6341 | -1209.0582 | -2613.2104 | -605.3267 | -338.066 | 13.6789 | 17.5595 | 21.9022 | 3.4454
2035 | 7881 | MW | 301.3036 | 386.7823 | 494.1716 | 161.2221 | -1388.6282 | -1203.1854 | -1370.266 | -3038.6167 | -682.6025 | -383.1415 | 13.6789 | 17.5595 | 43.8044 | 3.4454
2035 | 7882 | MW | 267.8254 | 343.8065 | 439.2636 | 144.5439 | -1555.2636 | -1273.961 | -1450.8698 | -3403.2507 | -746.9989 | -405.6792 | 10.9431 | 14.0476 | 43.8044 | 3.4454
2035 | 7883 | MW | 256.666 | 329.4812 | 420.961 | 138.9845 | -1694.1265 | -1344.7366 | -1531.4737 | -3707.1124 | -798.5161 | -428.2169 | 10.9431 | 14.0476 | 43.8044 | 3.4454
2035 | 7884 | MW | 256.666 | 329.4812 | 420.961 | 138.9845 | -1777.4442 | -1391.9203 | -1585.2096 | -3889.4294 | -824.2747 | -443.2421 | 10.9431 | 14.0476 | 43.8044 | 3.4454
2035 | 7885 | MW | 312.463 | 401.1076 | 512.4742 | 166.7815 | -1832.9893 | -1415.5122 | -1612.0776 | -4010.9741 | -837.154 | -450.7547 | 10.9431 | 14.0476 | 43.8044 | 3.4454
2035 | 7886 | MW | 345.9411 | 444.0834 | 549.0795 | 183.4596 | -1860.7618 | -1415.5122 | -1612.0776 | -4071.7464 | -862.9126 | -450.7547 | 10.9431 | 14.0476 | 43.8044 | 3.4454
2035 | 7887 | MW | 379.4193 | 487.0592 | 603.9875 | 200.1377 | -1860.7618 | -1391.9203 | -1585.2096 | -4071.7464 | -862.9126 | -443.2421 | 10.9431 | 14.0476 | 43.8044 | 0
2035 | 7888 | MW | 468.6945 | 601.6614 | 750.4087 | 244.6128 | -1777.4442 | -1344.7366 | -1531.4737 | -3889.4294 | -850.0333 | -428.2169 | 5.4716 | 7.0238 | 0 | 0
2035 | 7889 | MW | 245.5066 | 315.156 | 402.6583 | 127.8658 | -1638.5813 | -1344.7366 | -1531.4737 | -3585.5677 | -824.2747 | -428.2169 | -13.6789 | -17.5595 | -21.9022 | -8.6134
2035 | 7890 | MW | 312.463 | 401.1076 | 512.4742 | 155.6627 | -1583.0362 | -1368.3285 | -1558.3417 | -3464.0231 | -798.5161 | -435.7295 | -13.6789 | -17.5595 | -43.8044 | -10.3361
2035 | 7891 | MW | 357.1005 | 458.4087 | 585.6848 | 177.9002 | -1444.1734 | -1297.5528 | -1477.7378 | -3160.1614 | -734.1197 | -413.1918 | -16.4147 | -21.0714 | -43.8044 | -10.3361
2035 | 7892 | MW | 390.5787 | 501.3845 | 640.5928 | 194.5784 | -1333.0831 | -1226.7772 | -1397.1339 | -2917.0721 | -695.4818 | -390.654 | -19.1504 | -24.5833 | -43.8044 | -10.3361
2035 | 7893 | MW | 379.4193 | 487.0592 | 640.5928 | 189.019 | -1249.7654 | -1156.0016 | -1316.53 | -2734.7551 | -643.9646 | -368.1163 | -16.4147 | -21.0714 | -43.8044 | -8.6134
2035 | 7894 | MW | 1104.7798 | 1418.2019 | 1793.6597 | 550.3788 | -1138.6752 | -1061.6341 | -1209.0582 | -2491.6657 | -579.5681 | -338.066 | 10.9431 | 14.0476 | 21.9022 | -1.7227
2035 | 7895 | MW | 1104.7798 | 1418.2019 | 1793.6597 | 550.3788 | -972.0398 | -920.0829 | -1047.8504 | -2127.0317 | -502.2924 | -292.9905 | 13.6789 | 17.5595 | 21.9022 | 0
2035 | 7896 | MW | 1048.9828 | 1346.5755 | 1720.4491 | 522.5819 | -833.1769 | -802.1236 | -913.5106 | -1823.17 | -412.1373 | -255.4276 | 10.9431 | 14.0476 | 0 | 0
2035 | 7897 | MW | 970.8671 | 1246.2986 | 1574.0279 | 483.6662 | -722.0867 | -707.7561 | -806.0388 | -1580.0807 | -360.6202 | -225.3773 | 10.9431 | 14.0476 | 0 | 3.4454
2035 | 7898 | MW | 881.592 | 1131.6965 | 1427.6067 | 444.7506 | -666.5416 | -660.5724 | -752.3029 | -1458.536 | -334.8616 | -210.3522 | 10.9431 | 14.0476 | 0 | 1.7227
2035 | 7899 | MW | 781.1574 | 1002.769 | 1262.8829 | 389.1567 | -638.769 | -636.9805 | -725.4349 | -1397.7637 | -321.9823 | -202.8396 | 8.2073 | 10.5357 | 0 | 1.7227
2035 | 7900 | MW | 669.5635 | 859.5163 | 1079.8564 | 333.5629 | -638.769 | -636.9805 | -725.4349 | -1397.7637 | -321.9823 | -202.8396 | 8.2073 | 10.5357 | 0 | 1.7227
2035 | 7901 | MW | 569.129 | 730.5889 | 915.1325 | 283.5285 | -666.5416 | -660.5724 | -752.3029 | -1458.536 | -334.8616 | -210.3522 | 8.2073 | 10.5357 | 0 | 1.7227
2035 | 7902 | MW | 479.8539 | 615.9867 | 787.014 | 239.0534 | -777.6318 | -754.9398 | -859.7747 | -1701.6254 | -386.3788 | -240.4025 | 8.2073 | 10.5357 | 0 | 1.7227
2035 | 7903 | MW | 390.5787 | 501.3845 | 640.5928 | 200.1377 | -999.8123 | -943.6748 | -1074.7184 | -2187.8041 | -502.2924 | -300.5031 | 10.9431 | 14.0476 | 0 | 3.4454
2035 | 7904 | MW | 312.463 | 401.1076 | 512.4742 | 161.2221 | -1221.9929 | -1061.6341 | -1209.0582 | -2673.9827 | -618.206 | -338.066 | 10.9431 | 14.0476 | 0 | 3.4454
2035 | 7905 | MW | 278.9848 | 358.1318 | 439.2636 | 144.5439 | -1444.1734 | -1226.7772 | -1397.1339 | -3160.1614 | -708.3611 | -390.654 | 13.6789 | 17.5595 | 43.8044 | 3.4454
2035 | 7906 | MW | 223.1878 | 286.5054 | 384.3557 | 122.3064 | -1610.8088 | -1297.5528 | -1477.7378 | -3524.7954 | -759.8782 | -413.1918 | 13.6789 | 17.5595 | 43.8044 | 3.4454
2035 | 7907 | MW | 212.0284 | 272.1802 | 347.7504 | 116.747 | -1749.6716 | -1391.9203 | -1585.2096 | -3828.6571 | -811.3954 | -443.2421 | 13.6789 | 17.5595 | 43.8044 | 3.4454
2035 | 7908 | MW | 223.1878 | 286.5054 | 366.053 | 116.747 | -1860.7618 | -1462.6959 | -1665.8135 | -4071.7464 | -850.0333 | -465.7798 | 13.6789 | 17.5595 | 43.8044 | 3.4454
2035 | 7909 | MW | 278.9848 | 358.1318 | 457.5663 | 144.5439 | -1916.307 | -1486.2878 | -1692.6815 | -4193.2911 | -875.7919 | -473.2924 | 13.6789 | 17.5595 | 43.8044 | 3.4454
2035 | 7910 | MW | 312.463 | 401.1076 | 512.4742 | 166.7815 | -1916.307 | -1509.8797 | -1719.5494 | -4193.2911 | -888.6712 | -480.805 | 13.6789 | 17.5595 | 43.8044 | 3.4454
2035 | 7911 | MW | 357.1005 | 458.4087 | 567.3822 | 183.4596 | -1888.5344 | -1462.6959 | -1665.8135 | -4132.5188 | -875.7919 | -465.7798 | 13.6789 | 17.5595 | 43.8044 | 0
2035 | 7912 | MW | 446.3757 | 573.0109 | 713.8034 | 233.494 | -1777.4442 | -1391.9203 | -1585.2096 | -3889.4294 | -850.0333 | -443.2421 | 8.2073 | 10.5357 | 0 | 0
2035 | 7913 | MW | 245.5066 | 315.156 | 402.6583 | 122.3064 | -1638.5813 | -1344.7366 | -1531.4737 | -3585.5677 | -811.3954 | -428.2169 | -13.6789 | -17.5595 | -21.9022 | -6.8907
2035 | 7914 | MW | 312.463 | 401.1076 | 512.4742 | 150.1033 | -1583.0362 | -1368.3285 | -1558.3417 | -3464.0231 | -785.6368 | -435.7295 | -16.4147 | -21.0714 | -43.8044 | -8.6134
2035 | 7915 | MW | 368.2599 | 472.734 | 603.9875 | 177.9002 | -1444.1734 | -1297.5528 | -1477.7378 | -3160.1614 | -721.2404 | -413.1918 | -16.4147 | -21.0714 | -43.8044 | -10.3361
2035 | 7916 | MW | 390.5787 | 501.3845 | 658.8954 | 189.019 | -1333.0831 | -1226.7772 | -1397.1339 | -2917.0721 | -682.6025 | -390.654 | -16.4147 | -21.0714 | -43.8044 | -10.3361
2035 | 7917 | MW | 390.5787 | 501.3845 | 640.5928 | 189.019 | -1249.7654 | -1156.0016 | -1316.53 | -2734.7551 | -631.0853 | -368.1163 | -16.4147 | -21.0714 | -43.8044 | -8.6134
2035 | 7918 | MW | 1082.461 | 1389.5514 | 1775.3571 | 544.8194 | -1138.6752 | -1061.6341 | -1209.0582 | -2491.6657 | -579.5681 | -338.066 | 10.9431 | 14.0476 | 0 | -1.7227
2035 | 7919 | MW | 1082.461 | 1389.5514 | 1775.3571 | 544.8194 | -972.0398 | -943.6748 | -1074.7184 | -2127.0317 | -502.2924 | -300.5031 | 13.6789 | 17.5595 | 0 | 0
2035 | 7920 | MW | 1026.6641 | 1317.925 | 1665.5412 | 511.4631 | -833.1769 | -802.1236 | -913.5106 | -1823.17 | -425.0166 | -255.4276 | 13.6789 | 17.5595 | 0 | 0
2035 | 7921 | MW | 937.3889 | 1203.3228 | 1537.4226 | 466.9881 | -722.0867 | -707.7561 | -806.0388 | -1580.0807 | -360.6202 | -225.3773 | 8.2073 | 10.5357 | 0 | 3.4454
2035 | 7922 | MW | 848.1138 | 1088.7206 | 1372.6988 | 428.0724 | -666.5416 | -660.5724 | -752.3029 | -1458.536 | -334.8616 | -210.3522 | 8.2073 | 10.5357 | 0 | 1.7227
2035 | 7923 | MW | 736.5199 | 945.4679 | 1207.9749 | 366.9192 | -638.769 | -636.9805 | -725.4349 | -1397.7637 | -321.9823 | -202.8396 | 5.4716 | 7.0238 | 0 | 1.7227
2035 | 7924 | MW | 636.0853 | 816.5405 | 1024.9484 | 311.3254 | -638.769 | -636.9805 | -725.4349 | -1397.7637 | -321.9823 | -202.8396 | 5.4716 | 7.0238 | 0 | 1.7227
2035 | 7925 | MW | 524.4914 | 673.2878 | 860.2246 | 255.7316 | -666.5416 | -660.5724 | -752.3029 | -1458.536 | -334.8616 | -210.3522 | 5.4716 | 7.0238 | 0 | 1.7227
2035 | 7926 | MW | 435.2163 | 558.6856 | 713.8034 | 211.2565 | -777.6318 | -754.9398 | -859.7747 | -1701.6254 | -386.3788 | -240.4025 | 8.2073 | 10.5357 | 0 | 1.7227
2035 | 7927 | MW | 357.1005 | 458.4087 | 585.6848 | 172.3408 | -999.8123 | -943.6748 | -1074.7184 | -2187.8041 | -502.2924 | -300.5031 | 8.2073 | 10.5357 | 0 | 3.4454
2035 | 7928 | MW | 278.9848 | 358.1318 | 457.5663 | 144.5439 | -1221.9929 | -1085.226 | -1235.9262 | -2673.9827 | -631.0853 | -345.5786 | 10.9431 | 14.0476 | 0 | 3.4454
2035 | 7929 | MW | 245.5066 | 315.156 | 402.6583 | 133.4252 | -1416.4008 | -1226.7772 | -1397.1339 | -3099.3891 | -708.3611 | -390.654 | 10.9431 | 14.0476 | 43.8044 | 3.4454
2035 | 7930 | MW | 212.0284 | 272.1802 | 347.7504 | 111.1876 | -1583.0362 | -1321.1447 | -1504.6058 | -3464.0231 | -785.6368 | -420.7044 | 10.9431 | 14.0476 | 43.8044 | 3.4454
2035 | 7931 | MW | 200.8691 | 257.8549 | 329.4477 | 111.1876 | -1749.6716 | -1415.5122 | -1612.0776 | -3828.6571 | -837.154 | -450.7547 | 10.9431 | 14.0476 | 43.8044 | 3.4454
2035 | 7932 | MW | 212.0284 | 272.1802 | 347.7504 | 111.1876 | -1832.9893 | -1462.6959 | -1665.8135 | -4010.9741 | -862.9126 | -465.7798 | 10.9431 | 14.0476 | 43.8044 | 3.4454
2035 | 7933 | MW | 267.8254 | 343.8065 | 439.2636 | 138.9845 | -1888.5344 | -1509.8797 | -1719.5494 | -4132.5188 | -875.7919 | -480.805 | 10.9431 | 14.0476 | 43.8044 | 3.4454
2035 | 7934 | MW | 301.3036 | 386.7823 | 494.1716 | 161.2221 | -1888.5344 | -1509.8797 | -1719.5494 | -4132.5188 | -888.6712 | -480.805 | 10.9431 | 14.0476 | 43.8044 | 3.4454
2035 | 7935 | MW | 357.1005 | 458.4087 | 567.3822 | 189.019 | -1832.9893 | -1509.8797 | -1719.5494 | -4010.9741 | -875.7919 | -480.805 | 10.9431 | 14.0476 | 43.8044 | 0
2035 | 7936 | MW | 435.2163 | 558.6856 | 713.8034 | 233.494 | -1749.6716 | -1439.1041 | -1638.9456 | -3828.6571 | -850.0333 | -458.2672 | 5.4716 | 7.0238 | 0 | 0
2035 | 7937 | MW | 245.5066 | 315.156 | 402.6583 | 127.8658 | -1638.5813 | -1391.9203 | -1585.2096 | -3585.5677 | -824.2747 | -443.2421 | -10.9431 | -14.0476 | -21.9022 | -6.8907
2035 | 7938 | MW | 312.463 | 401.1076 | 512.4742 | 155.6627 | -1583.0362 | -1391.9203 | -1585.2096 | -3464.0231 | -798.5161 | -443.2421 | -10.9431 | -14.0476 | -43.8044 | -8.6134
2035 | 7939 | MW | 368.2599 | 472.734 | 603.9875 | 183.4596 | -1444.1734 | -1297.5528 | -1477.7378 | -3160.1614 | -734.1197 | -413.1918 | -13.6789 | -17.5595 | -43.8044 | -10.3361
2035 | 7940 | MW | 390.5787 | 501.3845 | 658.8954 | 189.019 | -1333.0831 | -1226.7772 | -1397.1339 | -2917.0721 | -682.6025 | -390.654 | -13.6789 | -17.5595 | -43.8044 | -10.3361
2035 | 7941 | MW | 390.5787 | 501.3845 | 640.5928 | 189.019 | -1249.7654 | -1156.0016 | -1316.53 | -2734.7551 | -643.9646 | -368.1163 | -13.6789 | -17.5595 | -43.8044 | -8.6134
2035 | 7942 | MW | 1082.461 | 1389.5514 | 1775.3571 | 544.8194 | -1138.6752 | -1061.6341 | -1209.0582 | -2491.6657 | -579.5681 | -338.066 | 8.2073 | 10.5357 | 21.9022 | -1.7227
2035 | 7943 | MW | 1082.461 | 1389.5514 | 1775.3571 | 544.8194 | -972.0398 | -943.6748 | -1074.7184 | -2127.0317 | -502.2924 | -300.5031 | 10.9431 | 14.0476 | 21.9022 | 0
2035 | 7944 | MW | 1026.6641 | 1317.925 | 1665.5412 | 511.4631 | -833.1769 | -802.1236 | -913.5106 | -1823.17 | -425.0166 | -255.4276 | 8.2073 | 10.5357 | 0 | 0
2035 | 7945 | MW | 937.3889 | 1203.3228 | 1519.12 | 461.4287 | -694.3141 | -684.1642 | -779.1708 | -1519.3084 | -334.8616 | -217.8648 | 13.6789 | 17.5595 | 21.9022 | 3.4454
2035 | 7946 | MW | 836.9544 | 1074.3954 | 1354.3961 | 422.513 | -638.769 | -636.9805 | -725.4349 | -1397.7637 | -309.103 | -202.8396 | 13.6789 | 17.5595 | 21.9022 | 3.4454
2035 | 7947 | MW | 725.3605 | 931.1427 | 1171.3696 | 361.3598 | -610.9964 | -613.3886 | -698.567 | -1336.9914 | -296.2237 | -195.327 | 10.9431 | 14.0476 | 21.9022 | 3.4454
2035 | 7948 | MW | 613.7666 | 787.8899 | 1006.6458 | 305.766 | -610.9964 | -613.3886 | -698.567 | -1336.9914 | -296.2237 | -195.327 | 10.9431 | 14.0476 | 21.9022 | 3.4454
2035 | 7949 | MW | 513.332 | 658.9625 | 823.6193 | 250.1722 | -610.9964 | -613.3886 | -698.567 | -1336.9914 | -296.2237 | -195.327 | 10.9431 | 14.0476 | 21.9022 | 3.4454
2035 | 7950 | MW | 424.0569 | 544.3603 | 695.5007 | 205.6971 | -666.5416 | -684.1642 | -779.1708 | -1458.536 | -321.9823 | -217.8648 | 10.9431 | 14.0476 | 21.9022 | 3.4454
2035 | 7951 | MW | 345.9411 | 444.0834 | 567.3822 | 166.7815 | -805.4044 | -754.9398 | -859.7747 | -1762.3977 | -399.2581 | -240.4025 | 13.6789 | 17.5595 | 21.9022 | 3.4454
2035 | 7952 | MW | 267.8254 | 343.8065 | 439.2636 | 133.4252 | -944.2672 | -872.8992 | -994.1145 | -2066.2594 | -489.4131 | -277.9654 | 13.6789 | 17.5595 | 21.9022 | 5.168
2035 | 7953 | MW | 234.3472 | 300.8307 | 384.3557 | 127.8658 | -1083.13 | -990.8585 | -1128.4543 | -2370.1211 | -566.6889 | -315.5283 | 16.4147 | 21.0714 | 65.7066 | 5.168
2035 | 7954 | MW | 200.8691 | 257.8549 | 347.7504 | 105.6283 | -1194.2203 | -1085.226 | -1235.9262 | -2613.2104 | -631.0853 | -345.5786 | 19.1504 | 24.5833 | 65.7066 | 6.8907
2035 | 7955 | MW | 200.8691 | 257.8549 | 329.4477 | 105.6283 | -1277.538 | -1132.4098 | -1289.6621 | -2795.5274 | -669.7232 | -360.6037 | 19.1504 | 24.5833 | 65.7066 | 6.8907
2035 | 7956 | MW | 212.0284 | 272.1802 | 347.7504 | 111.1876 | -1360.8557 | -1179.5935 | -1343.398 | -2977.8444 | -695.4818 | -375.6289 | 19.1504 | 24.5833 | 65.7066 | 6.8907
2035 | 7957 | MW | 267.8254 | 343.8065 | 439.2636 | 138.9845 | -1388.6282 | -1203.1854 | -1370.266 | -3038.6167 | -721.2404 | -383.1415 | 19.1504 | 24.5833 | 65.7066 | 6.8907
2035 | 7958 | MW | 301.3036 | 386.7823 | 494.1716 | 161.2221 | -1416.4008 | -1226.7772 | -1397.1339 | -3099.3891 | -734.1197 | -390.654 | 19.1504 | 24.5833 | 65.7066 | 6.8907
2035 | 7959 | MW | 345.9411 | 444.0834 | 567.3822 | 183.4596 | -1416.4008 | -1179.5935 | -1343.398 | -3099.3891 | -734.1197 | -375.6289 | 19.1504 | 24.5833 | 65.7066 | 1.7227
2035 | 7960 | MW | 435.2163 | 558.6856 | 695.5007 | 227.9347 | -1333.0831 | -1132.4098 | -1289.6621 | -2917.0721 | -721.2404 | -360.6037 | 10.9431 | 14.0476 | 21.9022 | 1.7227
2035 | 7961 | MW | 256.666 | 329.4812 | 402.6583 | 127.8658 | -1277.538 | -1108.8179 | -1262.7941 | -2795.5274 | -682.6025 | -353.0912 | -10.9431 | -14.0476 | -21.9022 | -6.8907
2035 | 7962 | MW | 312.463 | 401.1076 | 512.4742 | 155.6627 | -1277.538 | -1156.0016 | -1316.53 | -2795.5274 | -656.8439 | -368.1163 | -10.9431 | -14.0476 | -21.9022 | -6.8907
2035 | 7963 | MW | 368.2599 | 472.734 | 603.9875 | 183.4596 | -1194.2203 | -1085.226 | -1235.9262 | -2613.2104 | -605.3267 | -345.5786 | -10.9431 | -14.0476 | -21.9022 | -6.8907
2035 | 7964 | MW | 401.7381 | 515.7098 | 658.8954 | 194.5784 | -1138.6752 | -1038.0423 | -1182.1902 | -2491.6657 | -579.5681 | -330.5534 | -10.9431 | -14.0476 | -21.9022 | -6.8907
2035 | 7965 | MW | 390.5787 | 501.3845 | 640.5928 | 189.019 | -1083.13 | -1014.4504 | -1155.3223 | -2370.1211 | -553.8096 | -323.0408 | -10.9431 | -14.0476 | -21.9022 | -6.8907
2035 | 7966 | MW | 1071.3016 | 1375.2261 | 1757.0544 | 539.26 | -999.8123 | -967.2667 | -1101.5864 | -2187.8041 | -502.2924 | -308.0157 | 10.9431 | 14.0476 | 21.9022 | 0
2035 | 7967 | MW | 1071.3016 | 1375.2261 | 1757.0544 | 539.26 | -888.7221 | -872.8992 | -994.1145 | -1944.7147 | -450.7752 | -277.9654 | 16.4147 | 21.0714 | 21.9022 | 1.7227
2035 | 7968 | MW | 1015.5047 | 1303.5997 | 1665.5412 | 511.4631 | -749.8593 | -754.9398 | -859.7747 | -1640.853 | -373.4995 | -240.4025 | 16.4147 | 21.0714 | 21.9022 | 1.7227
2035 | 7969 | MW | 915.0701 | 1174.6723 | 1500.8173 | 455.8693 | -694.3141 | -707.7561 | -806.0388 | -1519.3084 | -347.7409 | -225.3773 | 8.2073 | 10.5357 | 0 | 3.4454
2035 | 7970 | MW | 825.795 | 1060.0701 | 1354.3961 | 411.3943 | -666.5416 | -660.5724 | -752.3029 | -1458.536 | -321.9823 | -210.3522 | 8.2073 | 10.5357 | 0 | 1.7227
2035 | 7971 | MW | 714.2011 | 916.8174 | 1171.3696 | 355.8004 | -638.769 | -636.9805 | -725.4349 | -1397.7637 | -321.9823 | -202.8396 | 8.2073 | 10.5357 | 0 | 1.7227
2035 | 7972 | MW | 591.4478 | 759.2394 | 970.0405 | 300.2066 | -638.769 | -636.9805 | -725.4349 | -1397.7637 | -321.9823 | -202.8396 | 5.4716 | 7.0238 | 0 | 1.7227
2035 | 7973 | MW | 491.0132 | 630.312 | 787.014 | 244.6128 | -666.5416 | -660.5724 | -752.3029 | -1458.536 | -334.8616 | -210.3522 | 5.4716 | 7.0238 | 0 | 1.7227
2035 | 7974 | MW | 401.7381 | 515.7098 | 640.5928 | 200.1377 | -749.8593 | -731.348 | -832.9068 | -1640.853 | -373.4995 | -232.8899 | 8.2073 | 10.5357 | 0 | 3.4454
2035 | 7975 | MW | 323.6224 | 415.4329 | 530.7769 | 161.2221 | -944.2672 | -872.8992 | -994.1145 | -2066.2594 | -476.5338 | -277.9654 | 8.2073 | 10.5357 | 21.9022 | 3.4454
2035 | 7976 | MW | 267.8254 | 343.8065 | 439.2636 | 133.4252 | -1138.6752 | -990.8585 | -1128.4543 | -2491.6657 | -579.5681 | -315.5283 | 10.9431 | 14.0476 | 21.9022 | 3.4454
2035 | 7977 | MW | 245.5066 | 315.156 | 402.6583 | 127.8658 | -1305.3105 | -1108.8179 | -1262.7941 | -2856.2997 | -682.6025 | -353.0912 | 10.9431 | 14.0476 | 43.8044 | 3.4454
2035 | 7978 | MW | 200.8691 | 257.8549 | 329.4477 | 111.1876 | -1416.4008 | -1203.1854 | -1370.266 | -3099.3891 | -746.9989 | -383.1415 | 10.9431 | 14.0476 | 43.8044 | 3.4454
2035 | 7979 | MW | 200.8691 | 257.8549 | 329.4477 | 111.1876 | -1527.4911 | -1273.961 | -1450.8698 | -3342.4784 | -811.3954 | -405.6792 | 8.2073 | 10.5357 | 43.8044 | 3.4454
2035 | 7980 | MW | 223.1878 | 286.5054 | 366.053 | 116.747 | -1610.8088 | -1321.1447 | -1504.6058 | -3524.7954 | -850.0333 | -420.7044 | 8.2073 | 10.5357 | 43.8044 | 3.4454
2035 | 7981 | MW | 278.9848 | 358.1318 | 457.5663 | 138.9845 | -1638.5813 | -1321.1447 | -1504.6058 | -3585.5677 | -875.7919 | -420.7044 | 8.2073 | 10.5357 | 43.8044 | 3.4454
2035 | 7982 | MW | 312.463 | 401.1076 | 512.4742 | 161.2221 | -1666.3539 | -1344.7366 | -1531.4737 | -3646.3401 | -875.7919 | -428.2169 | 8.2073 | 10.5357 | 43.8044 | 3.4454
2035 | 7983 | MW | 357.1005 | 458.4087 | 585.6848 | 183.4596 | -1610.8088 | -1321.1447 | -1504.6058 | -3524.7954 | -875.7919 | -420.7044 | 8.2073 | 10.5357 | 43.8044 | 0
2035 | 7984 | MW | 435.2163 | 558.6856 | 713.8034 | 222.3753 | -1555.2636 | -1273.961 | -1450.8698 | -3403.2507 | -850.0333 | -405.6792 | 5.4716 | 7.0238 | 0 | 0
2035 | 7985 | MW | 234.3472 | 300.8307 | 402.6583 | 116.747 | -1499.7185 | -1273.961 | -1450.8698 | -3281.7061 | -824.2747 | -405.6792 | -8.2073 | -10.5357 | -21.9022 | -5.168
2035 | 7986 | MW | 301.3036 | 386.7823 | 494.1716 | 150.1033 | -1471.9459 | -1297.5528 | -1477.7378 | -3220.9337 | -785.6368 | -413.1918 | -10.9431 | -14.0476 | -43.8044 | -6.8907
2035 | 7987 | MW | 357.1005 | 458.4087 | 585.6848 | 172.3408 | -1360.8557 | -1226.7772 | -1397.1339 | -2977.8444 | -721.2404 | -390.654 | -10.9431 | -14.0476 | -43.8044 | -8.6134
2035 | 7988 | MW | 379.4193 | 487.0592 | 640.5928 | 183.4596 | -1277.538 | -1156.0016 | -1316.53 | -2795.5274 | -669.7232 | -368.1163 | -13.6789 | -17.5595 | -43.8044 | -8.6134
2035 | 7989 | MW | 379.4193 | 487.0592 | 622.2901 | 183.4596 | -1221.9929 | -1108.8179 | -1262.7941 | -2673.9827 | -618.206 | -353.0912 | -13.6789 | -17.5595 | -43.8044 | -8.6134
2035 | 7990 | MW | 1071.3016 | 1375.2261 | 1757.0544 | 533.7007 | -1110.9026 | -1038.0423 | -1182.1902 | -2430.8934 | -566.6889 | -330.5534 | 8.2073 | 10.5357 | 21.9022 | 0
2035 | 7991 | MW | 1071.3016 | 1375.2261 | 1757.0544 | 533.7007 | -972.0398 | -920.0829 | -1047.8504 | -2127.0317 | -489.4131 | -292.9905 | 10.9431 | 14.0476 | 21.9022 | 0
2035 | 7992 | MW | 1004.3453 | 1289.2745 | 1647.2385 | 500.3444 | -833.1769 | -802.1236 | -913.5106 | -1823.17 | -425.0166 | -255.4276 | 10.9431 | 14.0476 | 0 | 0
2035 | 7993 | MW | 915.0701 | 1174.6723 | 1500.8173 | 455.8693 | -694.3141 | -707.7561 | -806.0388 | -1519.3084 | -347.7409 | -225.3773 | 10.9431 | 14.0476 | 21.9022 | 3.4454
2035 | 7994 | MW | 825.795 | 1060.0701 | 1354.3961 | 411.3943 | -638.769 | -660.5724 | -752.3029 | -1397.7637 | -321.9823 | -210.3522 | 8.2073 | 10.5357 | 0 | 3.4454
2035 | 7995 | MW | 714.2011 | 916.8174 | 1171.3696 | 355.8004 | -610.9964 | -636.9805 | -725.4349 | -1336.9914 | -309.103 | -202.8396 | 8.2073 | 10.5357 | 0 | 3.4454
2035 | 7996 | MW | 591.4478 | 759.2394 | 970.0405 | 300.2066 | -610.9964 | -613.3886 | -698.567 | -1336.9914 | -309.103 | -195.327 | 8.2073 | 10.5357 | 0 | 1.7227
2035 | 7997 | MW | 491.0132 | 630.312 | 805.3166 | 250.1722 | -610.9964 | -636.9805 | -725.4349 | -1336.9914 | -309.103 | -202.8396 | 8.2073 | 10.5357 | 0 | 3.4454
2035 | 7998 | MW | 412.8975 | 530.0351 | 677.1981 | 211.2565 | -694.3141 | -684.1642 | -779.1708 | -1519.3084 | -347.7409 | -217.8648 | 10.9431 | 14.0476 | 0 | 3.4454
2035 | 7999 | MW | 357.1005 | 458.4087 | 585.6848 | 177.9002 | -805.4044 | -802.1236 | -913.5106 | -1762.3977 | -412.1373 | -255.4276 | 10.9431 | 14.0476 | 0 | 3.4454
2035 | 8000 | MW | 312.463 | 401.1076 | 512.4742 | 155.6627 | -916.4946 | -849.3073 | -967.2466 | -2005.487 | -489.4131 | -270.4528 | 13.6789 | 17.5595 | 21.9022 | 3.4454
2035 | 8001 | MW | 290.1442 | 372.4571 | 475.8689 | 138.9845 | -1055.3575 | -943.6748 | -1074.7184 | -2309.3487 | -540.9303 | -300.5031 | 13.6789 | 17.5595 | 65.7066 | 3.4454
2035 | 8002 | MW | 267.8254 | 343.8065 | 439.2636 | 133.4252 | -1166.4477 | -990.8585 | -1128.4543 | -2552.4381 | -566.6889 | -315.5283 | 13.6789 | 17.5595 | 65.7066 | 5.168
2035 | 8003 | MW | 301.3036 | 386.7823 | 475.8689 | 155.6627 | -1221.9929 | -1038.0423 | -1182.1902 | -2673.9827 | -579.5681 | -330.5534 | 10.9431 | 14.0476 | 65.7066 | 5.168
2035 | 8004 | MW | 345.9411 | 444.0834 | 549.0795 | 177.9002 | -1277.538 | -1038.0423 | -1182.1902 | -2795.5274 | -605.3267 | -330.5534 | 10.9431 | 14.0476 | 65.7066 | 3.4454
2035 | 8005 | MW | 435.2163 | 558.6856 | 695.5007 | 216.8159 | -1305.3105 | -1061.6341 | -1209.0582 | -2856.2997 | -618.206 | -338.066 | 10.9431 | 14.0476 | 65.7066 | 3.4454
2035 | 8006 | MW | 491.0132 | 630.312 | 805.3166 | 255.7316 | -1305.3105 | -1038.0423 | -1182.1902 | -2856.2997 | -618.206 | -330.5534 | 10.9431 | 14.0476 | 65.7066 | 3.4454
2035 | 8007 | MW | 557.9696 | 716.2636 | 896.8299 | 289.0879 | -1277.538 | -1014.4504 | -1155.3223 | -2795.5274 | -605.3267 | -323.0408 | 10.9431 | 14.0476 | 65.7066 | 1.7227
2035 | 8008 | MW | 223.1878 | 286.5054 | 366.053 | 116.747 | -1221.9929 | -990.8585 | -1128.4543 | -2673.9827 | -605.3267 | -315.5283 | 8.2073 | 10.5357 | 0 | 1.7227
2035 | 8009 | MW | 245.5066 | 315.156 | 384.3557 | 127.8658 | -1166.4477 | -1014.4504 | -1155.3223 | -2552.4381 | -605.3267 | -323.0408 | -8.2073 | -10.5357 | -21.9022 | -6.8907
2035 | 8010 | MW | 278.9848 | 358.1318 | 439.2636 | 138.9845 | -1194.2203 | -1108.8179 | -1262.7941 | -2613.2104 | -618.206 | -353.0912 | -8.2073 | -10.5357 | -21.9022 | -6.8907
2035 | 8011 | MW | 290.1442 | 372.4571 | 475.8689 | 144.5439 | -1166.4477 | -1108.8179 | -1262.7941 | -2552.4381 | -605.3267 | -353.0912 | -10.9431 | -14.0476 | -43.8044 | -8.6134
2035 | 8012 | MW | 301.3036 | 386.7823 | 494.1716 | 150.1033 | -1138.6752 | -1085.226 | -1235.9262 | -2491.6657 | -592.4474 | -345.5786 | -10.9431 | -14.0476 | -21.9022 | -8.6134
2035 | 8013 | MW | 959.7077 | 1231.9734 | 1574.0279 | 483.6662 | -1110.9026 | -1061.6341 | -1209.0582 | -2430.8934 | -579.5681 | -338.066 | -10.9431 | -14.0476 | -21.9022 | -6.8907
2035 | 8014 | MW | 970.8671 | 1246.2986 | 1574.0279 | 483.6662 | -1027.5849 | -1014.4504 | -1155.3223 | -2248.5764 | -528.051 | -323.0408 | 10.9431 | 14.0476 | 0 | 0
2035 | 8015 | MW | 937.3889 | 1203.3228 | 1519.12 | 466.9881 | -916.4946 | -896.4911 | -1020.9825 | -2005.487 | -476.5338 | -285.478 | 13.6789 | 17.5595 | 21.9022 | 1.7227
2035 | 8016 | MW | 892.7514 | 1146.0217 | 1445.9094 | 450.3099 | -777.6318 | -778.5317 | -886.6427 | -1701.6254 | -399.2581 | -247.9151 | 13.6789 | 17.5595 | 21.9022 | 1.7227
2035 | 8017 | MW | 814.6356 | 1045.7448 | 1317.7908 | 411.3943 | -694.3141 | -707.7561 | -806.0388 | -1519.3084 | -360.6202 | -225.3773 | 16.4147 | 21.0714 | 21.9022 | 3.4454
2035 | 8018 | MW | 725.3605 | 931.1427 | 1171.3696 | 361.3598 | -638.769 | -636.9805 | -725.4349 | -1397.7637 | -321.9823 | -202.8396 | 13.6789 | 17.5595 | 21.9022 | 3.4454
2035 | 8019 | MW | 636.0853 | 816.5405 | 1024.9484 | 316.8848 | -610.9964 | -636.9805 | -725.4349 | -1336.9914 | -309.103 | -202.8396 | 13.6789 | 17.5595 | 0 | 3.4454
2035 | 8020 | MW | 546.8102 | 701.9383 | 896.8299 | 277.9691 | -610.9964 | -613.3886 | -698.567 | -1336.9914 | -309.103 | -195.327 | 10.9431 | 14.0476 | 0 | 3.4454
2035 | 8021 | MW | 479.8539 | 615.9867 | 787.014 | 239.0534 | -610.9964 | -636.9805 | -725.4349 | -1336.9914 | -321.9823 | -202.8396 | 10.9431 | 14.0476 | 0 | 3.4454
2035 | 8022 | MW | 424.0569 | 544.3603 | 695.5007 | 211.2565 | -666.5416 | -660.5724 | -752.3029 | -1458.536 | -334.8616 | -210.3522 | 13.6789 | 17.5595 | 21.9022 | 3.4454
2035 | 8023 | MW | 379.4193 | 487.0592 | 622.2901 | 189.019 | -749.8593 | -754.9398 | -859.7747 | -1640.853 | -399.2581 | -240.4025 | 13.6789 | 17.5595 | 21.9022 | 3.4454
2035 | 8024 | MW | 334.7818 | 429.7582 | 530.7769 | 166.7815 | -833.1769 | -754.9398 | -859.7747 | -1823.17 | -450.7752 | -240.4025 | 16.4147 | 21.0714 | 21.9022 | 5.168
2035 | 8025 | MW | 290.1442 | 372.4571 | 475.8689 | 144.5439 | -916.4946 | -849.3073 | -967.2466 | -2005.487 | -476.5338 | -270.4528 | 16.4147 | 21.0714 | 65.7066 | 3.4454
2035 | 8026 | MW | 278.9848 | 358.1318 | 439.2636 | 138.9845 | -972.0398 | -896.4911 | -1020.9825 | -2127.0317 | -502.2924 | -285.478 | 16.4147 | 21.0714 | 65.7066 | 3.4454
2035 | 8027 | MW | 323.6224 | 415.4329 | 512.4742 | 166.7815 | -1027.5849 | -920.0829 | -1047.8504 | -2248.5764 | -515.1717 | -292.9905 | 16.4147 | 21.0714 | 43.8044 | 3.4454
2035 | 8028 | MW | 368.2599 | 472.734 | 603.9875 | 189.019 | -1083.13 | -943.6748 | -1074.7184 | -2370.1211 | -528.051 | -300.5031 | 16.4147 | 21.0714 | 43.8044 | 3.4454
2035 | 8029 | MW | 435.2163 | 558.6856 | 713.8034 | 222.3753 | -1138.6752 | -943.6748 | -1074.7184 | -2491.6657 | -540.9303 | -300.5031 | 16.4147 | 21.0714 | 43.8044 | 3.4454
2035 | 8030 | MW | 479.8539 | 615.9867 | 787.014 | 239.0534 | -1138.6752 | -920.0829 | -1047.8504 | -2491.6657 | -553.8096 | -292.9905 | 16.4147 | 21.0714 | 43.8044 | 3.4454
2035 | 8031 | MW | 535.6508 | 687.613 | 878.5272 | 272.4097 | -1138.6752 | -920.0829 | -1047.8504 | -2491.6657 | -553.8096 | -292.9905 | 16.4147 | 21.0714 | 43.8044 | 0
2035 | 8032 | MW | 212.0284 | 272.1802 | 347.7504 | 111.1876 | -1110.9026 | -896.4911 | -1020.9825 | -2430.8934 | -553.8096 | -285.478 | 10.9431 | 14.0476 | 0 | 0
2035 | 8033 | MW | 245.5066 | 315.156 | 402.6583 | 127.8658 | -1083.13 | -967.2667 | -1101.5864 | -2370.1211 | -566.6889 | -308.0157 | -8.2073 | -10.5357 | -21.9022 | -6.8907
2035 | 8034 | MW | 278.9848 | 358.1318 | 439.2636 | 144.5439 | -1138.6752 | -1085.226 | -1235.9262 | -2491.6657 | -592.4474 | -345.5786 | -10.9431 | -14.0476 | -43.8044 | -8.6134
2035 | 8035 | MW | 290.1442 | 372.4571 | 475.8689 | 150.1033 | -1138.6752 | -1108.8179 | -1262.7941 | -2491.6657 | -605.3267 | -353.0912 | -13.6789 | -17.5595 | -43.8044 | -10.3361
2035 | 8036 | MW | 290.1442 | 372.4571 | 475.8689 | 150.1033 | -1138.6752 | -1108.8179 | -1262.7941 | -2491.6657 | -592.4474 | -353.0912 | -13.6789 | -17.5595 | -43.8044 | -10.3361
2035 | 8037 | MW | 982.0265 | 1260.6239 | 1592.3306 | 494.785 | -1110.9026 | -1085.226 | -1235.9262 | -2430.8934 | -579.5681 | -345.5786 | -13.6789 | -17.5595 | -43.8044 | -10.3361
2035 | 8038 | MW | 982.0265 | 1260.6239 | 1592.3306 | 489.2256 | -1027.5849 | -1014.4504 | -1155.3223 | -2248.5764 | -540.9303 | -323.0408 | 16.4147 | 21.0714 | 21.9022 | -1.7227
2035 | 8039 | MW | 937.3889 | 1203.3228 | 1537.4226 | 466.9881 | -916.4946 | -896.4911 | -1020.9825 | -2005.487 | -463.6545 | -285.478 | 21.8862 | 28.0953 | 21.9022 | 1.7227
2035 | 8040 | MW | 892.7514 | 1146.0217 | 1464.212 | 444.7506 | -777.6318 | -778.5317 | -886.6427 | -1701.6254 | -399.2581 | -247.9151 | 19.1504 | 24.5833 | 21.9022 | 0
2035 | 8041 | MW | 825.795 | 1060.0701 | 1354.3961 | 411.3943 | -722.0867 | -707.7561 | -806.0388 | -1580.0807 | -373.4995 | -225.3773 | 13.6789 | 17.5595 | 21.9022 | 3.4454
2035 | 8042 | MW | 747.6793 | 959.7932 | 1207.9749 | 366.9192 | -666.5416 | -660.5724 | -752.3029 | -1458.536 | -347.7409 | -210.3522 | 10.9431 | 14.0476 | 0 | 3.4454
2035 | 8043 | MW | 647.2447 | 830.8658 | 1061.5537 | 316.8848 | -638.769 | -636.9805 | -725.4349 | -1397.7637 | -334.8616 | -202.8396 | 10.9431 | 14.0476 | 0 | 3.4454
2035 | 8044 | MW | 557.9696 | 716.2636 | 915.1325 | 272.4097 | -666.5416 | -636.9805 | -725.4349 | -1458.536 | -334.8616 | -202.8396 | 10.9431 | 14.0476 | 0 | 3.4454
2035 | 8045 | MW | 491.0132 | 630.312 | 805.3166 | 233.494 | -666.5416 | -660.5724 | -752.3029 | -1458.536 | -347.7409 | -210.3522 | 10.9431 | 14.0476 | 0 | 3.4454
2035 | 8046 | MW | 424.0569 | 544.3603 | 695.5007 | 205.6971 | -805.4044 | -754.9398 | -859.7747 | -1762.3977 | -399.2581 | -240.4025 | 10.9431 | 14.0476 | 0 | 3.4454
2035 | 8047 | MW | 357.1005 | 458.4087 | 603.9875 | 172.3408 | -999.8123 | -943.6748 | -1074.7184 | -2187.8041 | -515.1717 | -300.5031 | 10.9431 | 14.0476 | 21.9022 | 5.168
2035 | 8048 | MW | 312.463 | 401.1076 | 512.4742 | 155.6627 | -1194.2203 | -1085.226 | -1235.9262 | -2613.2104 | -618.206 | -345.5786 | 10.9431 | 14.0476 | 21.9022 | 5.168
2035 | 8049 | MW | 278.9848 | 358.1318 | 475.8689 | 144.5439 | -1360.8557 | -1203.1854 | -1370.266 | -2977.8444 | -695.4818 | -383.1415 | 13.6789 | 17.5595 | 65.7066 | 5.168
2035 | 8050 | MW | 267.8254 | 343.8065 | 439.2636 | 138.9845 | -1499.7185 | -1273.961 | -1450.8698 | -3281.7061 | -746.9989 | -405.6792 | 16.4147 | 21.0714 | 65.7066 | 5.168
2035 | 8051 | MW | 256.666 | 329.4812 | 420.961 | 133.4252 | -1610.8088 | -1321.1447 | -1504.6058 | -3524.7954 | -785.6368 | -420.7044 | 16.4147 | 21.0714 | 65.7066 | 5.168
2035 | 8052 | MW | 267.8254 | 343.8065 | 439.2636 | 133.4252 | -1694.1265 | -1344.7366 | -1531.4737 | -3707.1124 | -824.2747 | -428.2169 | 19.1504 | 24.5833 | 65.7066 | 5.168
2035 | 8053 | MW | 301.3036 | 386.7823 | 494.1716 | 150.1033 | -1721.899 | -1344.7366 | -1531.4737 | -3767.8848 | -837.154 | -428.2169 | 19.1504 | 24.5833 | 65.7066 | 5.168
2035 | 8054 | MW | 334.7818 | 429.7582 | 549.0795 | 166.7815 | -1721.899 | -1344.7366 | -1531.4737 | -3767.8848 | -837.154 | -428.2169 | 16.4147 | 21.0714 | 65.7066 | 3.4454
2035 | 8055 | MW | 368.2599 | 472.734 | 603.9875 | 194.5784 | -1694.1265 | -1321.1447 | -1504.6058 | -3707.1124 | -824.2747 | -420.7044 | 16.4147 | 21.0714 | 65.7066 | 1.7227
2035 | 8056 | MW | 468.6945 | 601.6614 | 768.7113 | 233.494 | -1610.8088 | -1297.5528 | -1477.7378 | -3524.7954 | -811.3954 | -413.1918 | 10.9431 | 14.0476 | 0 | 1.7227
2035 | 8057 | MW | 245.5066 | 315.156 | 402.6583 | 122.3064 | -1555.2636 | -1297.5528 | -1477.7378 | -3403.2507 | -798.5161 | -413.1918 | -10.9431 | -14.0476 | -43.8044 | -6.8907
2035 | 8058 | MW | 301.3036 | 386.7823 | 494.1716 | 155.6627 | -1527.4911 | -1368.3285 | -1558.3417 | -3342.4784 | -785.6368 | -435.7295 | -13.6789 | -17.5595 | -43.8044 | -10.3361
2035 | 8059 | MW | 357.1005 | 458.4087 | 585.6848 | 177.9002 | -1416.4008 | -1297.5528 | -1477.7378 | -3099.3891 | -746.9989 | -413.1918 | -13.6789 | -17.5595 | -43.8044 | -10.3361
2035 | 8060 | MW | 379.4193 | 487.0592 | 622.2901 | 183.4596 | -1333.0831 | -1226.7772 | -1397.1339 | -2917.0721 | -695.4818 | -390.654 | -13.6789 | -17.5595 | -43.8044 | -10.3361
2035 | 8061 | MW | 379.4193 | 487.0592 | 622.2901 | 183.4596 | -1277.538 | -1179.5935 | -1343.398 | -2795.5274 | -656.8439 | -375.6289 | -13.6789 | -17.5595 | -43.8044 | -10.3361
2035 | 8062 | MW | 1093.6204 | 1403.8766 | 1793.6597 | 550.3788 | -1166.4477 | -1085.226 | -1235.9262 | -2552.4381 | -592.4474 | -345.5786 | 13.6789 | 17.5595 | 0 | 0
2035 | 8063 | MW | 1104.7798 | 1418.2019 | 1811.9624 | 544.8194 | -999.8123 | -943.6748 | -1074.7184 | -2187.8041 | -515.1717 | -300.5031 | 19.1504 | 24.5833 | 21.9022 | 1.7227
2035 | 8064 | MW | 1037.8234 | 1332.2503 | 1702.1465 | 517.0225 | -860.9495 | -825.7154 | -940.3786 | -1883.9424 | -425.0166 | -262.9402 | 16.4147 | 21.0714 | 21.9022 | 1.7227
2035 | 8065 | MW | 959.7077 | 1231.9734 | 1574.0279 | 478.1068 | -749.8593 | -731.348 | -832.9068 | -1640.853 | -373.4995 | -232.8899 | 13.6789 | 17.5595 | 21.9022 | 3.4454
2035 | 8066 | MW | 881.592 | 1131.6965 | 1445.9094 | 433.6318 | -694.3141 | -684.1642 | -779.1708 | -1519.3084 | -347.7409 | -217.8648 | 10.9431 | 14.0476 | 21.9022 | 3.4454
2035 | 8067 | MW | 769.998 | 988.4437 | 1262.8829 | 383.5973 | -666.5416 | -660.5724 | -752.3029 | -1458.536 | -334.8616 | -210.3522 | 10.9431 | 14.0476 | 21.9022 | 3.4454
2035 | 8068 | MW | 658.4041 | 845.191 | 1079.8564 | 322.4441 | -666.5416 | -660.5724 | -752.3029 | -1458.536 | -334.8616 | -210.3522 | 10.9431 | 14.0476 | 21.9022 | 3.4454
2035 | 8069 | MW | 557.9696 | 716.2636 | 915.1325 | 277.9691 | -694.3141 | -684.1642 | -779.1708 | -1519.3084 | -347.7409 | -217.8648 | 10.9431 | 14.0476 | 21.9022 | 3.4454
2035 | 8070 | MW | 468.6945 | 601.6614 | 768.7113 | 233.494 | -805.4044 | -778.5317 | -886.6427 | -1762.3977 | -386.3788 | -247.9151 | 10.9431 | 14.0476 | 21.9022 | 3.4454
2035 | 8071 | MW | 390.5787 | 501.3845 | 640.5928 | 194.5784 | -999.8123 | -967.2667 | -1101.5864 | -2187.8041 | -515.1717 | -308.0157 | 13.6789 | 17.5595 | 21.9022 | 3.4454
2035 | 8072 | MW | 312.463 | 401.1076 | 512.4742 | 155.6627 | -1221.9929 | -1085.226 | -1235.9262 | -2673.9827 | -618.206 | -345.5786 | 16.4147 | 21.0714 | 21.9022 | 3.4454
2035 | 8073 | MW | 278.9848 | 358.1318 | 457.5663 | 144.5439 | -1388.6282 | -1226.7772 | -1397.1339 | -3038.6167 | -695.4818 | -390.654 | 16.4147 | 21.0714 | 65.7066 | 3.4454
2035 | 8074 | MW | 234.3472 | 300.8307 | 384.3557 | 122.3064 | -1471.9459 | -1297.5528 | -1477.7378 | -3220.9337 | -759.8782 | -413.1918 | 13.6789 | 17.5595 | 65.7066 | 3.4454
2035 | 8075 | MW | 223.1878 | 286.5054 | 366.053 | 122.3064 | -1583.0362 | -1344.7366 | -1531.4737 | -3464.0231 | -798.5161 | -428.2169 | 13.6789 | 17.5595 | 65.7066 | 3.4454
2035 | 8076 | MW | 234.3472 | 300.8307 | 384.3557 | 122.3064 | -1638.5813 | -1391.9203 | -1585.2096 | -3585.5677 | -824.2747 | -443.2421 | 13.6789 | 17.5595 | 65.7066 | 3.4454
2035 | 8077 | MW | 290.1442 | 372.4571 | 475.8689 | 144.5439 | -1666.3539 | -1415.5122 | -1612.0776 | -3646.3401 | -824.2747 | -450.7547 | 13.6789 | 17.5595 | 65.7066 | 3.4454
2035 | 8078 | MW | 323.6224 | 415.4329 | 530.7769 | 161.2221 | -1666.3539 | -1439.1041 | -1638.9456 | -3646.3401 | -837.154 | -458.2672 | 10.9431 | 14.0476 | 65.7066 | 3.4454
2035 | 8079 | MW | 368.2599 | 472.734 | 585.6848 | 183.4596 | -1666.3539 | -1391.9203 | -1585.2096 | -3646.3401 | -824.2747 | -443.2421 | 10.9431 | 14.0476 | 65.7066 | 0
2035 | 8080 | MW | 446.3757 | 573.0109 | 732.106 | 227.9347 | -1610.8088 | -1344.7366 | -1531.4737 | -3524.7954 | -811.3954 | -428.2169 | 8.2073 | 10.5357 | 0 | 0
2035 | 8081 | MW | 245.5066 | 315.156 | 402.6583 | 122.3064 | -1555.2636 | -1344.7366 | -1531.4737 | -3403.2507 | -798.5161 | -428.2169 | -8.2073 | -10.5357 | -43.8044 | -6.8907
2035 | 8082 | MW | 301.3036 | 386.7823 | 494.1716 | 150.1033 | -1527.4911 | -1391.9203 | -1585.2096 | -3342.4784 | -785.6368 | -443.2421 | -10.9431 | -14.0476 | -43.8044 | -10.3361
2035 | 8083 | MW | 357.1005 | 458.4087 | 585.6848 | 177.9002 | -1416.4008 | -1321.1447 | -1504.6058 | -3099.3891 | -734.1197 | -420.7044 | -13.6789 | -17.5595 | -43.8044 | -10.3361
2035 | 8084 | MW | 379.4193 | 487.0592 | 622.2901 | 183.4596 | -1333.0831 | -1250.3691 | -1424.0019 | -2917.0721 | -695.4818 | -398.1666 | -13.6789 | -17.5595 | -43.8044 | -10.3361
2035 | 8085 | MW | 379.4193 | 487.0592 | 622.2901 | 183.4596 | -1249.7654 | -1203.1854 | -1370.266 | -2734.7551 | -656.8439 | -383.1415 | -13.6789 | -17.5595 | -43.8044 | -10.3361
2035 | 8086 | MW | 1082.461 | 1389.5514 | 1757.0544 | 544.8194 | -1138.6752 | -1108.8179 | -1262.7941 | -2491.6657 | -592.4474 | -353.0912 | 13.6789 | 17.5595 | 21.9022 | -1.7227
2035 | 8087 | MW | 1082.461 | 1389.5514 | 1775.3571 | 544.8194 | -999.8123 | -967.2667 | -1101.5864 | -2187.8041 | -502.2924 | -308.0157 | 19.1504 | 24.5833 | 21.9022 | 0
2035 | 8088 | MW | 1015.5047 | 1303.5997 | 1665.5412 | 511.4631 | -860.9495 | -825.7154 | -940.3786 | -1883.9424 | -425.0166 | -262.9402 | 16.4147 | 21.0714 | 21.9022 | 0
2035 | 8089 | MW | 937.3889 | 1203.3228 | 1519.12 | 466.9881 | -722.0867 | -731.348 | -832.9068 | -1580.0807 | -360.6202 | -232.8899 | 10.9431 | 14.0476 | 21.9022 | 5.168
2035 | 8090 | MW | 848.1138 | 1088.7206 | 1372.6988 | 422.513 | -694.3141 | -684.1642 | -779.1708 | -1519.3084 | -334.8616 | -217.8648 | 8.2073 | 10.5357 | 0 | 5.168
2035 | 8091 | MW | 736.5199 | 945.4679 | 1207.9749 | 366.9192 | -666.5416 | -660.5724 | -752.3029 | -1458.536 | -321.9823 | -210.3522 | 8.2073 | 10.5357 | 0 | 3.4454
2035 | 8092 | MW | 613.7666 | 787.8899 | 1006.6458 | 311.3254 | -666.5416 | -660.5724 | -752.3029 | -1458.536 | -321.9823 | -210.3522 | 8.2073 | 10.5357 | 0 | 3.4454
2035 | 8093 | MW | 513.332 | 658.9625 | 823.6193 | 261.2909 | -694.3141 | -684.1642 | -779.1708 | -1519.3084 | -334.8616 | -217.8648 | 8.2073 | 10.5357 | 0 | 3.4454
2035 | 8094 | MW | 424.0569 | 544.3603 | 695.5007 | 216.8159 | -805.4044 | -802.1236 | -913.5106 | -1762.3977 | -386.3788 | -255.4276 | 8.2073 | 10.5357 | 0 | 5.168
2035 | 8095 | MW | 345.9411 | 444.0834 | 567.3822 | 172.3408 | -999.8123 | -990.8585 | -1128.4543 | -2187.8041 | -502.2924 | -315.5283 | 10.9431 | 14.0476 | 21.9022 | 5.168
2035 | 8096 | MW | 290.1442 | 372.4571 | 457.5663 | 144.5439 | -1221.9929 | -1108.8179 | -1262.7941 | -2673.9827 | -618.206 | -353.0912 | 10.9431 | 14.0476 | 21.9022 | 6.8907
2035 | 8097 | MW | 256.666 | 329.4812 | 420.961 | 133.4252 | -1416.4008 | -1250.3691 | -1424.0019 | -3099.3891 | -708.3611 | -398.1666 | 10.9431 | 14.0476 | 65.7066 | 5.168
2035 | 8098 | MW | 212.0284 | 272.1802 | 347.7504 | 116.747 | -1527.4911 | -1321.1447 | -1504.6058 | -3342.4784 | -772.7575 | -420.7044 | 10.9431 | 14.0476 | 65.7066 | 5.168
2035 | 8099 | MW | 212.0284 | 272.1802 | 347.7504 | 122.3064 | -1638.5813 | -1368.3285 | -1558.3417 | -3585.5677 | -811.3954 | -435.7295 | 10.9431 | 14.0476 | 65.7066 | 5.168
2035 | 8100 | MW | 223.1878 | 286.5054 | 366.053 | 122.3064 | -1694.1265 | -1391.9203 | -1585.2096 | -3707.1124 | -837.154 | -443.2421 | 10.9431 | 14.0476 | 65.7066 | 5.168
2035 | 8101 | MW | 278.9848 | 358.1318 | 439.2636 | 144.5439 | -1721.899 | -1391.9203 | -1585.2096 | -3767.8848 | -850.0333 | -443.2421 | 10.9431 | 14.0476 | 65.7066 | 5.168
2035 | 8102 | MW | 312.463 | 401.1076 | 512.4742 | 155.6627 | -1721.899 | -1391.9203 | -1585.2096 | -3767.8848 | -850.0333 | -443.2421 | 10.9431 | 14.0476 | 65.7066 | 3.4454
2035 | 8103 | MW | 357.1005 | 458.4087 | 585.6848 | 177.9002 | -1694.1265 | -1368.3285 | -1558.3417 | -3707.1124 | -837.154 | -435.7295 | 10.9431 | 14.0476 | 65.7066 | 1.7227
2035 | 8104 | MW | 446.3757 | 573.0109 | 732.106 | 222.3753 | -1638.5813 | -1321.1447 | -1504.6058 | -3585.5677 | -811.3954 | -420.7044 | 8.2073 | 10.5357 | 0 | 1.7227
2035 | 8105 | MW | 245.5066 | 315.156 | 402.6583 | 122.3064 | -1555.2636 | -1344.7366 | -1531.4737 | -3403.2507 | -798.5161 | -428.2169 | -10.9431 | -14.0476 | -43.8044 | -6.8907
2035 | 8106 | MW | 301.3036 | 386.7823 | 494.1716 | 155.6627 | -1527.4911 | -1391.9203 | -1585.2096 | -3342.4784 | -798.5161 | -443.2421 | -13.6789 | -17.5595 | -43.8044 | -8.6134
2035 | 8107 | MW | 357.1005 | 458.4087 | 585.6848 | 177.9002 | -1416.4008 | -1321.1447 | -1504.6058 | -3099.3891 | -746.9989 | -420.7044 | -13.6789 | -17.5595 | -43.8044 | -10.3361
2035 | 8108 | MW | 379.4193 | 487.0592 | 640.5928 | 183.4596 | -1333.0831 | -1273.961 | -1450.8698 | -2917.0721 | -708.3611 | -405.6792 | -16.4147 | -21.0714 | -43.8044 | -10.3361
2035 | 8109 | MW | 379.4193 | 487.0592 | 622.2901 | 189.019 | -1249.7654 | -1203.1854 | -1370.266 | -2734.7551 | -656.8439 | -383.1415 | -13.6789 | -17.5595 | -43.8044 | -10.3361
2035 | 8110 | MW | 1082.461 | 1389.5514 | 1757.0544 | 544.8194 | -1138.6752 | -1108.8179 | -1262.7941 | -2491.6657 | -592.4474 | -353.0912 | 10.9431 | 14.0476 | 0 | 0
2035 | 8111 | MW | 1082.461 | 1389.5514 | 1757.0544 | 539.26 | -999.8123 | -967.2667 | -1101.5864 | -2187.8041 | -515.1717 | -308.0157 | 13.6789 | 17.5595 | 21.9022 | 1.7227
2035 | 8112 | MW | 1015.5047 | 1303.5997 | 1665.5412 | 505.9038 | -860.9495 | -849.3073 | -967.2466 | -1883.9424 | -425.0166 | -270.4528 | 13.6789 | 17.5595 | 21.9022 | 1.7227
2035 | 8113 | MW | 926.2295 | 1188.9976 | 1519.12 | 461.4287 | -722.0867 | -754.9398 | -859.7747 | -1580.0807 | -373.4995 | -240.4025 | 10.9431 | 14.0476 | 21.9022 | 5.168
2035 | 8114 | MW | 836.9544 | 1074.3954 | 1372.6988 | 416.9536 | -694.3141 | -684.1642 | -779.1708 | -1519.3084 | -347.7409 | -217.8648 | 10.9431 | 14.0476 | 0 | 5.168
2035 | 8115 | MW | 725.3605 | 931.1427 | 1189.6723 | 361.3598 | -666.5416 | -660.5724 | -752.3029 | -1458.536 | -334.8616 | -210.3522 | 8.2073 | 10.5357 | 0 | 3.4454
2035 | 8116 | MW | 602.6072 | 773.5647 | 988.3431 | 300.2066 | -666.5416 | -660.5724 | -752.3029 | -1458.536 | -334.8616 | -210.3522 | 8.2073 | 10.5357 | 0 | 3.4454
2035 | 8117 | MW | 502.1726 | 644.6372 | 805.3166 | 250.1722 | -694.3141 | -684.1642 | -779.1708 | -1519.3084 | -347.7409 | -217.8648 | 8.2073 | 10.5357 | 0 | 3.4454
2035 | 8118 | MW | 412.8975 | 530.0351 | 677.1981 | 205.6971 | -805.4044 | -778.5317 | -886.6427 | -1762.3977 | -399.2581 | -247.9151 | 10.9431 | 14.0476 | 0 | 5.168
2035 | 8119 | MW | 334.7818 | 429.7582 | 549.0795 | 166.7815 | -1027.5849 | -990.8585 | -1128.4543 | -2248.5764 | -515.1717 | -315.5283 | 10.9431 | 14.0476 | 21.9022 | 5.168
2035 | 8120 | MW | 278.9848 | 358.1318 | 457.5663 | 138.9845 | -1194.2203 | -1108.8179 | -1262.7941 | -2613.2104 | -631.0853 | -353.0912 | 13.6789 | 17.5595 | 21.9022 | 5.168
2035 | 8121 | MW | 245.5066 | 315.156 | 420.961 | 127.8658 | -1388.6282 | -1250.3691 | -1424.0019 | -3038.6167 | -708.3611 | -398.1666 | 13.6789 | 17.5595 | 65.7066 | 6.8907
2035 | 8122 | MW | 212.0284 | 272.1802 | 347.7504 | 111.1876 | -1499.7185 | -1321.1447 | -1504.6058 | -3281.7061 | -759.8782 | -420.7044 | 13.6789 | 17.5595 | 65.7066 | 5.168
2035 | 8123 | MW | 212.0284 | 272.1802 | 347.7504 | 116.747 | -1610.8088 | -1368.3285 | -1558.3417 | -3524.7954 | -798.5161 | -435.7295 | 13.6789 | 17.5595 | 65.7066 | 5.168
2035 | 8124 | MW | 223.1878 | 286.5054 | 366.053 | 116.747 | -1666.3539 | -1391.9203 | -1585.2096 | -3646.3401 | -824.2747 | -443.2421 | 10.9431 | 14.0476 | 65.7066 | 5.168
2035 | 8125 | MW | 267.8254 | 343.8065 | 439.2636 | 138.9845 | -1721.899 | -1415.5122 | -1612.0776 | -3767.8848 | -837.154 | -450.7547 | 13.6789 | 17.5595 | 65.7066 | 5.168
2035 | 8126 | MW | 312.463 | 401.1076 | 494.1716 | 161.2221 | -1749.6716 | -1415.5122 | -1612.0776 | -3828.6571 | -850.0333 | -450.7547 | 10.9431 | 14.0476 | 65.7066 | 5.168
2035 | 8127 | MW | 357.1005 | 458.4087 | 567.3822 | 183.4596 | -1721.899 | -1391.9203 | -1585.2096 | -3767.8848 | -850.0333 | -443.2421 | 10.9431 | 14.0476 | 65.7066 | 1.7227
2035 | 8128 | MW | 446.3757 | 573.0109 | 713.8034 | 227.9347 | -1666.3539 | -1344.7366 | -1531.4737 | -3646.3401 | -837.154 | -428.2169 | 8.2073 | 10.5357 | 0 | 1.7227
2035 | 8129 | MW | 245.5066 | 315.156 | 402.6583 | 122.3064 | -1583.0362 | -1344.7366 | -1531.4737 | -3464.0231 | -824.2747 | -428.2169 | -10.9431 | -14.0476 | -21.9022 | -8.6134
2035 | 8130 | MW | 312.463 | 401.1076 | 512.4742 | 155.6627 | -1527.4911 | -1391.9203 | -1585.2096 | -3342.4784 | -811.3954 | -443.2421 | -10.9431 | -14.0476 | -43.8044 | -10.3361
2035 | 8131 | MW | 368.2599 | 472.734 | 603.9875 | 183.4596 | -1416.4008 | -1321.1447 | -1504.6058 | -3099.3891 | -746.9989 | -420.7044 | -13.6789 | -17.5595 | -43.8044 | -10.3361
2035 | 8132 | MW | 390.5787 | 501.3845 | 640.5928 | 189.019 | -1333.0831 | -1250.3691 | -1424.0019 | -2917.0721 | -708.3611 | -398.1666 | -13.6789 | -17.5595 | -43.8044 | -10.3361
2035 | 8133 | MW | 379.4193 | 487.0592 | 622.2901 | 189.019 | -1249.7654 | -1203.1854 | -1370.266 | -2734.7551 | -656.8439 | -383.1415 | -13.6789 | -17.5595 | -43.8044 | -10.3361
2035 | 8134 | MW | 1071.3016 | 1375.2261 | 1757.0544 | 533.7007 | -1138.6752 | -1108.8179 | -1262.7941 | -2491.6657 | -605.3267 | -353.0912 | 10.9431 | 14.0476 | 21.9022 | 0
2035 | 8135 | MW | 1071.3016 | 1375.2261 | 1757.0544 | 533.7007 | -999.8123 | -967.2667 | -1101.5864 | -2187.8041 | -515.1717 | -308.0157 | 16.4147 | 21.0714 | 21.9022 | 1.7227
2035 | 8136 | MW | 1004.3453 | 1289.2745 | 1647.2385 | 500.3444 | -860.9495 | -825.7154 | -940.3786 | -1883.9424 | -437.8959 | -262.9402 | 13.6789 | 17.5595 | 21.9022 | 1.7227
2035 | 8137 | MW | 915.0701 | 1174.6723 | 1500.8173 | 455.8693 | -749.8593 | -754.9398 | -859.7747 | -1640.853 | -373.4995 | -240.4025 | 10.9431 | 14.0476 | 0 | 3.4454
2035 | 8138 | MW | 836.9544 | 1074.3954 | 1354.3961 | 411.3943 | -694.3141 | -684.1642 | -779.1708 | -1519.3084 | -347.7409 | -217.8648 | 10.9431 | 14.0476 | 0 | 1.7227
2035 | 8139 | MW | 714.2011 | 916.8174 | 1171.3696 | 361.3598 | -666.5416 | -660.5724 | -752.3029 | -1458.536 | -334.8616 | -210.3522 | 8.2073 | 10.5357 | 0 | 1.7227
2035 | 8140 | MW | 602.6072 | 773.5647 | 970.0405 | 300.2066 | -666.5416 | -660.5724 | -752.3029 | -1458.536 | -334.8616 | -210.3522 | 8.2073 | 10.5357 | 0 | 1.7227
2035 | 8141 | MW | 491.0132 | 630.312 | 805.3166 | 250.1722 | -694.3141 | -684.1642 | -779.1708 | -1519.3084 | -347.7409 | -217.8648 | 8.2073 | 10.5357 | 0 | 1.7227
2035 | 8142 | MW | 401.7381 | 515.7098 | 658.8954 | 205.6971 | -805.4044 | -778.5317 | -886.6427 | -1762.3977 | -399.2581 | -247.9151 | 8.2073 | 10.5357 | 0 | 3.4454
2035 | 8143 | MW | 323.6224 | 415.4329 | 530.7769 | 161.2221 | -999.8123 | -967.2667 | -1101.5864 | -2187.8041 | -515.1717 | -308.0157 | 10.9431 | 14.0476 | 21.9022 | 3.4454
2035 | 8144 | MW | 267.8254 | 343.8065 | 439.2636 | 138.9845 | -1194.2203 | -1085.226 | -1235.9262 | -2613.2104 | -643.9646 | -345.5786 | 13.6789 | 17.5595 | 21.9022 | 3.4454
2035 | 8145 | MW | 245.5066 | 315.156 | 402.6583 | 127.8658 | -1360.8557 | -1226.7772 | -1397.1339 | -2977.8444 | -721.2404 | -390.654 | 13.6789 | 17.5595 | 65.7066 | 3.4454
2035 | 8146 | MW | 212.0284 | 272.1802 | 347.7504 | 111.1876 | -1471.9459 | -1297.5528 | -1477.7378 | -3220.9337 | -772.7575 | -413.1918 | 10.9431 | 14.0476 | 65.7066 | 3.4454
2035 | 8147 | MW | 212.0284 | 272.1802 | 329.4477 | 111.1876 | -1583.0362 | -1344.7366 | -1531.4737 | -3464.0231 | -824.2747 | -428.2169 | 10.9431 | 14.0476 | 65.7066 | 3.4454
2035 | 8148 | MW | 223.1878 | 286.5054 | 366.053 | 116.747 | -1666.3539 | -1368.3285 | -1558.3417 | -3646.3401 | -850.0333 | -435.7295 | 10.9431 | 14.0476 | 65.7066 | 3.4454
2035 | 8149 | MW | 267.8254 | 343.8065 | 457.5663 | 138.9845 | -1694.1265 | -1391.9203 | -1585.2096 | -3707.1124 | -850.0333 | -443.2421 | 10.9431 | 14.0476 | 65.7066 | 3.4454
2035 | 8150 | MW | 312.463 | 401.1076 | 512.4742 | 155.6627 | -1694.1265 | -1415.5122 | -1612.0776 | -3707.1124 | -850.0333 | -450.7547 | 10.9431 | 14.0476 | 65.7066 | 3.4454
2035 | 8151 | MW | 357.1005 | 458.4087 | 585.6848 | 183.4596 | -1666.3539 | -1391.9203 | -1585.2096 | -3646.3401 | -837.154 | -443.2421 | 10.9431 | 14.0476 | 65.7066 | 0
2035 | 8152 | MW | 446.3757 | 573.0109 | 713.8034 | 222.3753 | -1610.8088 | -1344.7366 | -1531.4737 | -3524.7954 | -811.3954 | -428.2169 | 5.4716 | 7.0238 | 0 | 0
2035 | 8153 | MW | 245.5066 | 315.156 | 402.6583 | 122.3064 | -1527.4911 | -1344.7366 | -1531.4737 | -3342.4784 | -811.3954 | -428.2169 | -10.9431 | -14.0476 | -21.9022 | -6.8907
2035 | 8154 | MW | 312.463 | 401.1076 | 512.4742 | 161.2221 | -1527.4911 | -1368.3285 | -1558.3417 | -3342.4784 | -798.5161 | -435.7295 | -10.9431 | -14.0476 | -43.8044 | -10.3361
2035 | 8155 | MW | 357.1005 | 458.4087 | 585.6848 | 183.4596 | -1416.4008 | -1297.5528 | -1477.7378 | -3099.3891 | -746.9989 | -413.1918 | -13.6789 | -17.5595 | -43.8044 | -10.3361
2035 | 8156 | MW | 390.5787 | 501.3845 | 640.5928 | 189.019 | -1333.0831 | -1226.7772 | -1397.1339 | -2917.0721 | -695.4818 | -390.654 | -13.6789 | -17.5595 | -43.8044 | -10.3361
2035 | 8157 | MW | 390.5787 | 501.3845 | 640.5928 | 189.019 | -1249.7654 | -1156.0016 | -1316.53 | -2734.7551 | -656.8439 | -368.1163 | -13.6789 | -17.5595 | -43.8044 | -10.3361
2035 | 8158 | MW | 1071.3016 | 1375.2261 | 1738.7518 | 544.8194 | -1166.4477 | -1085.226 | -1235.9262 | -2552.4381 | -592.4474 | -345.5786 | 10.9431 | 14.0476 | 21.9022 | -1.7227
2035 | 8159 | MW | 1071.3016 | 1375.2261 | 1757.0544 | 539.26 | -999.8123 | -943.6748 | -1074.7184 | -2187.8041 | -515.1717 | -300.5031 | 16.4147 | 21.0714 | 21.9022 | 0
2035 | 8160 | MW | 1004.3453 | 1289.2745 | 1647.2385 | 505.9038 | -860.9495 | -825.7154 | -940.3786 | -1883.9424 | -437.8959 | -262.9402 | 13.6789 | 17.5595 | 21.9022 | 0
2035 | 8161 | MW | 915.0701 | 1174.6723 | 1500.8173 | 461.4287 | -694.3141 | -707.7561 | -806.0388 | -1519.3084 | -360.6202 | -225.3773 | 13.6789 | 17.5595 | 0 | 3.4454
2035 | 8162 | MW | 836.9544 | 1074.3954 | 1354.3961 | 411.3943 | -666.5416 | -660.5724 | -752.3029 | -1458.536 | -334.8616 | -210.3522 | 10.9431 | 14.0476 | 0 | 3.4454
2035 | 8163 | MW | 725.3605 | 931.1427 | 1171.3696 | 355.8004 | -638.769 | -613.3886 | -698.567 | -1397.7637 | -321.9823 | -195.327 | 10.9431 | 14.0476 | 0 | 3.4454
2035 | 8164 | MW | 602.6072 | 773.5647 | 970.0405 | 300.2066 | -638.769 | -613.3886 | -698.567 | -1397.7637 | -309.103 | -195.327 | 10.9431 | 14.0476 | 0 | 3.4454
2035 | 8165 | MW | 502.1726 | 644.6372 | 805.3166 | 250.1722 | -638.769 | -613.3886 | -698.567 | -1397.7637 | -321.9823 | -195.327 | 10.9431 | 14.0476 | 0 | 3.4454
2035 | 8166 | MW | 424.0569 | 544.3603 | 677.1981 | 211.2565 | -722.0867 | -660.5724 | -752.3029 | -1580.0807 | -347.7409 | -210.3522 | 10.9431 | 14.0476 | 0 | 3.4454
2035 | 8167 | MW | 357.1005 | 458.4087 | 585.6848 | 177.9002 | -833.1769 | -778.5317 | -886.6427 | -1823.17 | -412.1373 | -247.9151 | 13.6789 | 17.5595 | 21.9022 | 3.4454
2035 | 8168 | MW | 312.463 | 401.1076 | 512.4742 | 155.6627 | -944.2672 | -825.7154 | -940.3786 | -2066.2594 | -502.2924 | -262.9402 | 16.4147 | 21.0714 | 21.9022 | 5.168
2035 | 8169 | MW | 290.1442 | 372.4571 | 457.5663 | 144.5439 | -1055.3575 | -920.0829 | -1047.8504 | -2309.3487 | -566.6889 | -292.9905 | 16.4147 | 21.0714 | 65.7066 | 5.168
2035 | 8170 | MW | 267.8254 | 343.8065 | 439.2636 | 138.9845 | -1138.6752 | -990.8585 | -1128.4543 | -2491.6657 | -605.3267 | -315.5283 | 16.4147 | 21.0714 | 65.7066 | 3.4454
2035 | 8171 | MW | 278.9848 | 358.1318 | 457.5663 | 144.5439 | -1194.2203 | -1038.0423 | -1182.1902 | -2613.2104 | -631.0853 | -330.5534 | 13.6789 | 17.5595 | 43.8044 | 3.4454
2035 | 8172 | MW | 345.9411 | 444.0834 | 549.0795 | 172.3408 | -1249.7654 | -1038.0423 | -1182.1902 | -2734.7551 | -643.9646 | -330.5534 | 13.6789 | 17.5595 | 43.8044 | 3.4454
2035 | 8173 | MW | 424.0569 | 544.3603 | 695.5007 | 216.8159 | -1277.538 | -1061.6341 | -1209.0582 | -2795.5274 | -656.8439 | -338.066 | 13.6789 | 17.5595 | 43.8044 | 3.4454
2035 | 8174 | MW | 491.0132 | 630.312 | 787.014 | 255.7316 | -1305.3105 | -1061.6341 | -1209.0582 | -2856.2997 | -656.8439 | -338.066 | 13.6789 | 17.5595 | 43.8044 | 3.4454
2035 | 8175 | MW | 535.6508 | 687.613 | 878.5272 | 266.8503 | -1277.538 | -1061.6341 | -1209.0582 | -2795.5274 | -656.8439 | -338.066 | 13.6789 | 17.5595 | 43.8044 | 0
2035 | 8176 | MW | 223.1878 | 286.5054 | 366.053 | 111.1876 | -1221.9929 | -1038.0423 | -1182.1902 | -2673.9827 | -643.9646 | -330.5534 | 8.2073 | 10.5357 | 0 | 0
2035 | 8177 | MW | 256.666 | 329.4812 | 420.961 | 127.8658 | -1194.2203 | -1061.6341 | -1209.0582 | -2613.2104 | -631.0853 | -338.066 | -8.2073 | -10.5357 | -21.9022 | -6.8907
2035 | 8178 | MW | 278.9848 | 358.1318 | 457.5663 | 138.9845 | -1221.9929 | -1108.8179 | -1262.7941 | -2673.9827 | -631.0853 | -353.0912 | -10.9431 | -14.0476 | -43.8044 | -8.6134
2035 | 8179 | MW | 290.1442 | 372.4571 | 475.8689 | 144.5439 | -1194.2203 | -1108.8179 | -1262.7941 | -2613.2104 | -618.206 | -353.0912 | -10.9431 | -14.0476 | -43.8044 | -8.6134
2035 | 8180 | MW | 290.1442 | 372.4571 | 475.8689 | 150.1033 | -1166.4477 | -1085.226 | -1235.9262 | -2552.4381 | -605.3267 | -345.5786 | -13.6789 | -17.5595 | -43.8044 | -8.6134
2035 | 8181 | MW | 959.7077 | 1231.9734 | 1574.0279 | 478.1068 | -1138.6752 | -1061.6341 | -1209.0582 | -2491.6657 | -579.5681 | -338.066 | -13.6789 | -17.5595 | -43.8044 | -8.6134
2035 | 8182 | MW | 970.8671 | 1246.2986 | 1574.0279 | 483.6662 | -1055.3575 | -990.8585 | -1128.4543 | -2309.3487 | -540.9303 | -315.5283 | 13.6789 | 17.5595 | 21.9022 | 0
2035 | 8183 | MW | 937.3889 | 1203.3228 | 1537.4226 | 472.5475 | -944.2672 | -896.4911 | -1020.9825 | -2066.2594 | -476.5338 | -285.478 | 19.1504 | 24.5833 | 21.9022 | 1.7227
2035 | 8184 | MW | 915.0701 | 1174.6723 | 1500.8173 | 455.8693 | -805.4044 | -778.5317 | -886.6427 | -1762.3977 | -412.1373 | -247.9151 | 16.4147 | 21.0714 | 21.9022 | 1.7227
2035 | 8185 | MW | 848.1138 | 1088.7206 | 1391.0014 | 422.513 | -694.3141 | -684.1642 | -779.1708 | -1519.3084 | -347.7409 | -217.8648 | 10.9431 | 14.0476 | 21.9022 | 5.168
2035 | 8186 | MW | 769.998 | 988.4437 | 1244.5802 | 383.5973 | -638.769 | -636.9805 | -725.4349 | -1397.7637 | -321.9823 | -202.8396 | 8.2073 | 10.5357 | 0 | 3.4454
2035 | 8187 | MW | 669.5635 | 859.5163 | 1079.8564 | 339.1223 | -638.769 | -613.3886 | -698.567 | -1397.7637 | -321.9823 | -195.327 | 8.2073 | 10.5357 | 0 | 3.4454
2035 | 8188 | MW | 580.2884 | 744.9141 | 951.7378 | 294.6472 | -610.9964 | -613.3886 | -698.567 | -1336.9914 | -309.103 | -195.327 | 8.2073 | 10.5357 | 0 | 3.4454
2035 | 8189 | MW | 513.332 | 658.9625 | 823.6193 | 255.7316 | -638.769 | -613.3886 | -698.567 | -1397.7637 | -321.9823 | -195.327 | 8.2073 | 10.5357 | 0 | 3.4454
2035 | 8190 | MW | 457.5351 | 587.3361 | 732.106 | 227.9347 | -694.3141 | -660.5724 | -752.3029 | -1519.3084 | -334.8616 | -210.3522 | 8.2073 | 10.5357 | 21.9022 | 3.4454
2035 | 8191 | MW | 401.7381 | 515.7098 | 658.8954 | 200.1377 | -777.6318 | -731.348 | -832.9068 | -1701.6254 | -399.2581 | -232.8899 | 10.9431 | 14.0476 | 21.9022 | 5.168
2035 | 8192 | MW | 357.1005 | 458.4087 | 567.3822 | 177.9002 | -833.1769 | -731.348 | -832.9068 | -1823.17 | -450.7752 | -232.8899 | 13.6789 | 17.5595 | 21.9022 | 5.168
2035 | 8193 | MW | 312.463 | 401.1076 | 494.1716 | 155.6627 | -944.2672 | -825.7154 | -940.3786 | -2066.2594 | -489.4131 | -262.9402 | 13.6789 | 17.5595 | 65.7066 | 5.168
2035 | 8194 | MW | 290.1442 | 372.4571 | 475.8689 | 150.1033 | -999.8123 | -896.4911 | -1020.9825 | -2187.8041 | -515.1717 | -285.478 | 10.9431 | 14.0476 | 65.7066 | 5.168
2035 | 8195 | MW | 323.6224 | 415.4329 | 512.4742 | 161.2221 | -1027.5849 | -920.0829 | -1047.8504 | -2248.5764 | -553.8096 | -292.9905 | 10.9431 | 14.0476 | 65.7066 | 6.8907
2035 | 8196 | MW | 379.4193 | 487.0592 | 622.2901 | 189.019 | -1083.13 | -920.0829 | -1047.8504 | -2370.1211 | -579.5681 | -292.9905 | 10.9431 | 14.0476 | 43.8044 | 5.168
2035 | 8197 | MW | 435.2163 | 558.6856 | 732.106 | 216.8159 | -1110.9026 | -943.6748 | -1074.7184 | -2430.8934 | -592.4474 | -300.5031 | 10.9431 | 14.0476 | 43.8044 | 5.168
2035 | 8198 | MW | 502.1726 | 644.6372 | 823.6193 | 250.1722 | -1110.9026 | -920.0829 | -1047.8504 | -2430.8934 | -592.4474 | -292.9905 | 10.9431 | 14.0476 | 43.8044 | 5.168
2035 | 8199 | MW | 557.9696 | 716.2636 | 915.1325 | 277.9691 | -1083.13 | -920.0829 | -1047.8504 | -2370.1211 | -592.4474 | -292.9905 | 10.9431 | 14.0476 | 43.8044 | 1.7227
2035 | 8200 | MW | 212.0284 | 272.1802 | 347.7504 | 111.1876 | -1055.3575 | -920.0829 | -1047.8504 | -2309.3487 | -579.5681 | -292.9905 | 8.2073 | 10.5357 | 0 | 1.7227
2035 | 8201 | MW | 245.5066 | 315.156 | 402.6583 | 127.8658 | -1055.3575 | -967.2667 | -1101.5864 | -2309.3487 | -579.5681 | -308.0157 | -8.2073 | -10.5357 | -21.9022 | -6.8907
2035 | 8202 | MW | 278.9848 | 358.1318 | 457.5663 | 133.4252 | -1138.6752 | -1108.8179 | -1262.7941 | -2491.6657 | -605.3267 | -353.0912 | -10.9431 | -14.0476 | -43.8044 | -8.6134
2035 | 8203 | MW | 290.1442 | 372.4571 | 475.8689 | 144.5439 | -1166.4477 | -1108.8179 | -1262.7941 | -2552.4381 | -605.3267 | -353.0912 | -13.6789 | -17.5595 | -43.8044 | -10.3361
2035 | 8204 | MW | 301.3036 | 386.7823 | 475.8689 | 150.1033 | -1166.4477 | -1108.8179 | -1262.7941 | -2552.4381 | -605.3267 | -353.0912 | -13.6789 | -17.5595 | -43.8044 | -10.3361
2035 | 8205 | MW | 982.0265 | 1260.6239 | 1592.3306 | 494.785 | -1138.6752 | -1085.226 | -1235.9262 | -2491.6657 | -592.4474 | -345.5786 | -13.6789 | -17.5595 | -43.8044 | -10.3361
2035 | 8206 | MW | 982.0265 | 1260.6239 | 1592.3306 | 494.785 | -1055.3575 | -1014.4504 | -1155.3223 | -2309.3487 | -540.9303 | -323.0408 | 10.9431 | 14.0476 | 21.9022 | 0
2035 | 8207 | MW | 948.5483 | 1217.6481 | 1537.4226 | 478.1068 | -916.4946 | -896.4911 | -1020.9825 | -2005.487 | -476.5338 | -285.478 | 16.4147 | 21.0714 | 21.9022 | 1.7227
2035 | 8208 | MW | 915.0701 | 1174.6723 | 1482.5147 | 455.8693 | -777.6318 | -778.5317 | -886.6427 | -1701.6254 | -399.2581 | -247.9151 | 13.6789 | 17.5595 | 21.9022 | 1.7227
2035 | 8209 | MW | 848.1138 | 1088.7206 | 1391.0014 | 428.0724 | -722.0867 | -707.7561 | -806.0388 | -1580.0807 | -360.6202 | -225.3773 | 10.9431 | 14.0476 | 0 | 3.4454
2035 | 8210 | MW | 769.998 | 988.4437 | 1244.5802 | 383.5973 | -666.5416 | -660.5724 | -752.3029 | -1458.536 | -334.8616 | -210.3522 | 8.2073 | 10.5357 | 0 | 1.7227
2035 | 8211 | MW | 669.5635 | 859.5163 | 1079.8564 | 339.1223 | -638.769 | -636.9805 | -725.4349 | -1397.7637 | -334.8616 | -202.8396 | 8.2073 | 10.5357 | 0 | 1.7227
2035 | 8212 | MW | 580.2884 | 744.9141 | 951.7378 | 294.6472 | -666.5416 | -636.9805 | -725.4349 | -1458.536 | -334.8616 | -202.8396 | 8.2073 | 10.5357 | 0 | 1.7227
2035 | 8213 | MW | 513.332 | 658.9625 | 823.6193 | 255.7316 | -666.5416 | -660.5724 | -752.3029 | -1458.536 | -334.8616 | -210.3522 | 8.2073 | 10.5357 | 0 | 1.7227
2035 | 8214 | MW | 446.3757 | 573.0109 | 732.106 | 222.3753 | -805.4044 | -754.9398 | -859.7747 | -1762.3977 | -386.3788 | -240.4025 | 8.2073 | 10.5357 | 0 | 3.4454
2035 | 8215 | MW | 379.4193 | 487.0592 | 622.2901 | 194.5784 | -999.8123 | -967.2667 | -1101.5864 | -2187.8041 | -502.2924 | -308.0157 | 10.9431 | 14.0476 | 21.9022 | 3.4454
2035 | 8216 | MW | 334.7818 | 429.7582 | 549.0795 | 172.3408 | -1194.2203 | -1085.226 | -1235.9262 | -2613.2104 | -618.206 | -345.5786 | 13.6789 | 17.5595 | 21.9022 | 3.4454
2035 | 8217 | MW | 301.3036 | 386.7823 | 494.1716 | 155.6627 | -1333.0831 | -1203.1854 | -1370.266 | -2917.0721 | -682.6025 | -383.1415 | 13.6789 | 17.5595 | 65.7066 | 3.4454
2035 | 8218 | MW | 278.9848 | 358.1318 | 457.5663 | 138.9845 | -1444.1734 | -1273.961 | -1450.8698 | -3160.1614 | -746.9989 | -405.6792 | 10.9431 | 14.0476 | 65.7066 | 3.4454
2035 | 8219 | MW | 267.8254 | 343.8065 | 420.961 | 144.5439 | -1527.4911 | -1321.1447 | -1504.6058 | -3342.4784 | -798.5161 | -420.7044 | 10.9431 | 14.0476 | 65.7066 | 3.4454
2035 | 8220 | MW | 267.8254 | 343.8065 | 439.2636 | 138.9845 | -1583.0362 | -1368.3285 | -1558.3417 | -3464.0231 | -837.154 | -435.7295 | 10.9431 | 14.0476 | 65.7066 | 3.4454
2035 | 8221 | MW | 312.463 | 401.1076 | 512.4742 | 161.2221 | -1583.0362 | -1368.3285 | -1558.3417 | -3464.0231 | -862.9126 | -435.7295 | 10.9431 | 14.0476 | 65.7066 | 3.4454
2035 | 8222 | MW | 334.7818 | 429.7582 | 549.0795 | 177.9002 | -1583.0362 | -1391.9203 | -1585.2096 | -3464.0231 | -862.9126 | -443.2421 | 10.9431 | 14.0476 | 65.7066 | 3.4454
2035 | 8223 | MW | 379.4193 | 487.0592 | 622.2901 | 194.5784 | -1555.2636 | -1368.3285 | -1558.3417 | -3403.2507 | -862.9126 | -435.7295 | 10.9431 | 14.0476 | 65.7066 | 0
2035 | 8224 | MW | 468.6945 | 601.6614 | 750.4087 | 239.0534 | -1527.4911 | -1321.1447 | -1504.6058 | -3342.4784 | -837.154 | -420.7044 | 5.4716 | 7.0238 | 0 | 0
2035 | 8225 | MW | 245.5066 | 315.156 | 402.6583 | 122.3064 | -1471.9459 | -1321.1447 | -1504.6058 | -3220.9337 | -811.3954 | -420.7044 | -10.9431 | -14.0476 | -43.8044 | -8.6134
2035 | 8226 | MW | 301.3036 | 386.7823 | 512.4742 | 150.1033 | -1471.9459 | -1368.3285 | -1558.3417 | -3220.9337 | -785.6368 | -435.7295 | -13.6789 | -17.5595 | -43.8044 | -12.0588
2035 | 8227 | MW | 357.1005 | 458.4087 | 585.6848 | 172.3408 | -1416.4008 | -1321.1447 | -1504.6058 | -3099.3891 | -734.1197 | -420.7044 | -16.4147 | -21.0714 | -43.8044 | -13.7815
2035 | 8228 | MW | 379.4193 | 487.0592 | 640.5928 | 183.4596 | -1333.0831 | -1250.3691 | -1424.0019 | -2917.0721 | -695.4818 | -398.1666 | -16.4147 | -21.0714 | -43.8044 | -13.7815
2035 | 8229 | MW | 379.4193 | 487.0592 | 640.5928 | 183.4596 | -1249.7654 | -1179.5935 | -1343.398 | -2734.7551 | -656.8439 | -375.6289 | -16.4147 | -21.0714 | -43.8044 | -13.7815
2035 | 8230 | MW | 1093.6204 | 1403.8766 | 1793.6597 | 550.3788 | -1138.6752 | -1108.8179 | -1262.7941 | -2491.6657 | -592.4474 | -353.0912 | 10.9431 | 14.0476 | 21.9022 | -1.7227
2035 | 8231 | MW | 1104.7798 | 1418.2019 | 1793.6597 | 550.3788 | -999.8123 | -967.2667 | -1101.5864 | -2187.8041 | -502.2924 | -308.0157 | 13.6789 | 17.5595 | 21.9022 | 0
2035 | 8232 | MW | 1048.9828 | 1346.5755 | 1702.1465 | 522.5819 | -833.1769 | -825.7154 | -940.3786 | -1823.17 | -425.0166 | -262.9402 | 10.9431 | 14.0476 | 21.9022 | 0
2035 | 8233 | MW | 970.8671 | 1246.2986 | 1574.0279 | 483.6662 | -749.8593 | -731.348 | -832.9068 | -1640.853 | -360.6202 | -232.8899 | 10.9431 | 14.0476 | 21.9022 | 3.4454
2035 | 8234 | MW | 881.592 | 1131.6965 | 1445.9094 | 439.1912 | -694.3141 | -684.1642 | -779.1708 | -1519.3084 | -334.8616 | -217.8648 | 10.9431 | 14.0476 | 0 | 3.4454
2035 | 8235 | MW | 781.1574 | 1002.769 | 1262.8829 | 383.5973 | -666.5416 | -660.5724 | -752.3029 | -1458.536 | -321.9823 | -210.3522 | 8.2073 | 10.5357 | 0 | 3.4454
2035 | 8236 | MW | 658.4041 | 845.191 | 1079.8564 | 328.0035 | -666.5416 | -660.5724 | -752.3029 | -1458.536 | -321.9823 | -210.3522 | 8.2073 | 10.5357 | 0 | 3.4454
2035 | 8237 | MW | 557.9696 | 716.2636 | 915.1325 | 277.9691 | -694.3141 | -660.5724 | -752.3029 | -1519.3084 | -334.8616 | -210.3522 | 8.2073 | 10.5357 | 0 | 3.4454
2035 | 8238 | MW | 468.6945 | 601.6614 | 768.7113 | 233.494 | -805.4044 | -778.5317 | -886.6427 | -1762.3977 | -386.3788 | -247.9151 | 8.2073 | 10.5357 | 0 | 3.4454
2035 | 8239 | MW | 390.5787 | 501.3845 | 640.5928 | 189.019 | -1027.5849 | -967.2667 | -1101.5864 | -2248.5764 | -502.2924 | -308.0157 | 8.2073 | 10.5357 | 21.9022 | 3.4454
2035 | 8240 | MW | 323.6224 | 415.4329 | 530.7769 | 161.2221 | -1194.2203 | -1085.226 | -1235.9262 | -2613.2104 | -605.3267 | -345.5786 | 10.9431 | 14.0476 | 21.9022 | 3.4454
2035 | 8241 | MW | 278.9848 | 358.1318 | 457.5663 | 144.5439 | -1360.8557 | -1226.7772 | -1397.1339 | -2977.8444 | -682.6025 | -390.654 | 10.9431 | 14.0476 | 65.7066 | 5.168
2035 | 8242 | MW | 223.1878 | 286.5054 | 384.3557 | 122.3064 | -1444.1734 | -1297.5528 | -1477.7378 | -3160.1614 | -746.9989 | -413.1918 | 13.6789 | 17.5595 | 65.7066 | 5.168
2035 | 8243 | MW | 223.1878 | 286.5054 | 366.053 | 122.3064 | -1527.4911 | -1368.3285 | -1558.3417 | -3342.4784 | -798.5161 | -435.7295 | 13.6789 | 17.5595 | 65.7066 | 5.168
2035 | 8244 | MW | 234.3472 | 300.8307 | 384.3557 | 122.3064 | -1583.0362 | -1391.9203 | -1585.2096 | -3464.0231 | -837.154 | -443.2421 | 13.6789 | 17.5595 | 65.7066 | 5.168
2035 | 8245 | MW | 278.9848 | 358.1318 | 457.5663 | 144.5439 | -1583.0362 | -1391.9203 | -1585.2096 | -3464.0231 | -862.9126 | -443.2421 | 13.6789 | 17.5595 | 65.7066 | 5.168
2035 | 8246 | MW | 312.463 | 401.1076 | 512.4742 | 161.2221 | -1583.0362 | -1391.9203 | -1585.2096 | -3464.0231 | -875.7919 | -443.2421 | 13.6789 | 17.5595 | 65.7066 | 5.168
2035 | 8247 | MW | 368.2599 | 472.734 | 585.6848 | 183.4596 | -1555.2636 | -1368.3285 | -1558.3417 | -3403.2507 | -875.7919 | -435.7295 | 13.6789 | 17.5595 | 65.7066 | 0
2035 | 8248 | MW | 457.5351 | 587.3361 | 732.106 | 233.494 | -1527.4911 | -1321.1447 | -1504.6058 | -3342.4784 | -850.0333 | -420.7044 | 8.2073 | 10.5357 | 0 | 0
2035 | 8249 | MW | 245.5066 | 315.156 | 384.3557 | 122.3064 | -1471.9459 | -1321.1447 | -1504.6058 | -3220.9337 | -824.2747 | -420.7044 | -13.6789 | -17.5595 | -43.8044 | -8.6134
2035 | 8250 | MW | 301.3036 | 386.7823 | 494.1716 | 155.6627 | -1471.9459 | -1368.3285 | -1558.3417 | -3220.9337 | -798.5161 | -435.7295 | -13.6789 | -17.5595 | -43.8044 | -10.3361
2035 | 8251 | MW | 357.1005 | 458.4087 | 585.6848 | 177.9002 | -1416.4008 | -1297.5528 | -1477.7378 | -3099.3891 | -746.9989 | -413.1918 | -16.4147 | -21.0714 | -43.8044 | -12.0588
2035 | 8252 | MW | 379.4193 | 487.0592 | 640.5928 | 189.019 | -1333.0831 | -1226.7772 | -1397.1339 | -2917.0721 | -695.4818 | -390.654 | -16.4147 | -21.0714 | -43.8044 | -12.0588
2035 | 8253 | MW | 379.4193 | 487.0592 | 622.2901 | 183.4596 | -1249.7654 | -1179.5935 | -1343.398 | -2734.7551 | -656.8439 | -375.6289 | -16.4147 | -21.0714 | -43.8044 | -10.3361
2035 | 8254 | MW | 1082.461 | 1389.5514 | 1757.0544 | 544.8194 | -1166.4477 | -1085.226 | -1235.9262 | -2552.4381 | -592.4474 | -345.5786 | 10.9431 | 14.0476 | 21.9022 | -1.7227
2035 | 8255 | MW | 1082.461 | 1389.5514 | 1775.3571 | 539.26 | -999.8123 | -967.2667 | -1101.5864 | -2187.8041 | -515.1717 | -308.0157 | 13.6789 | 17.5595 | 21.9022 | 0
2035 | 8256 | MW | 1026.6641 | 1317.925 | 1665.5412 | 505.9038 | -860.9495 | -825.7154 | -940.3786 | -1883.9424 | -425.0166 | -262.9402 | 10.9431 | 14.0476 | 21.9022 | 0
2035 | 8257 | MW | 937.3889 | 1203.3228 | 1519.12 | 466.9881 | -749.8593 | -731.348 | -832.9068 | -1640.853 | -373.4995 | -232.8899 | 13.6789 | 17.5595 | 21.9022 | 5.168
2035 | 8258 | MW | 848.1138 | 1088.7206 | 1372.6988 | 422.513 | -694.3141 | -684.1642 | -779.1708 | -1519.3084 | -347.7409 | -217.8648 | 10.9431 | 14.0476 | 0 | 3.4454
2035 | 8259 | MW | 736.5199 | 945.4679 | 1207.9749 | 366.9192 | -666.5416 | -660.5724 | -752.3029 | -1458.536 | -334.8616 | -210.3522 | 10.9431 | 14.0476 | 0 | 3.4454
2035 | 8260 | MW | 624.9259 | 802.2152 | 1006.6458 | 311.3254 | -666.5416 | -660.5724 | -752.3029 | -1458.536 | -334.8616 | -210.3522 | 10.9431 | 14.0476 | 0 | 3.4454
2035 | 8261 | MW | 513.332 | 658.9625 | 841.9219 | 255.7316 | -694.3141 | -684.1642 | -779.1708 | -1519.3084 | -347.7409 | -217.8648 | 10.9431 | 14.0476 | 0 | 3.4454
2035 | 8262 | MW | 424.0569 | 544.3603 | 695.5007 | 211.2565 | -805.4044 | -778.5317 | -886.6427 | -1762.3977 | -399.2581 | -247.9151 | 10.9431 | 14.0476 | 0 | 5.168
2035 | 8263 | MW | 345.9411 | 444.0834 | 567.3822 | 166.7815 | -1027.5849 | -967.2667 | -1101.5864 | -2248.5764 | -515.1717 | -308.0157 | 13.6789 | 17.5595 | 0 | 5.168
2035 | 8264 | MW | 278.9848 | 358.1318 | 457.5663 | 144.5439 | -1221.9929 | -1085.226 | -1235.9262 | -2673.9827 | -618.206 | -345.5786 | 13.6789 | 17.5595 | 21.9022 | 5.168
2035 | 8265 | MW | 256.666 | 329.4812 | 420.961 | 133.4252 | -1388.6282 | -1226.7772 | -1397.1339 | -3038.6167 | -695.4818 | -390.654 | 13.6789 | 17.5595 | 65.7066 | 5.168
2035 | 8266 | MW | 212.0284 | 272.1802 | 347.7504 | 111.1876 | -1471.9459 | -1297.5528 | -1477.7378 | -3220.9337 | -759.8782 | -413.1918 | 13.6789 | 17.5595 | 65.7066 | 5.168
2035 | 8267 | MW | 212.0284 | 272.1802 | 347.7504 | 111.1876 | -1555.2636 | -1368.3285 | -1558.3417 | -3403.2507 | -811.3954 | -435.7295 | 13.6789 | 17.5595 | 65.7066 | 5.168
2035 | 8268 | MW | 223.1878 | 286.5054 | 366.053 | 116.747 | -1610.8088 | -1391.9203 | -1585.2096 | -3524.7954 | -850.0333 | -443.2421 | 13.6789 | 17.5595 | 65.7066 | 5.168
2035 | 8269 | MW | 278.9848 | 358.1318 | 439.2636 | 144.5439 | -1638.5813 | -1415.5122 | -1612.0776 | -3585.5677 | -888.6712 | -450.7547 | 10.9431 | 14.0476 | 65.7066 | 5.168
2035 | 8270 | MW | 312.463 | 401.1076 | 512.4742 | 161.2221 | -1638.5813 | -1415.5122 | -1612.0776 | -3585.5677 | -901.5504 | -450.7547 | 10.9431 | 14.0476 | 65.7066 | 5.168
2035 | 8271 | MW | 357.1005 | 458.4087 | 585.6848 | 183.4596 | -1610.8088 | -1391.9203 | -1585.2096 | -3524.7954 | -901.5504 | -443.2421 | 10.9431 | 14.0476 | 65.7066 | 1.7227
2035 | 8272 | MW | 446.3757 | 573.0109 | 732.106 | 222.3753 | -1555.2636 | -1344.7366 | -1531.4737 | -3403.2507 | -875.7919 | -428.2169 | 8.2073 | 10.5357 | 0 | 1.7227
2035 | 8273 | MW | 245.5066 | 315.156 | 402.6583 | 122.3064 | -1499.7185 | -1344.7366 | -1531.4737 | -3281.7061 | -850.0333 | -428.2169 | -10.9431 | -14.0476 | -43.8044 | -6.8907
2035 | 8274 | MW | 301.3036 | 386.7823 | 512.4742 | 155.6627 | -1499.7185 | -1368.3285 | -1558.3417 | -3281.7061 | -824.2747 | -435.7295 | -13.6789 | -17.5595 | -43.8044 | -10.3361
2035 | 8275 | MW | 357.1005 | 458.4087 | 585.6848 | 177.9002 | -1416.4008 | -1297.5528 | -1477.7378 | -3099.3891 | -759.8782 | -413.1918 | -13.6789 | -17.5595 | -43.8044 | -12.0588
2035 | 8276 | MW | 390.5787 | 501.3845 | 640.5928 | 189.019 | -1333.0831 | -1226.7772 | -1397.1339 | -2917.0721 | -708.3611 | -390.654 | -16.4147 | -21.0714 | -43.8044 | -12.0588
2035 | 8277 | MW | 379.4193 | 487.0592 | 640.5928 | 189.019 | -1277.538 | -1179.5935 | -1343.398 | -2795.5274 | -656.8439 | -375.6289 | -16.4147 | -21.0714 | -43.8044 | -10.3361
2035 | 8278 | MW | 1071.3016 | 1375.2261 | 1757.0544 | 544.8194 | -1166.4477 | -1085.226 | -1235.9262 | -2552.4381 | -605.3267 | -345.5786 | 10.9431 | 14.0476 | 0 | 0
2035 | 8279 | MW | 1082.461 | 1389.5514 | 1757.0544 | 539.26 | -999.8123 | -967.2667 | -1101.5864 | -2187.8041 | -515.1717 | -308.0157 | 16.4147 | 21.0714 | 21.9022 | 1.7227
2035 | 8280 | MW | 1015.5047 | 1303.5997 | 1665.5412 | 505.9038 | -860.9495 | -825.7154 | -940.3786 | -1883.9424 | -437.8959 | -262.9402 | 13.6789 | 17.5595 | 21.9022 | 1.7227
2035 | 8281 | MW | 926.2295 | 1188.9976 | 1519.12 | 461.4287 | -749.8593 | -731.348 | -832.9068 | -1640.853 | -373.4995 | -232.8899 | 13.6789 | 17.5595 | 21.9022 | 3.4454
2035 | 8282 | MW | 848.1138 | 1088.7206 | 1372.6988 | 416.9536 | -694.3141 | -660.5724 | -752.3029 | -1519.3084 | -347.7409 | -210.3522 | 10.9431 | 14.0476 | 21.9022 | 1.7227
2035 | 8283 | MW | 725.3605 | 931.1427 | 1189.6723 | 361.3598 | -666.5416 | -636.9805 | -725.4349 | -1458.536 | -334.8616 | -202.8396 | 10.9431 | 14.0476 | 21.9022 | 1.7227
2035 | 8284 | MW | 613.7666 | 787.8899 | 988.3431 | 305.766 | -666.5416 | -636.9805 | -725.4349 | -1458.536 | -334.8616 | -202.8396 | 8.2073 | 10.5357 | 21.9022 | 1.7227
2035 | 8285 | MW | 502.1726 | 644.6372 | 805.3166 | 255.7316 | -694.3141 | -660.5724 | -752.3029 | -1519.3084 | -347.7409 | -210.3522 | 8.2073 | 10.5357 | 21.9022 | 1.7227
2035 | 8286 | MW | 412.8975 | 530.0351 | 677.1981 | 211.2565 | -833.1769 | -754.9398 | -859.7747 | -1823.17 | -399.2581 | -240.4025 | 10.9431 | 14.0476 | 21.9022 | 1.7227
2035 | 8287 | MW | 334.7818 | 429.7582 | 549.0795 | 166.7815 | -1027.5849 | -943.6748 | -1074.7184 | -2248.5764 | -515.1717 | -300.5031 | 10.9431 | 14.0476 | 21.9022 | 3.4454
2035 | 8288 | MW | 278.9848 | 358.1318 | 457.5663 | 138.9845 | -1221.9929 | -1061.6341 | -1209.0582 | -2673.9827 | -631.0853 | -338.066 | 13.6789 | 17.5595 | 21.9022 | 3.4454
2035 | 8289 | MW | 245.5066 | 315.156 | 402.6583 | 127.8658 | -1388.6282 | -1203.1854 | -1370.266 | -3038.6167 | -721.2404 | -383.1415 | 13.6789 | 17.5595 | 65.7066 | 3.4454
2035 | 8290 | MW | 212.0284 | 272.1802 | 347.7504 | 111.1876 | -1471.9459 | -1273.961 | -1450.8698 | -3220.9337 | -785.6368 | -405.6792 | 13.6789 | 17.5595 | 65.7066 | 3.4454
2035 | 8291 | MW | 212.0284 | 272.1802 | 347.7504 | 116.747 | -1583.0362 | -1321.1447 | -1504.6058 | -3464.0231 | -850.0333 | -420.7044 | 13.6789 | 17.5595 | 65.7066 | 3.4454
2035 | 8292 | MW | 223.1878 | 286.5054 | 366.053 | 116.747 | -1638.5813 | -1344.7366 | -1531.4737 | -3585.5677 | -901.5504 | -428.2169 | 13.6789 | 17.5595 | 65.7066 | 3.4454
2035 | 8293 | MW | 267.8254 | 343.8065 | 439.2636 | 144.5439 | -1666.3539 | -1368.3285 | -1558.3417 | -3646.3401 | -927.309 | -435.7295 | 13.6789 | 17.5595 | 65.7066 | 3.4454
2035 | 8294 | MW | 312.463 | 401.1076 | 494.1716 | 161.2221 | -1666.3539 | -1391.9203 | -1585.2096 | -3646.3401 | -940.1883 | -443.2421 | 13.6789 | 17.5595 | 65.7066 | 3.4454
2035 | 8295 | MW | 357.1005 | 458.4087 | 585.6848 | 183.4596 | -1638.5813 | -1368.3285 | -1558.3417 | -3585.5677 | -927.309 | -435.7295 | 13.6789 | 17.5595 | 65.7066 | 0
2035 | 8296 | MW | 446.3757 | 573.0109 | 713.8034 | 222.3753 | -1555.2636 | -1321.1447 | -1504.6058 | -3403.2507 | -888.6712 | -420.7044 | 10.9431 | 14.0476 | 0 | 0
2035 | 8297 | MW | 245.5066 | 315.156 | 402.6583 | 122.3064 | -1499.7185 | -1321.1447 | -1504.6058 | -3281.7061 | -850.0333 | -420.7044 | -10.9431 | -14.0476 | -21.9022 | -8.6134
2035 | 8298 | MW | 301.3036 | 386.7823 | 494.1716 | 155.6627 | -1499.7185 | -1344.7366 | -1531.4737 | -3281.7061 | -811.3954 | -428.2169 | -13.6789 | -17.5595 | -43.8044 | -10.3361
2035 | 8299 | MW | 368.2599 | 472.734 | 585.6848 | 183.4596 | -1416.4008 | -1297.5528 | -1477.7378 | -3099.3891 | -746.9989 | -413.1918 | -13.6789 | -17.5595 | -43.8044 | -10.3361
2035 | 8300 | MW | 390.5787 | 501.3845 | 640.5928 | 189.019 | -1333.0831 | -1226.7772 | -1397.1339 | -2917.0721 | -695.4818 | -390.654 | -16.4147 | -21.0714 | -43.8044 | -10.3361
2035 | 8301 | MW | 390.5787 | 501.3845 | 640.5928 | 189.019 | -1249.7654 | -1156.0016 | -1316.53 | -2734.7551 | -656.8439 | -368.1163 | -13.6789 | -17.5595 | -43.8044 | -10.3361
2035 | 8302 | MW | 1071.3016 | 1375.2261 | 1738.7518 | 544.8194 | -1138.6752 | -1085.226 | -1235.9262 | -2491.6657 | -592.4474 | -345.5786 | 13.6789 | 17.5595 | 21.9022 | -1.7227
2035 | 8303 | MW | 1071.3016 | 1375.2261 | 1738.7518 | 539.26 | -999.8123 | -943.6748 | -1074.7184 | -2187.8041 | -515.1717 | -300.5031 | 16.4147 | 21.0714 | 21.9022 | 0
2035 | 8304 | MW | 1004.3453 | 1289.2745 | 1647.2385 | 505.9038 | -860.9495 | -802.1236 | -913.5106 | -1883.9424 | -425.0166 | -255.4276 | 13.6789 | 17.5595 | 21.9022 | 0
2035 | 8305 | MW | 915.0701 | 1174.6723 | 1500.8173 | 455.8693 | -722.0867 | -707.7561 | -806.0388 | -1580.0807 | -373.4995 | -225.3773 | 10.9431 | 14.0476 | 21.9022 | 3.4454
2035 | 8306 | MW | 825.795 | 1060.0701 | 1354.3961 | 411.3943 | -694.3141 | -660.5724 | -752.3029 | -1519.3084 | -334.8616 | -210.3522 | 10.9431 | 14.0476 | 0 | 3.4454
2035 | 8307 | MW | 714.2011 | 916.8174 | 1171.3696 | 355.8004 | -666.5416 | -636.9805 | -725.4349 | -1458.536 | -334.8616 | -202.8396 | 8.2073 | 10.5357 | 0 | 3.4454
2035 | 8308 | MW | 602.6072 | 773.5647 | 970.0405 | 300.2066 | -666.5416 | -636.9805 | -725.4349 | -1458.536 | -334.8616 | -202.8396 | 8.2073 | 10.5357 | 0 | 3.4454
2035 | 8309 | MW | 491.0132 | 630.312 | 805.3166 | 250.1722 | -694.3141 | -660.5724 | -752.3029 | -1519.3084 | -334.8616 | -210.3522 | 8.2073 | 10.5357 | 0 | 3.4454
2035 | 8310 | MW | 401.7381 | 515.7098 | 658.8954 | 200.1377 | -805.4044 | -754.9398 | -859.7747 | -1762.3977 | -386.3788 | -240.4025 | 8.2073 | 10.5357 | 21.9022 | 3.4454
2035 | 8311 | MW | 323.6224 | 415.4329 | 530.7769 | 161.2221 | -1027.5849 | -943.6748 | -1074.7184 | -2248.5764 | -502.2924 | -300.5031 | 10.9431 | 14.0476 | 21.9022 | 3.4454
2035 | 8312 | MW | 267.8254 | 343.8065 | 439.2636 | 138.9845 | -1194.2203 | -1061.6341 | -1209.0582 | -2613.2104 | -618.206 | -338.066 | 10.9431 | 14.0476 | 21.9022 | 5.168
2035 | 8313 | MW | 245.5066 | 315.156 | 402.6583 | 127.8658 | -1360.8557 | -1179.5935 | -1343.398 | -2977.8444 | -708.3611 | -375.6289 | 13.6789 | 17.5595 | 65.7066 | 5.168
2035 | 8314 | MW | 212.0284 | 272.1802 | 347.7504 | 111.1876 | -1471.9459 | -1250.3691 | -1424.0019 | -3220.9337 | -785.6368 | -398.1666 | 13.6789 | 17.5595 | 65.7066 | 5.168
2035 | 8315 | MW | 200.8691 | 257.8549 | 329.4477 | 111.1876 | -1555.2636 | -1297.5528 | -1477.7378 | -3403.2507 | -837.154 | -413.1918 | 13.6789 | 17.5595 | 65.7066 | 5.168
2035 | 8316 | MW | 223.1878 | 286.5054 | 366.053 | 111.1876 | -1610.8088 | -1321.1447 | -1504.6058 | -3524.7954 | -888.6712 | -420.7044 | 13.6789 | 17.5595 | 43.8044 | 5.168
2035 | 8317 | MW | 267.8254 | 343.8065 | 439.2636 | 138.9845 | -1638.5813 | -1321.1447 | -1504.6058 | -3585.5677 | -914.4297 | -420.7044 | 13.6789 | 17.5595 | 43.8044 | 5.168
2035 | 8318 | MW | 312.463 | 401.1076 | 494.1716 | 155.6627 | -1638.5813 | -1321.1447 | -1504.6058 | -3585.5677 | -927.309 | -420.7044 | 13.6789 | 17.5595 | 43.8044 | 5.168
2035 | 8319 | MW | 357.1005 | 458.4087 | 567.3822 | 177.9002 | -1610.8088 | -1297.5528 | -1477.7378 | -3524.7954 | -927.309 | -413.1918 | 13.6789 | 17.5595 | 43.8044 | 1.7227
2035 | 8320 | MW | 435.2163 | 558.6856 | 713.8034 | 222.3753 | -1555.2636 | -1273.961 | -1450.8698 | -3403.2507 | -914.4297 | -405.6792 | 8.2073 | 10.5357 | 0 | 1.7227
2035 | 8321 | MW | 245.5066 | 315.156 | 402.6583 | 122.3064 | -1471.9459 | -1297.5528 | -1477.7378 | -3220.9337 | -862.9126 | -413.1918 | -10.9431 | -14.0476 | -21.9022 | -8.6134
2035 | 8322 | MW | 312.463 | 401.1076 | 512.4742 | 161.2221 | -1471.9459 | -1344.7366 | -1531.4737 | -3220.9337 | -824.2747 | -428.2169 | -10.9431 | -14.0476 | -43.8044 | -10.3361
2035 | 8323 | MW | 368.2599 | 472.734 | 603.9875 | 183.4596 | -1388.6282 | -1273.961 | -1450.8698 | -3038.6167 | -746.9989 | -405.6792 | -13.6789 | -17.5595 | -43.8044 | -10.3361
2035 | 8324 | MW | 390.5787 | 501.3845 | 658.8954 | 189.019 | -1305.3105 | -1226.7772 | -1397.1339 | -2856.2997 | -695.4818 | -390.654 | -13.6789 | -17.5595 | -43.8044 | -10.3361
2035 | 8325 | MW | 390.5787 | 501.3845 | 640.5928 | 189.019 | -1249.7654 | -1156.0016 | -1316.53 | -2734.7551 | -643.9646 | -368.1163 | -13.6789 | -17.5595 | -43.8044 | -10.3361
2035 | 8326 | MW | 1071.3016 | 1375.2261 | 1757.0544 | 539.26 | -1138.6752 | -1085.226 | -1235.9262 | -2491.6657 | -592.4474 | -345.5786 | 10.9431 | 14.0476 | 21.9022 | -1.7227
2035 | 8327 | MW | 1071.3016 | 1375.2261 | 1757.0544 | 539.26 | -999.8123 | -943.6748 | -1074.7184 | -2187.8041 | -515.1717 | -300.5031 | 16.4147 | 21.0714 | 21.9022 | 1.7227
2035 | 8328 | MW | 1015.5047 | 1303.5997 | 1647.2385 | 505.9038 | -860.9495 | -825.7154 | -940.3786 | -1883.9424 | -437.8959 | -262.9402 | 13.6789 | 17.5595 | 21.9022 | 1.7227
2035 | 8329 | MW | 926.2295 | 1188.9976 | 1519.12 | 461.4287 | -694.3141 | -707.7561 | -806.0388 | -1519.3084 | -347.7409 | -225.3773 | 13.6789 | 17.5595 | 0 | 5.168
2035 | 8330 | MW | 836.9544 | 1074.3954 | 1372.6988 | 411.3943 | -638.769 | -660.5724 | -752.3029 | -1397.7637 | -321.9823 | -210.3522 | 13.6789 | 17.5595 | 0 | 3.4454
2035 | 8331 | MW | 725.3605 | 931.1427 | 1189.6723 | 355.8004 | -638.769 | -636.9805 | -725.4349 | -1397.7637 | -309.103 | -202.8396 | 10.9431 | 14.0476 | 0 | 3.4454
2035 | 8332 | MW | 602.6072 | 773.5647 | 988.3431 | 300.2066 | -638.769 | -636.9805 | -725.4349 | -1397.7637 | -309.103 | -202.8396 | 10.9431 | 14.0476 | 0 | 3.4454
2035 | 8333 | MW | 502.1726 | 644.6372 | 823.6193 | 250.1722 | -638.769 | -636.9805 | -725.4349 | -1397.7637 | -321.9823 | -202.8396 | 10.9431 | 14.0476 | 0 | 3.4454
2035 | 8334 | MW | 424.0569 | 544.3603 | 695.5007 | 211.2565 | -722.0867 | -684.1642 | -779.1708 | -1580.0807 | -347.7409 | -217.8648 | 13.6789 | 17.5595 | 0 | 3.4454
2035 | 8335 | MW | 368.2599 | 472.734 | 603.9875 | 183.4596 | -833.1769 | -802.1236 | -913.5106 | -1823.17 | -412.1373 | -255.4276 | 16.4147 | 21.0714 | 21.9022 | 3.4454
2035 | 8336 | MW | 323.6224 | 415.4329 | 530.7769 | 161.2221 | -916.4946 | -825.7154 | -940.3786 | -2005.487 | -476.5338 | -262.9402 | 16.4147 | 21.0714 | 21.9022 | 5.168
2035 | 8337 | MW | 301.3036 | 386.7823 | 475.8689 | 150.1033 | -1027.5849 | -920.0829 | -1047.8504 | -2248.5764 | -528.051 | -292.9905 | 16.4147 | 21.0714 | 65.7066 | 5.168
2035 | 8338 | MW | 278.9848 | 358.1318 | 439.2636 | 138.9845 | -1083.13 | -990.8585 | -1128.4543 | -2370.1211 | -566.6889 | -315.5283 | 16.4147 | 21.0714 | 65.7066 | 5.168
2035 | 8339 | MW | 301.3036 | 386.7823 | 475.8689 | 155.6627 | -1110.9026 | -1014.4504 | -1155.3223 | -2430.8934 | -592.4474 | -323.0408 | 16.4147 | 21.0714 | 65.7066 | 6.8907
2035 | 8340 | MW | 368.2599 | 472.734 | 585.6848 | 194.5784 | -1138.6752 | -1014.4504 | -1155.3223 | -2491.6657 | -618.206 | -323.0408 | 13.6789 | 17.5595 | 65.7066 | 6.8907
2035 | 8341 | MW | 468.6945 | 601.6614 | 750.4087 | 239.0534 | -1166.4477 | -1038.0423 | -1182.1902 | -2552.4381 | -643.9646 | -330.5534 | 13.6789 | 17.5595 | 65.7066 | 5.168
2035 | 8342 | MW | 502.1726 | 644.6372 | 823.6193 | 261.2909 | -1166.4477 | -1014.4504 | -1155.3223 | -2552.4381 | -643.9646 | -323.0408 | 13.6789 | 17.5595 | 43.8044 | 5.168
2035 | 8343 | MW | 535.6508 | 687.613 | 878.5272 | 272.4097 | -1138.6752 | -990.8585 | -1128.4543 | -2491.6657 | -643.9646 | -315.5283 | 13.6789 | 17.5595 | 43.8044 | 1.7227
2035 | 8344 | MW | 212.0284 | 272.1802 | 347.7504 | 111.1876 | -1110.9026 | -967.2667 | -1101.5864 | -2430.8934 | -631.0853 | -308.0157 | 10.9431 | 14.0476 | 0 | 1.7227
2035 | 8345 | MW | 245.5066 | 315.156 | 402.6583 | 122.3064 | -1083.13 | -1014.4504 | -1155.3223 | -2370.1211 | -631.0853 | -323.0408 | -8.2073 | -10.5357 | -21.9022 | -6.8907
2035 | 8346 | MW | 278.9848 | 358.1318 | 457.5663 | 138.9845 | -1166.4477 | -1108.8179 | -1262.7941 | -2552.4381 | -631.0853 | -353.0912 | -10.9431 | -14.0476 | -43.8044 | -8.6134
2035 | 8347 | MW | 290.1442 | 372.4571 | 475.8689 | 144.5439 | -1166.4477 | -1108.8179 | -1262.7941 | -2552.4381 | -618.206 | -353.0912 | -10.9431 | -14.0476 | -43.8044 | -8.6134
2035 | 8348 | MW | 290.1442 | 372.4571 | 475.8689 | 144.5439 | -1138.6752 | -1108.8179 | -1262.7941 | -2491.6657 | -605.3267 | -353.0912 | -13.6789 | -17.5595 | -43.8044 | -8.6134
2035 | 8349 | MW | 959.7077 | 1231.9734 | 1555.7253 | 478.1068 | -1138.6752 | -1085.226 | -1235.9262 | -2491.6657 | -579.5681 | -345.5786 | -13.6789 | -17.5595 | -43.8044 | -8.6134
2035 | 8350 | MW | 959.7077 | 1231.9734 | 1555.7253 | 478.1068 | -1055.3575 | -1038.0423 | -1182.1902 | -2309.3487 | -540.9303 | -330.5534 | 16.4147 | 21.0714 | 21.9022 | 0
2035 | 8351 | MW | 926.2295 | 1188.9976 | 1519.12 | 461.4287 | -944.2672 | -920.0829 | -1047.8504 | -2066.2594 | -476.5338 | -292.9905 | 21.8862 | 28.0953 | 21.9022 | 1.7227
2035 | 8352 | MW | 892.7514 | 1146.0217 | 1464.212 | 439.1912 | -805.4044 | -802.1236 | -913.5106 | -1762.3977 | -412.1373 | -255.4276 | 16.4147 | 21.0714 | 21.9022 | 1.7227
2035 | 8353 | MW | 825.795 | 1060.0701 | 1354.3961 | 411.3943 | -694.3141 | -707.7561 | -806.0388 | -1519.3084 | -347.7409 | -225.3773 | 13.6789 | 17.5595 | 21.9022 | 3.4454
2035 | 8354 | MW | 736.5199 | 945.4679 | 1207.9749 | 366.9192 | -666.5416 | -660.5724 | -752.3029 | -1458.536 | -321.9823 | -210.3522 | 13.6789 | 17.5595 | 21.9022 | 3.4454
2035 | 8355 | MW | 647.2447 | 830.8658 | 1043.2511 | 322.4441 | -638.769 | -636.9805 | -725.4349 | -1397.7637 | -309.103 | -202.8396 | 10.9431 | 14.0476 | 21.9022 | 3.4454
2035 | 8356 | MW | 569.129 | 730.5889 | 915.1325 | 283.5285 | -638.769 | -636.9805 | -725.4349 | -1397.7637 | -309.103 | -202.8396 | 10.9431 | 14.0476 | 21.9022 | 3.4454
2035 | 8357 | MW | 502.1726 | 644.6372 | 805.3166 | 250.1722 | -638.769 | -636.9805 | -725.4349 | -1397.7637 | -321.9823 | -202.8396 | 10.9431 | 14.0476 | 21.9022 | 3.4454
2035 | 8358 | MW | 435.2163 | 558.6856 | 713.8034 | 222.3753 | -694.3141 | -684.1642 | -779.1708 | -1519.3084 | -347.7409 | -217.8648 | 10.9431 | 14.0476 | 21.9022 | 3.4454
2035 | 8359 | MW | 390.5787 | 501.3845 | 622.2901 | 200.1377 | -805.4044 | -778.5317 | -886.6427 | -1762.3977 | -399.2581 | -247.9151 | 10.9431 | 14.0476 | 21.9022 | 5.168
2035 | 8360 | MW | 345.9411 | 444.0834 | 567.3822 | 177.9002 | -860.9495 | -778.5317 | -886.6427 | -1883.9424 | -463.6545 | -247.9151 | 13.6789 | 17.5595 | 21.9022 | 5.168
2035 | 8361 | MW | 290.1442 | 372.4571 | 475.8689 | 150.1033 | -944.2672 | -872.8992 | -994.1145 | -2066.2594 | -489.4131 | -277.9654 | 16.4147 | 21.0714 | 87.6087 | 5.168
2035 | 8362 | MW | 278.9848 | 358.1318 | 439.2636 | 144.5439 | -999.8123 | -920.0829 | -1047.8504 | -2187.8041 | -515.1717 | -292.9905 | 16.4147 | 21.0714 | 87.6087 | 5.168
2035 | 8363 | MW | 290.1442 | 372.4571 | 475.8689 | 144.5439 | -1027.5849 | -943.6748 | -1074.7184 | -2248.5764 | -528.051 | -300.5031 | 19.1504 | 24.5833 | 87.6087 | 3.4454
2035 | 8364 | MW | 345.9411 | 444.0834 | 567.3822 | 172.3408 | -1083.13 | -967.2667 | -1101.5864 | -2370.1211 | -553.8096 | -308.0157 | 19.1504 | 24.5833 | 87.6087 | 3.4454
2035 | 8365 | MW | 435.2163 | 558.6856 | 713.8034 | 216.8159 | -1110.9026 | -967.2667 | -1101.5864 | -2430.8934 | -566.6889 | -308.0157 | 19.1504 | 24.5833 | 87.6087 | 3.4454
2035 | 8366 | MW | 491.0132 | 630.312 | 787.014 | 250.1722 | -1138.6752 | -967.2667 | -1101.5864 | -2491.6657 | -579.5681 | -308.0157 | 19.1504 | 24.5833 | 65.7066 | 3.4454
2035 | 8367 | MW | 535.6508 | 687.613 | 860.2246 | 277.9691 | -1110.9026 | -943.6748 | -1074.7184 | -2430.8934 | -592.4474 | -300.5031 | 16.4147 | 21.0714 | 65.7066 | 0
2035 | 8368 | MW | 212.0284 | 272.1802 | 347.7504 | 111.1876 | -1083.13 | -920.0829 | -1047.8504 | -2370.1211 | -579.5681 | -292.9905 | 10.9431 | 14.0476 | 0 | 0
2035 | 8369 | MW | 245.5066 | 315.156 | 402.6583 | 122.3064 | -1055.3575 | -967.2667 | -1101.5864 | -2309.3487 | -579.5681 | -308.0157 | -10.9431 | -14.0476 | -21.9022 | -6.8907
2035 | 8370 | MW | 290.1442 | 372.4571 | 475.8689 | 138.9845 | -1138.6752 | -1085.226 | -1235.9262 | -2491.6657 | -605.3267 | -345.5786 | -13.6789 | -17.5595 | -43.8044 | -8.6134
2035 | 8371 | MW | 301.3036 | 386.7823 | 494.1716 | 138.9845 | -1138.6752 | -1108.8179 | -1262.7941 | -2491.6657 | -605.3267 | -353.0912 | -13.6789 | -17.5595 | -43.8044 | -10.3361
2035 | 8372 | MW | 301.3036 | 386.7823 | 494.1716 | 144.5439 | -1138.6752 | -1108.8179 | -1262.7941 | -2491.6657 | -605.3267 | -353.0912 | -13.6789 | -17.5595 | -43.8044 | -10.3361
2035 | 8373 | MW | 982.0265 | 1260.6239 | 1610.6332 | 483.6662 | -1138.6752 | -1108.8179 | -1262.7941 | -2491.6657 | -592.4474 | -353.0912 | -13.6789 | -17.5595 | -43.8044 | -10.3361
2035 | 8374 | MW | 982.0265 | 1260.6239 | 1610.6332 | 483.6662 | -1055.3575 | -1038.0423 | -1182.1902 | -2309.3487 | -540.9303 | -330.5534 | 13.6789 | 17.5595 | 21.9022 | 0
2035 | 8375 | MW | 937.3889 | 1203.3228 | 1537.4226 | 466.9881 | -916.4946 | -920.0829 | -1047.8504 | -2005.487 | -476.5338 | -292.9905 | 19.1504 | 24.5833 | 21.9022 | 1.7227
2035 | 8376 | MW | 903.9107 | 1160.347 | 1464.212 | 444.7506 | -777.6318 | -802.1236 | -913.5106 | -1701.6254 | -399.2581 | -255.4276 | 16.4147 | 21.0714 | 21.9022 | 1.7227
2035 | 8377 | MW | 836.9544 | 1074.3954 | 1354.3961 | 411.3943 | -722.0867 | -731.348 | -832.9068 | -1580.0807 | -373.4995 | -232.8899 | 10.9431 | 14.0476 | 21.9022 | 3.4454
2035 | 8378 | MW | 747.6793 | 959.7932 | 1226.2776 | 366.9192 | -666.5416 | -684.1642 | -779.1708 | -1458.536 | -347.7409 | -217.8648 | 10.9431 | 14.0476 | 21.9022 | 3.4454
2035 | 8379 | MW | 647.2447 | 830.8658 | 1061.5537 | 322.4441 | -638.769 | -660.5724 | -752.3029 | -1397.7637 | -334.8616 | -210.3522 | 8.2073 | 10.5357 | 21.9022 | 3.4454
2035 | 8380 | MW | 569.129 | 730.5889 | 915.1325 | 283.5285 | -666.5416 | -684.1642 | -779.1708 | -1458.536 | -334.8616 | -217.8648 | 8.2073 | 10.5357 | 21.9022 | 3.4454
2035 | 8381 | MW | 491.0132 | 630.312 | 787.014 | 244.6128 | -694.3141 | -707.7561 | -806.0388 | -1519.3084 | -347.7409 | -225.3773 | 8.2073 | 10.5357 | 21.9022 | 3.4454
2035 | 8382 | MW | 424.0569 | 544.3603 | 677.1981 | 211.2565 | -805.4044 | -802.1236 | -913.5106 | -1762.3977 | -399.2581 | -255.4276 | 8.2073 | 10.5357 | 21.9022 | 3.4454
2035 | 8383 | MW | 368.2599 | 472.734 | 585.6848 | 183.4596 | -999.8123 | -967.2667 | -1101.5864 | -2187.8041 | -502.2924 | -308.0157 | 10.9431 | 14.0476 | 21.9022 | 5.168
2035 | 8384 | MW | 312.463 | 401.1076 | 512.4742 | 166.7815 | -1166.4477 | -1085.226 | -1235.9262 | -2552.4381 | -618.206 | -345.5786 | 10.9431 | 14.0476 | 21.9022 | 5.168
2035 | 8385 | MW | 290.1442 | 372.4571 | 475.8689 | 150.1033 | -1333.0831 | -1203.1854 | -1370.266 | -2917.0721 | -682.6025 | -383.1415 | 13.6789 | 17.5595 | 87.6087 | 5.168
2035 | 8386 | MW | 256.666 | 329.4812 | 420.961 | 144.5439 | -1444.1734 | -1273.961 | -1450.8698 | -3160.1614 | -734.1197 | -405.6792 | 13.6789 | 17.5595 | 65.7066 | 5.168
2035 | 8387 | MW | 256.666 | 329.4812 | 402.6583 | 138.9845 | -1555.2636 | -1321.1447 | -1504.6058 | -3403.2507 | -785.6368 | -420.7044 | 13.6789 | 17.5595 | 65.7066 | 5.168
2035 | 8388 | MW | 256.666 | 329.4812 | 420.961 | 133.4252 | -1610.8088 | -1344.7366 | -1531.4737 | -3524.7954 | -824.2747 | -428.2169 | 13.6789 | 17.5595 | 65.7066 | 3.4454
2035 | 8389 | MW | 301.3036 | 386.7823 | 494.1716 | 155.6627 | -1666.3539 | -1344.7366 | -1531.4737 | -3646.3401 | -850.0333 | -428.2169 | 13.6789 | 17.5595 | 65.7066 | 3.4454
2035 | 8390 | MW | 334.7818 | 429.7582 | 530.7769 | 172.3408 | -1666.3539 | -1321.1447 | -1504.6058 | -3646.3401 | -862.9126 | -420.7044 | 13.6789 | 17.5595 | 65.7066 | 3.4454
2035 | 8391 | MW | 379.4193 | 487.0592 | 603.9875 | 194.5784 | -1610.8088 | -1297.5528 | -1477.7378 | -3524.7954 | -862.9126 | -413.1918 | 13.6789 | 17.5595 | 65.7066 | 0
2035 | 8392 | MW | 468.6945 | 601.6614 | 750.4087 | 239.0534 | -1555.2636 | -1273.961 | -1450.8698 | -3403.2507 | -837.154 | -405.6792 | 8.2073 | 10.5357 | 0 | 0
2035 | 8393 | MW | 245.5066 | 315.156 | 402.6583 | 122.3064 | -1471.9459 | -1297.5528 | -1477.7378 | -3220.9337 | -811.3954 | -413.1918 | -13.6789 | -17.5595 | -43.8044 | -6.8907
2035 | 8394 | MW | 301.3036 | 386.7823 | 494.1716 | 155.6627 | -1471.9459 | -1344.7366 | -1531.4737 | -3220.9337 | -785.6368 | -428.2169 | -13.6789 | -17.5595 | -43.8044 | -10.3361
2035 | 8395 | MW | 357.1005 | 458.4087 | 585.6848 | 177.9002 | -1388.6282 | -1297.5528 | -1477.7378 | -3038.6167 | -734.1197 | -413.1918 | -16.4147 | -21.0714 | -43.8044 | -12.0588
2035 | 8396 | MW | 379.4193 | 487.0592 | 640.5928 | 189.019 | -1333.0831 | -1250.3691 | -1424.0019 | -2917.0721 | -695.4818 | -398.1666 | -16.4147 | -21.0714 | -43.8044 | -12.0588
2035 | 8397 | MW | 379.4193 | 487.0592 | 622.2901 | 189.019 | -1249.7654 | -1179.5935 | -1343.398 | -2734.7551 | -656.8439 | -375.6289 | -13.6789 | -17.5595 | -43.8044 | -12.0588
2035 | 8398 | MW | 1104.7798 | 1418.2019 | 1793.6597 | 555.9382 | -1166.4477 | -1108.8179 | -1262.7941 | -2552.4381 | -592.4474 | -353.0912 | 10.9431 | 14.0476 | 21.9022 | -1.7227
2035 | 8399 | MW | 1104.7798 | 1418.2019 | 1793.6597 | 550.3788 | -999.8123 | -990.8585 | -1128.4543 | -2187.8041 | -515.1717 | -315.5283 | 13.6789 | 17.5595 | 21.9022 | 1.7227
2035 | 8400 | MW | 1048.9828 | 1346.5755 | 1702.1465 | 522.5819 | -860.9495 | -849.3073 | -967.2466 | -1883.9424 | -437.8959 | -270.4528 | 13.6789 | 17.5595 | 21.9022 | 1.7227
2035 | 8401 | MW | 970.8671 | 1246.2986 | 1574.0279 | 483.6662 | -749.8593 | -754.9398 | -859.7747 | -1640.853 | -373.4995 | -240.4025 | 10.9431 | 14.0476 | 0 | 3.4454
2035 | 8402 | MW | 881.592 | 1131.6965 | 1445.9094 | 439.1912 | -694.3141 | -707.7561 | -806.0388 | -1519.3084 | -347.7409 | -225.3773 | 8.2073 | 10.5357 | 0 | 3.4454
2035 | 8403 | MW | 781.1574 | 1002.769 | 1262.8829 | 383.5973 | -666.5416 | -684.1642 | -779.1708 | -1458.536 | -334.8616 | -217.8648 | 8.2073 | 10.5357 | 0 | 3.4454
2035 | 8404 | MW | 669.5635 | 859.5163 | 1079.8564 | 328.0035 | -666.5416 | -684.1642 | -779.1708 | -1458.536 | -334.8616 | -217.8648 | 8.2073 | 10.5357 | 0 | 3.4454
2035 | 8405 | MW | 557.9696 | 716.2636 | 915.1325 | 277.9691 | -694.3141 | -707.7561 | -806.0388 | -1519.3084 | -347.7409 | -225.3773 | 8.2073 | 10.5357 | 0 | 3.4454
2035 | 8406 | MW | 468.6945 | 601.6614 | 768.7113 | 233.494 | -833.1769 | -802.1236 | -913.5106 | -1823.17 | -399.2581 | -255.4276 | 8.2073 | 10.5357 | 0 | 5.168
2035 | 8407 | MW | 390.5787 | 501.3845 | 640.5928 | 194.5784 | -1027.5849 | -967.2667 | -1101.5864 | -2248.5764 | -515.1717 | -308.0157 | 10.9431 | 14.0476 | 21.9022 | 5.168
2035 | 8408 | MW | 323.6224 | 415.4329 | 530.7769 | 161.2221 | -1194.2203 | -1085.226 | -1235.9262 | -2613.2104 | -618.206 | -345.5786 | 13.6789 | 17.5595 | 21.9022 | 5.168
2035 | 8409 | MW | 278.9848 | 358.1318 | 457.5663 | 138.9845 | -1360.8557 | -1203.1854 | -1370.266 | -2977.8444 | -695.4818 | -383.1415 | 13.6789 | 17.5595 | 65.7066 | 5.168
2035 | 8410 | MW | 223.1878 | 286.5054 | 384.3557 | 122.3064 | -1471.9459 | -1273.961 | -1450.8698 | -3220.9337 | -746.9989 | -405.6792 | 10.9431 | 14.0476 | 65.7066 | 5.168
2035 | 8411 | MW | 223.1878 | 286.5054 | 366.053 | 122.3064 | -1527.4911 | -1321.1447 | -1504.6058 | -3342.4784 | -798.5161 | -420.7044 | 10.9431 | 14.0476 | 65.7066 | 5.168
2035 | 8412 | MW | 234.3472 | 300.8307 | 384.3557 | 122.3064 | -1583.0362 | -1321.1447 | -1504.6058 | -3464.0231 | -824.2747 | -420.7044 | 10.9431 | 14.0476 | 65.7066 | 3.4454
2035 | 8413 | MW | 278.9848 | 358.1318 | 457.5663 | 144.5439 | -1638.5813 | -1321.1447 | -1504.6058 | -3585.5677 | -850.0333 | -420.7044 | 10.9431 | 14.0476 | 65.7066 | 3.4454
2035 | 8414 | MW | 323.6224 | 415.4329 | 530.7769 | 161.2221 | -1638.5813 | -1321.1447 | -1504.6058 | -3585.5677 | -862.9126 | -420.7044 | 10.9431 | 14.0476 | 65.7066 | 3.4454
2035 | 8415 | MW | 368.2599 | 472.734 | 585.6848 | 183.4596 | -1638.5813 | -1297.5528 | -1477.7378 | -3585.5677 | -862.9126 | -413.1918 | 10.9431 | 14.0476 | 43.8044 | 0
2035 | 8416 | MW | 446.3757 | 573.0109 | 732.106 | 227.9347 | -1583.0362 | -1273.961 | -1450.8698 | -3464.0231 | -837.154 | -405.6792 | 5.4716 | 7.0238 | 0 | 1.7227
2035 | 8417 | MW | 245.5066 | 315.156 | 402.6583 | 122.3064 | -1527.4911 | -1273.961 | -1450.8698 | -3342.4784 | -811.3954 | -405.6792 | -10.9431 | -14.0476 | -43.8044 | -6.8907
2035 | 8418 | MW | 312.463 | 401.1076 | 494.1716 | 155.6627 | -1499.7185 | -1344.7366 | -1531.4737 | -3281.7061 | -785.6368 | -428.2169 | -13.6789 | -17.5595 | -43.8044 | -10.3361
2035 | 8419 | MW | 357.1005 | 458.4087 | 585.6848 | 177.9002 | -1416.4008 | -1273.961 | -1450.8698 | -3099.3891 | -734.1197 | -405.6792 | -16.4147 | -21.0714 | -43.8044 | -12.0588
2035 | 8420 | MW | 390.5787 | 501.3845 | 640.5928 | 189.019 | -1333.0831 | -1226.7772 | -1397.1339 | -2917.0721 | -695.4818 | -390.654 | -16.4147 | -21.0714 | -43.8044 | -12.0588
2035 | 8421 | MW | 379.4193 | 487.0592 | 622.2901 | 189.019 | -1277.538 | -1179.5935 | -1343.398 | -2795.5274 | -656.8439 | -375.6289 | -16.4147 | -21.0714 | -43.8044 | -12.0588
2035 | 8422 | MW | 1082.461 | 1389.5514 | 1757.0544 | 539.26 | -1166.4477 | -1108.8179 | -1262.7941 | -2552.4381 | -592.4474 | -353.0912 | 10.9431 | 14.0476 | 21.9022 | -1.7227
2035 | 8423 | MW | 1082.461 | 1389.5514 | 1757.0544 | 539.26 | -999.8123 | -967.2667 | -1101.5864 | -2187.8041 | -515.1717 | -308.0157 | 13.6789 | 17.5595 | 21.9022 | 1.7227
2035 | 8424 | MW | 1015.5047 | 1303.5997 | 1647.2385 | 505.9038 | -860.9495 | -849.3073 | -967.2466 | -1883.9424 | -437.8959 | -270.4528 | 13.6789 | 17.5595 | 21.9022 | 1.7227
2035 | 8425 | MW | 926.2295 | 1188.9976 | 1500.8173 | 461.4287 | -749.8593 | -754.9398 | -859.7747 | -1640.853 | -373.4995 | -240.4025 | 13.6789 | 17.5595 | 0 | 5.168
2035 | 8426 | MW | 836.9544 | 1074.3954 | 1372.6988 | 416.9536 | -694.3141 | -707.7561 | -806.0388 | -1519.3084 | -347.7409 | -225.3773 | 10.9431 | 14.0476 | 0 | 3.4454
2035 | 8427 | MW | 725.3605 | 931.1427 | 1189.6723 | 361.3598 | -666.5416 | -684.1642 | -779.1708 | -1458.536 | -334.8616 | -217.8648 | 10.9431 | 14.0476 | 0 | 3.4454
2035 | 8428 | MW | 613.7666 | 787.8899 | 1006.6458 | 305.766 | -666.5416 | -684.1642 | -779.1708 | -1458.536 | -334.8616 | -217.8648 | 8.2073 | 10.5357 | 0 | 3.4454
2035 | 8429 | MW | 513.332 | 658.9625 | 823.6193 | 255.7316 | -694.3141 | -684.1642 | -779.1708 | -1519.3084 | -347.7409 | -217.8648 | 8.2073 | 10.5357 | 0 | 3.4454
2035 | 8430 | MW | 424.0569 | 544.3603 | 695.5007 | 211.2565 | -805.4044 | -778.5317 | -886.6427 | -1762.3977 | -386.3788 | -247.9151 | 10.9431 | 14.0476 | 0 | 5.168
2035 | 8431 | MW | 345.9411 | 444.0834 | 567.3822 | 172.3408 | -1027.5849 | -967.2667 | -1101.5864 | -2248.5764 | -502.2924 | -308.0157 | 10.9431 | 14.0476 | 21.9022 | 5.168
2035 | 8432 | MW | 278.9848 | 358.1318 | 457.5663 | 144.5439 | -1194.2203 | -1085.226 | -1235.9262 | -2613.2104 | -605.3267 | -345.5786 | 13.6789 | 17.5595 | 21.9022 | 5.168
2035 | 8433 | MW | 256.666 | 329.4812 | 420.961 | 133.4252 | -1360.8557 | -1203.1854 | -1370.266 | -2977.8444 | -695.4818 | -383.1415 | 13.6789 | 17.5595 | 65.7066 | 5.168
2035 | 8434 | MW | 212.0284 | 272.1802 | 347.7504 | 116.747 | -1471.9459 | -1250.3691 | -1424.0019 | -3220.9337 | -746.9989 | -398.1666 | 13.6789 | 17.5595 | 65.7066 | 5.168
2035 | 8435 | MW | 212.0284 | 272.1802 | 347.7504 | 116.747 | -1583.0362 | -1297.5528 | -1477.7378 | -3464.0231 | -811.3954 | -413.1918 | 13.6789 | 17.5595 | 65.7066 | 5.168
2035 | 8436 | MW | 234.3472 | 300.8307 | 384.3557 | 116.747 | -1638.5813 | -1321.1447 | -1504.6058 | -3585.5677 | -837.154 | -420.7044 | 13.6789 | 17.5595 | 65.7066 | 5.168
2035 | 8437 | MW | 278.9848 | 358.1318 | 457.5663 | 144.5439 | -1694.1265 | -1321.1447 | -1504.6058 | -3707.1124 | -850.0333 | -420.7044 | 13.6789 | 17.5595 | 65.7066 | 5.168
2035 | 8438 | MW | 312.463 | 401.1076 | 512.4742 | 161.2221 | -1721.899 | -1321.1447 | -1504.6058 | -3767.8848 | -875.7919 | -420.7044 | 13.6789 | 17.5595 | 43.8044 | 5.168
2035 | 8439 | MW | 357.1005 | 458.4087 | 585.6848 | 183.4596 | -1694.1265 | -1297.5528 | -1477.7378 | -3707.1124 | -862.9126 | -413.1918 | 13.6789 | 17.5595 | 43.8044 | 1.7227
2035 | 8440 | MW | 446.3757 | 573.0109 | 732.106 | 222.3753 | -1638.5813 | -1273.961 | -1450.8698 | -3585.5677 | -837.154 | -405.6792 | 8.2073 | 10.5357 | 0 | 1.7227
2035 | 8441 | MW | 245.5066 | 315.156 | 402.6583 | 122.3064 | -1555.2636 | -1273.961 | -1450.8698 | -3403.2507 | -811.3954 | -405.6792 | -10.9431 | -14.0476 | -43.8044 | -8.6134
2035 | 8442 | MW | 312.463 | 401.1076 | 512.4742 | 155.6627 | -1527.4911 | -1321.1447 | -1504.6058 | -3342.4784 | -785.6368 | -420.7044 | -10.9431 | -14.0476 | -43.8044 | -12.0588
2035 | 8443 | MW | 357.1005 | 458.4087 | 603.9875 | 177.9002 | -1416.4008 | -1273.961 | -1450.8698 | -3099.3891 | -734.1197 | -405.6792 | -13.6789 | -17.5595 | -43.8044 | -12.0588
2035 | 8444 | MW | 390.5787 | 501.3845 | 640.5928 | 189.019 | -1333.0831 | -1226.7772 | -1397.1339 | -2917.0721 | -682.6025 | -390.654 | -13.6789 | -17.5595 | -43.8044 | -12.0588
2035 | 8445 | MW | 379.4193 | 487.0592 | 622.2901 | 189.019 | -1277.538 | -1179.5935 | -1343.398 | -2795.5274 | -643.9646 | -375.6289 | -13.6789 | -17.5595 | -43.8044 | -12.0588
2035 | 8446 | MW | 1082.461 | 1389.5514 | 1757.0544 | 544.8194 | -1166.4477 | -1108.8179 | -1262.7941 | -2552.4381 | -592.4474 | -353.0912 | 13.6789 | 17.5595 | 21.9022 | -1.7227
2035 | 8447 | MW | 1082.461 | 1389.5514 | 1757.0544 | 539.26 | -999.8123 | -967.2667 | -1101.5864 | -2187.8041 | -515.1717 | -308.0157 | 19.1504 | 24.5833 | 21.9022 | 1.7227
2035 | 8448 | MW | 1015.5047 | 1303.5997 | 1665.5412 | 505.9038 | -860.9495 | -849.3073 | -967.2466 | -1883.9424 | -437.8959 | -270.4528 | 16.4147 | 21.0714 | 21.9022 | 1.7227
2035 | 8449 | MW | 926.2295 | 1188.9976 | 1500.8173 | 461.4287 | -749.8593 | -731.348 | -832.9068 | -1640.853 | -373.4995 | -232.8899 | 10.9431 | 14.0476 | 0 | 3.4454
2035 | 8450 | MW | 836.9544 | 1074.3954 | 1372.6988 | 416.9536 | -694.3141 | -684.1642 | -779.1708 | -1519.3084 | -347.7409 | -217.8648 | 8.2073 | 10.5357 | 0 | 3.4454
2035 | 8451 | MW | 725.3605 | 931.1427 | 1189.6723 | 361.3598 | -666.5416 | -660.5724 | -752.3029 | -1458.536 | -334.8616 | -210.3522 | 8.2073 | 10.5357 | 0 | 3.4454
2035 | 8452 | MW | 613.7666 | 787.8899 | 988.3431 | 305.766 | -666.5416 | -660.5724 | -752.3029 | -1458.536 | -334.8616 | -210.3522 | 8.2073 | 10.5357 | 0 | 3.4454
2035 | 8453 | MW | 502.1726 | 644.6372 | 823.6193 | 250.1722 | -694.3141 | -684.1642 | -779.1708 | -1519.3084 | -347.7409 | -217.8648 | 8.2073 | 10.5357 | 0 | 3.4454
2035 | 8454 | MW | 412.8975 | 530.0351 | 677.1981 | 205.6971 | -805.4044 | -778.5317 | -886.6427 | -1762.3977 | -399.2581 | -247.9151 | 8.2073 | 10.5357 | 0 | 3.4454
2035 | 8455 | MW | 334.7818 | 429.7582 | 549.0795 | 166.7815 | -999.8123 | -967.2667 | -1101.5864 | -2187.8041 | -502.2924 | -308.0157 | 10.9431 | 14.0476 | 21.9022 | 3.4454
2035 | 8456 | MW | 278.9848 | 358.1318 | 457.5663 | 144.5439 | -1194.2203 | -1061.6341 | -1209.0582 | -2613.2104 | -605.3267 | -338.066 | 10.9431 | 14.0476 | 21.9022 | 3.4454
2035 | 8457 | MW | 245.5066 | 315.156 | 402.6583 | 133.4252 | -1388.6282 | -1203.1854 | -1370.266 | -3038.6167 | -695.4818 | -383.1415 | 13.6789 | 17.5595 | 65.7066 | 5.168
2035 | 8458 | MW | 212.0284 | 272.1802 | 347.7504 | 116.747 | -1527.4911 | -1250.3691 | -1424.0019 | -3342.4784 | -772.7575 | -398.1666 | 10.9431 | 14.0476 | 65.7066 | 5.168
2035 | 8459 | MW | 212.0284 | 272.1802 | 329.4477 | 116.747 | -1638.5813 | -1297.5528 | -1477.7378 | -3585.5677 | -837.154 | -413.1918 | 10.9431 | 14.0476 | 65.7066 | 5.168
2035 | 8460 | MW | 223.1878 | 286.5054 | 366.053 | 116.747 | -1694.1265 | -1321.1447 | -1504.6058 | -3707.1124 | -875.7919 | -420.7044 | 10.9431 | 14.0476 | 43.8044 | 5.168
2035 | 8461 | MW | 278.9848 | 358.1318 | 439.2636 | 144.5439 | -1749.6716 | -1321.1447 | -1504.6058 | -3828.6571 | -901.5504 | -420.7044 | 10.9431 | 14.0476 | 43.8044 | 5.168
2035 | 8462 | MW | 312.463 | 401.1076 | 512.4742 | 161.2221 | -1777.4442 | -1297.5528 | -1477.7378 | -3889.4294 | -914.4297 | -413.1918 | 10.9431 | 14.0476 | 43.8044 | 5.168
2035 | 8463 | MW | 357.1005 | 458.4087 | 567.3822 | 177.9002 | -1749.6716 | -1273.961 | -1450.8698 | -3828.6571 | -901.5504 | -405.6792 | 10.9431 | 14.0476 | 43.8044 | 0
2035 | 8464 | MW | 446.3757 | 573.0109 | 732.106 | 222.3753 | -1694.1265 | -1250.3691 | -1424.0019 | -3707.1124 | -875.7919 | -398.1666 | 8.2073 | 10.5357 | 0 | 0
2035 | 8465 | MW | 245.5066 | 315.156 | 402.6583 | 122.3064 | -1610.8088 | -1250.3691 | -1424.0019 | -3524.7954 | -837.154 | -398.1666 | -10.9431 | -14.0476 | -43.8044 | -8.6134
2035 | 8466 | MW | 312.463 | 401.1076 | 494.1716 | 161.2221 | -1555.2636 | -1321.1447 | -1504.6058 | -3403.2507 | -798.5161 | -420.7044 | -10.9431 | -14.0476 | -43.8044 | -10.3361
2035 | 8467 | MW | 368.2599 | 472.734 | 603.9875 | 183.4596 | -1416.4008 | -1273.961 | -1450.8698 | -3099.3891 | -734.1197 | -405.6792 | -13.6789 | -17.5595 | -43.8044 | -12.0588
2035 | 8468 | MW | 390.5787 | 501.3845 | 640.5928 | 189.019 | -1360.8557 | -1226.7772 | -1397.1339 | -2977.8444 | -695.4818 | -390.654 | -13.6789 | -17.5595 | -43.8044 | -12.0588
2035 | 8469 | MW | 390.5787 | 501.3845 | 640.5928 | 189.019 | -1277.538 | -1179.5935 | -1343.398 | -2795.5274 | -643.9646 | -375.6289 | -13.6789 | -17.5595 | -43.8044 | -12.0588
2035 | 8470 | MW | 1082.461 | 1389.5514 | 1757.0544 | 544.8194 | -1166.4477 | -1108.8179 | -1262.7941 | -2552.4381 | -592.4474 | -353.0912 | 10.9431 | 14.0476 | 21.9022 | -1.7227
2035 | 8471 | MW | 1082.461 | 1389.5514 | 1757.0544 | 539.26 | -999.8123 | -967.2667 | -1101.5864 | -2187.8041 | -515.1717 | -308.0157 | 13.6789 | 17.5595 | 21.9022 | 0
2035 | 8472 | MW | 1015.5047 | 1303.5997 | 1647.2385 | 505.9038 | -860.9495 | -825.7154 | -940.3786 | -1883.9424 | -437.8959 | -262.9402 | 13.6789 | 17.5595 | 21.9022 | 0
2035 | 8473 | MW | 915.0701 | 1174.6723 | 1500.8173 | 455.8693 | -749.8593 | -731.348 | -832.9068 | -1640.853 | -373.4995 | -232.8899 | 10.9431 | 14.0476 | 0 | 3.4454
2035 | 8474 | MW | 825.795 | 1060.0701 | 1354.3961 | 405.8349 | -694.3141 | -684.1642 | -779.1708 | -1519.3084 | -347.7409 | -217.8648 | 8.2073 | 10.5357 | 0 | 3.4454
2035 | 8475 | MW | 714.2011 | 916.8174 | 1171.3696 | 355.8004 | -666.5416 | -660.5724 | -752.3029 | -1458.536 | -334.8616 | -210.3522 | 8.2073 | 10.5357 | 0 | 3.4454
2035 | 8476 | MW | 602.6072 | 773.5647 | 970.0405 | 300.2066 | -666.5416 | -660.5724 | -752.3029 | -1458.536 | -334.8616 | -210.3522 | 8.2073 | 10.5357 | 0 | 3.4454
2035 | 8477 | MW | 491.0132 | 630.312 | 805.3166 | 250.1722 | -694.3141 | -660.5724 | -752.3029 | -1519.3084 | -334.8616 | -210.3522 | 8.2073 | 10.5357 | 0 | 3.4454
2035 | 8478 | MW | 401.7381 | 515.7098 | 658.8954 | 205.6971 | -805.4044 | -754.9398 | -859.7747 | -1762.3977 | -386.3788 | -240.4025 | 8.2073 | 10.5357 | 0 | 3.4454
2035 | 8479 | MW | 323.6224 | 415.4329 | 530.7769 | 166.7815 | -999.8123 | -920.0829 | -1047.8504 | -2187.8041 | -489.4131 | -292.9905 | 10.9431 | 14.0476 | 21.9022 | 3.4454
2035 | 8480 | MW | 278.9848 | 358.1318 | 439.2636 | 144.5439 | -1166.4477 | -1014.4504 | -1155.3223 | -2552.4381 | -592.4474 | -323.0408 | 10.9431 | 14.0476 | 21.9022 | 3.4454
2035 | 8481 | MW | 245.5066 | 315.156 | 402.6583 | 133.4252 | -1333.0831 | -1132.4098 | -1289.6621 | -2917.0721 | -682.6025 | -360.6037 | 13.6789 | 17.5595 | 65.7066 | 5.168
2035 | 8482 | MW | 212.0284 | 272.1802 | 347.7504 | 111.1876 | -1471.9459 | -1203.1854 | -1370.266 | -3220.9337 | -746.9989 | -383.1415 | 10.9431 | 14.0476 | 65.7066 | 5.168
2035 | 8483 | MW | 200.8691 | 257.8549 | 329.4477 | 111.1876 | -1583.0362 | -1250.3691 | -1424.0019 | -3464.0231 | -798.5161 | -398.1666 | 10.9431 | 14.0476 | 65.7066 | 5.168
2035 | 8484 | MW | 223.1878 | 286.5054 | 366.053 | 116.747 | -1638.5813 | -1250.3691 | -1424.0019 | -3585.5677 | -837.154 | -398.1666 | 10.9431 | 14.0476 | 43.8044 | 5.168
2035 | 8485 | MW | 267.8254 | 343.8065 | 439.2636 | 138.9845 | -1694.1265 | -1250.3691 | -1424.0019 | -3707.1124 | -850.0333 | -398.1666 | 10.9431 | 14.0476 | 43.8044 | 5.168
2035 | 8486 | MW | 312.463 | 401.1076 | 494.1716 | 161.2221 | -1721.899 | -1250.3691 | -1424.0019 | -3767.8848 | -862.9126 | -398.1666 | 10.9431 | 14.0476 | 43.8044 | 5.168
2035 | 8487 | MW | 357.1005 | 458.4087 | 567.3822 | 183.4596 | -1721.899 | -1226.7772 | -1397.1339 | -3767.8848 | -862.9126 | -390.654 | 10.9431 | 14.0476 | 43.8044 | 1.7227
2035 | 8488 | MW | 435.2163 | 558.6856 | 713.8034 | 227.9347 | -1666.3539 | -1226.7772 | -1397.1339 | -3646.3401 | -850.0333 | -390.654 | 8.2073 | 10.5357 | 0 | 1.7227
2035 | 8489 | MW | 245.5066 | 315.156 | 402.6583 | 122.3064 | -1583.0362 | -1226.7772 | -1397.1339 | -3464.0231 | -811.3954 | -390.654 | -8.2073 | -10.5357 | -21.9022 | -8.6134
2035 | 8490 | MW | 312.463 | 401.1076 | 512.4742 | 161.2221 | -1555.2636 | -1297.5528 | -1477.7378 | -3403.2507 | -785.6368 | -413.1918 | -10.9431 | -14.0476 | -43.8044 | -10.3361
2035 | 8491 | MW | 368.2599 | 472.734 | 603.9875 | 183.4596 | -1416.4008 | -1250.3691 | -1424.0019 | -3099.3891 | -721.2404 | -398.1666 | -13.6789 | -17.5595 | -43.8044 | -10.3361
2035 | 8492 | MW | 390.5787 | 501.3845 | 640.5928 | 194.5784 | -1333.0831 | -1203.1854 | -1370.266 | -2917.0721 | -682.6025 | -383.1415 | -13.6789 | -17.5595 | -43.8044 | -10.3361
2035 | 8493 | MW | 390.5787 | 501.3845 | 640.5928 | 189.019 | -1249.7654 | -1156.0016 | -1316.53 | -2734.7551 | -643.9646 | -368.1163 | -13.6789 | -17.5595 | -43.8044 | -10.3361
2035 | 8494 | MW | 1071.3016 | 1375.2261 | 1738.7518 | 539.26 | -1166.4477 | -1085.226 | -1235.9262 | -2552.4381 | -579.5681 | -345.5786 | 10.9431 | 14.0476 | 21.9022 | -1.7227
2035 | 8495 | MW | 1071.3016 | 1375.2261 | 1757.0544 | 533.7007 | -999.8123 | -967.2667 | -1101.5864 | -2187.8041 | -515.1717 | -308.0157 | 13.6789 | 17.5595 | 21.9022 | 1.7227
2035 | 8496 | MW | 1004.3453 | 1289.2745 | 1647.2385 | 500.3444 | -860.9495 | -825.7154 | -940.3786 | -1883.9424 | -437.8959 | -262.9402 | 13.6789 | 17.5595 | 21.9022 | 1.7227
2035 | 8497 | MW | 915.0701 | 1174.6723 | 1500.8173 | 455.8693 | -694.3141 | -707.7561 | -806.0388 | -1519.3084 | -347.7409 | -225.3773 | 13.6789 | 17.5595 | 0 | 5.168
2035 | 8498 | MW | 825.795 | 1060.0701 | 1354.3961 | 411.3943 | -638.769 | -660.5724 | -752.3029 | -1397.7637 | -321.9823 | -210.3522 | 10.9431 | 14.0476 | 0 | 3.4454
2035 | 8499 | MW | 714.2011 | 916.8174 | 1171.3696 | 361.3598 | -638.769 | -636.9805 | -725.4349 | -1397.7637 | -309.103 | -202.8396 | 10.9431 | 14.0476 | 0 | 3.4454
2035 | 8500 | MW | 602.6072 | 773.5647 | 970.0405 | 305.766 | -610.9964 | -636.9805 | -725.4349 | -1336.9914 | -309.103 | -202.8396 | 10.9431 | 14.0476 | 0 | 3.4454
2035 | 8501 | MW | 502.1726 | 644.6372 | 805.3166 | 255.7316 | -638.769 | -636.9805 | -725.4349 | -1397.7637 | -309.103 | -202.8396 | 10.9431 | 14.0476 | 0 | 3.4454
2035 | 8502 | MW | 424.0569 | 544.3603 | 677.1981 | 211.2565 | -694.3141 | -684.1642 | -779.1708 | -1519.3084 | -334.8616 | -217.8648 | 10.9431 | 14.0476 | 0 | 3.4454
2035 | 8503 | MW | 368.2599 | 472.734 | 603.9875 | 183.4596 | -805.4044 | -802.1236 | -913.5106 | -1762.3977 | -399.2581 | -255.4276 | 10.9431 | 14.0476 | 21.9022 | 5.168
2035 | 8504 | MW | 323.6224 | 415.4329 | 530.7769 | 161.2221 | -888.7221 | -825.7154 | -940.3786 | -1944.7147 | -463.6545 | -262.9402 | 13.6789 | 17.5595 | 21.9022 | 5.168
2035 | 8505 | MW | 301.3036 | 386.7823 | 475.8689 | 150.1033 | -999.8123 | -920.0829 | -1047.8504 | -2187.8041 | -515.1717 | -292.9905 | 13.6789 | 17.5595 | 65.7066 | 5.168
2035 | 8506 | MW | 267.8254 | 343.8065 | 439.2636 | 138.9845 | -1083.13 | -967.2667 | -1101.5864 | -2370.1211 | -553.8096 | -308.0157 | 16.4147 | 21.0714 | 65.7066 | 5.168
2035 | 8507 | MW | 301.3036 | 386.7823 | 494.1716 | 155.6627 | -1138.6752 | -990.8585 | -1128.4543 | -2491.6657 | -579.5681 | -315.5283 | 16.4147 | 21.0714 | 65.7066 | 5.168
2035 | 8508 | MW | 368.2599 | 472.734 | 603.9875 | 189.019 | -1194.2203 | -1014.4504 | -1155.3223 | -2613.2104 | -605.3267 | -323.0408 | 16.4147 | 21.0714 | 43.8044 | 5.168
2035 | 8509 | MW | 457.5351 | 587.3361 | 732.106 | 227.9347 | -1249.7654 | -1014.4504 | -1155.3223 | -2734.7551 | -631.0853 | -323.0408 | 16.4147 | 21.0714 | 43.8044 | 5.168
2035 | 8510 | MW | 502.1726 | 644.6372 | 823.6193 | 250.1722 | -1249.7654 | -1014.4504 | -1155.3223 | -2734.7551 | -643.9646 | -323.0408 | 13.6789 | 17.5595 | 43.8044 | 5.168
2035 | 8511 | MW | 524.4914 | 673.2878 | 860.2246 | 272.4097 | -1249.7654 | -990.8585 | -1128.4543 | -2734.7551 | -643.9646 | -315.5283 | 13.6789 | 17.5595 | 43.8044 | 1.7227
2035 | 8512 | MW | 223.1878 | 286.5054 | 366.053 | 105.6283 | -1194.2203 | -967.2667 | -1101.5864 | -2613.2104 | -618.206 | -308.0157 | 10.9431 | 14.0476 | 0 | 1.7227
2035 | 8513 | MW | 245.5066 | 315.156 | 402.6583 | 122.3064 | -1166.4477 | -943.6748 | -1074.7184 | -2552.4381 | -618.206 | -300.5031 | -10.9431 | -14.0476 | -21.9022 | -8.6134
2035 | 8514 | MW | 278.9848 | 358.1318 | 457.5663 | 138.9845 | -1194.2203 | -1108.8179 | -1262.7941 | -2613.2104 | -618.206 | -353.0912 | -10.9431 | -14.0476 | -43.8044 | -10.3361
2035 | 8515 | MW | 290.1442 | 372.4571 | 475.8689 | 138.9845 | -1166.4477 | -1085.226 | -1235.9262 | -2552.4381 | -605.3267 | -345.5786 | -13.6789 | -17.5595 | -43.8044 | -10.3361
2035 | 8516 | MW | 290.1442 | 372.4571 | 475.8689 | 144.5439 | -1138.6752 | -1085.226 | -1235.9262 | -2491.6657 | -592.4474 | -345.5786 | -13.6789 | -17.5595 | -43.8044 | -10.3361
2035 | 8517 | MW | 959.7077 | 1231.9734 | 1574.0279 | 483.6662 | -1110.9026 | -1061.6341 | -1209.0582 | -2430.8934 | -579.5681 | -338.066 | -13.6789 | -17.5595 | -43.8044 | -10.3361
2035 | 8518 | MW | 959.7077 | 1231.9734 | 1574.0279 | 478.1068 | -1027.5849 | -1014.4504 | -1155.3223 | -2248.5764 | -528.051 | -323.0408 | 10.9431 | 14.0476 | 21.9022 | 0
2035 | 8519 | MW | 926.2295 | 1188.9976 | 1519.12 | 461.4287 | -916.4946 | -920.0829 | -1047.8504 | -2005.487 | -476.5338 | -292.9905 | 16.4147 | 21.0714 | 21.9022 | 1.7227
2035 | 8520 | MW | 892.7514 | 1146.0217 | 1445.9094 | 439.1912 | -805.4044 | -802.1236 | -913.5106 | -1762.3977 | -399.2581 | -255.4276 | 13.6789 | 17.5595 | 21.9022 | 1.7227
2035 | 8521 | MW | 825.795 | 1060.0701 | 1354.3961 | 411.3943 | -694.3141 | -707.7561 | -806.0388 | -1519.3084 | -347.7409 | -225.3773 | 16.4147 | 21.0714 | 21.9022 | 5.168
2035 | 8522 | MW | 747.6793 | 959.7932 | 1226.2776 | 366.9192 | -666.5416 | -660.5724 | -752.3029 | -1458.536 | -321.9823 | -210.3522 | 13.6789 | 17.5595 | 21.9022 | 3.4454
2035 | 8523 | MW | 647.2447 | 830.8658 | 1061.5537 | 322.4441 | -638.769 | -636.9805 | -725.4349 | -1397.7637 | -309.103 | -202.8396 | 13.6789 | 17.5595 | 21.9022 | 3.4454
2035 | 8524 | MW | 569.129 | 730.5889 | 933.4352 | 283.5285 | -638.769 | -636.9805 | -725.4349 | -1397.7637 | -309.103 | -202.8396 | 13.6789 | 17.5595 | 0 | 3.4454
2035 | 8525 | MW | 502.1726 | 644.6372 | 823.6193 | 244.6128 | -638.769 | -636.9805 | -725.4349 | -1397.7637 | -321.9823 | -202.8396 | 13.6789 | 17.5595 | 0 | 3.4454
2035 | 8526 | MW | 435.2163 | 558.6856 | 713.8034 | 216.8159 | -694.3141 | -684.1642 | -779.1708 | -1519.3084 | -347.7409 | -217.8648 | 13.6789 | 17.5595 | 21.9022 | 5.168
2035 | 8527 | MW | 390.5787 | 501.3845 | 640.5928 | 200.1377 | -805.4044 | -778.5317 | -886.6427 | -1762.3977 | -399.2581 | -247.9151 | 13.6789 | 17.5595 | 21.9022 | 5.168
2035 | 8528 | MW | 345.9411 | 444.0834 | 549.0795 | 172.3408 | -860.9495 | -778.5317 | -886.6427 | -1883.9424 | -463.6545 | -247.9151 | 16.4147 | 21.0714 | 21.9022 | 6.8907
2035 | 8529 | MW | 301.3036 | 386.7823 | 494.1716 | 155.6627 | -944.2672 | -872.8992 | -994.1145 | -2066.2594 | -489.4131 | -277.9654 | 16.4147 | 21.0714 | 65.7066 | 5.168
2035 | 8530 | MW | 290.1442 | 372.4571 | 457.5663 | 155.6627 | -999.8123 | -920.0829 | -1047.8504 | -2187.8041 | -515.1717 | -292.9905 | 19.1504 | 24.5833 | 65.7066 | 5.168
2035 | 8531 | MW | 312.463 | 401.1076 | 494.1716 | 161.2221 | -1027.5849 | -943.6748 | -1074.7184 | -2248.5764 | -528.051 | -300.5031 | 19.1504 | 24.5833 | 65.7066 | 5.168
2035 | 8532 | MW | 357.1005 | 458.4087 | 567.3822 | 183.4596 | -1083.13 | -967.2667 | -1101.5864 | -2370.1211 | -553.8096 | -308.0157 | 19.1504 | 24.5833 | 65.7066 | 5.168
2035 | 8533 | MW | 446.3757 | 573.0109 | 732.106 | 227.9347 | -1110.9026 | -967.2667 | -1101.5864 | -2430.8934 | -566.6889 | -308.0157 | 16.4147 | 21.0714 | 65.7066 | 3.4454
2035 | 8534 | MW | 502.1726 | 644.6372 | 823.6193 | 255.7316 | -1138.6752 | -967.2667 | -1101.5864 | -2491.6657 | -579.5681 | -308.0157 | 16.4147 | 21.0714 | 65.7066 | 3.4454
2035 | 8535 | MW | 546.8102 | 701.9383 | 896.8299 | 277.9691 | -1110.9026 | -943.6748 | -1074.7184 | -2430.8934 | -592.4474 | -300.5031 | 16.4147 | 21.0714 | 65.7066 | 1.7227
2035 | 8536 | MW | 212.0284 | 272.1802 | 347.7504 | 105.6283 | -1083.13 | -920.0829 | -1047.8504 | -2370.1211 | -579.5681 | -292.9905 | 10.9431 | 14.0476 | 0 | 1.7227
2035 | 8537 | MW | 245.5066 | 315.156 | 402.6583 | 116.747 | -1055.3575 | -967.2667 | -1101.5864 | -2309.3487 | -579.5681 | -308.0157 | -8.2073 | -10.5357 | -21.9022 | -6.8907
2035 | 8538 | MW | 278.9848 | 358.1318 | 475.8689 | 138.9845 | -1138.6752 | -1085.226 | -1235.9262 | -2491.6657 | -605.3267 | -345.5786 | -10.9431 | -14.0476 | -43.8044 | -8.6134
2035 | 8539 | MW | 290.1442 | 372.4571 | 475.8689 | 144.5439 | -1138.6752 | -1108.8179 | -1262.7941 | -2491.6657 | -605.3267 | -353.0912 | -10.9431 | -14.0476 | -43.8044 | -10.3361
2035 | 8540 | MW | 301.3036 | 386.7823 | 494.1716 | 150.1033 | -1138.6752 | -1108.8179 | -1262.7941 | -2491.6657 | -605.3267 | -353.0912 | -10.9431 | -14.0476 | -43.8044 | -10.3361
2035 | 8541 | MW | 970.8671 | 1246.2986 | 1592.3306 | 489.2256 | -1138.6752 | -1108.8179 | -1262.7941 | -2491.6657 | -592.4474 | -353.0912 | -10.9431 | -14.0476 | -43.8044 | -10.3361
2035 | 8542 | MW | 970.8671 | 1246.2986 | 1574.0279 | 483.6662 | -1055.3575 | -1038.0423 | -1182.1902 | -2309.3487 | -540.9303 | -330.5534 | 16.4147 | 21.0714 | 0 | 0
2035 | 8543 | MW | 959.7077 | 1231.9734 | 1555.7253 | 478.1068 | -916.4946 | -920.0829 | -1047.8504 | -2005.487 | -476.5338 | -292.9905 | 21.8862 | 28.0953 | 21.9022 | 1.7227
2035 | 8544 | MW | 915.0701 | 1174.6723 | 1500.8173 | 455.8693 | -777.6318 | -802.1236 | -913.5106 | -1701.6254 | -399.2581 | -255.4276 | 19.1504 | 24.5833 | 21.9022 | 1.7227
2035 | 8545 | MW | 859.2732 | 1103.0459 | 1409.3041 | 422.513 | -694.3141 | -707.7561 | -806.0388 | -1519.3084 | -347.7409 | -225.3773 | 16.4147 | 21.0714 | 0 | 3.4454
2035 | 8546 | MW | 758.8386 | 974.1185 | 1244.5802 | 378.038 | -638.769 | -660.5724 | -752.3029 | -1397.7637 | -321.9823 | -210.3522 | 13.6789 | 17.5595 | 0 | 3.4454
2035 | 8547 | MW | 669.5635 | 859.5163 | 1079.8564 | 333.5629 | -638.769 | -636.9805 | -725.4349 | -1397.7637 | -309.103 | -202.8396 | 13.6789 | 17.5595 | 0 | 3.4454
2035 | 8548 | MW | 580.2884 | 744.9141 | 951.7378 | 289.0879 | -610.9964 | -636.9805 | -725.4349 | -1336.9914 | -309.103 | -202.8396 | 13.6789 | 17.5595 | 0 | 1.7227
2035 | 8549 | MW | 513.332 | 658.9625 | 823.6193 | 255.7316 | -638.769 | -636.9805 | -725.4349 | -1397.7637 | -309.103 | -202.8396 | 13.6789 | 17.5595 | 0 | 3.4454
2035 | 8550 | MW | 446.3757 | 573.0109 | 713.8034 | 227.9347 | -694.3141 | -684.1642 | -779.1708 | -1519.3084 | -334.8616 | -217.8648 | 13.6789 | 17.5595 | 0 | 3.4454
2035 | 8551 | MW | 390.5787 | 501.3845 | 622.2901 | 194.5784 | -805.4044 | -802.1236 | -913.5106 | -1762.3977 | -399.2581 | -255.4276 | 13.6789 | 17.5595 | 21.9022 | 3.4454
2035 | 8552 | MW | 323.6224 | 415.4329 | 530.7769 | 166.7815 | -888.7221 | -825.7154 | -940.3786 | -1944.7147 | -463.6545 | -262.9402 | 13.6789 | 17.5595 | 21.9022 | 3.4454
2035 | 8553 | MW | 290.1442 | 372.4571 | 475.8689 | 150.1033 | -999.8123 | -920.0829 | -1047.8504 | -2187.8041 | -515.1717 | -292.9905 | 16.4147 | 21.0714 | 65.7066 | 3.4454
2035 | 8554 | MW | 256.666 | 329.4812 | 439.2636 | 138.9845 | -1083.13 | -967.2667 | -1101.5864 | -2370.1211 | -553.8096 | -308.0157 | 19.1504 | 24.5833 | 65.7066 | 3.4454
2035 | 8555 | MW | 256.666 | 329.4812 | 420.961 | 133.4252 | -1138.6752 | -990.8585 | -1128.4543 | -2491.6657 | -579.5681 | -315.5283 | 19.1504 | 24.5833 | 43.8044 | 3.4454
2035 | 8556 | MW | 267.8254 | 343.8065 | 439.2636 | 138.9845 | -1194.2203 | -1014.4504 | -1155.3223 | -2613.2104 | -605.3267 | -323.0408 | 19.1504 | 24.5833 | 43.8044 | 3.4454
2035 | 8557 | MW | 312.463 | 401.1076 | 512.4742 | 155.6627 | -1249.7654 | -1014.4504 | -1155.3223 | -2734.7551 | -631.0853 | -323.0408 | 19.1504 | 24.5833 | 43.8044 | 3.4454
2035 | 8558 | MW | 345.9411 | 444.0834 | 549.0795 | 172.3408 | -1249.7654 | -1014.4504 | -1155.3223 | -2734.7551 | -643.9646 | -323.0408 | 19.1504 | 24.5833 | 43.8044 | 3.4454
2035 | 8559 | MW | 379.4193 | 487.0592 | 622.2901 | 189.019 | -1249.7654 | -990.8585 | -1128.4543 | -2734.7551 | -643.9646 | -315.5283 | 19.1504 | 24.5833 | 43.8044 | 0
2035 | 8560 | MW | 457.5351 | 587.3361 | 750.4087 | 233.494 | -1194.2203 | -967.2667 | -1101.5864 | -2613.2104 | -618.206 | -308.0157 | 13.6789 | 17.5595 | 0 | 0
2035 | 8561 | MW | 245.5066 | 315.156 | 402.6583 | 122.3064 | -1166.4477 | -943.6748 | -1074.7184 | -2552.4381 | -618.206 | -300.5031 | -10.9431 | -14.0476 | -21.9022 | -6.8907
2035 | 8562 | MW | 301.3036 | 386.7823 | 494.1716 | 155.6627 | -1194.2203 | -1108.8179 | -1262.7941 | -2613.2104 | -618.206 | -353.0912 | -13.6789 | -17.5595 | -43.8044 | -8.6134
2035 | 8563 | MW | 357.1005 | 458.4087 | 585.6848 | 177.9002 | -1166.4477 | -1085.226 | -1235.9262 | -2552.4381 | -605.3267 | -345.5786 | -13.6789 | -17.5595 | -43.8044 | -10.3361
2035 | 8564 | MW | 379.4193 | 487.0592 | 622.2901 | 183.4596 | -1138.6752 | -1085.226 | -1235.9262 | -2491.6657 | -592.4474 | -345.5786 | -13.6789 | -17.5595 | -43.8044 | -10.3361
2035 | 8565 | MW | 379.4193 | 487.0592 | 622.2901 | 177.9002 | -1110.9026 | -1061.6341 | -1209.0582 | -2430.8934 | -579.5681 | -338.066 | -13.6789 | -17.5595 | -43.8044 | -10.3361
2035 | 8566 | MW | 1093.6204 | 1403.8766 | 1793.6597 | 550.3788 | -1027.5849 | -1014.4504 | -1155.3223 | -2248.5764 | -528.051 | -323.0408 | 16.4147 | 21.0714 | 21.9022 | -1.7227
2035 | 8567 | MW | 1104.7798 | 1418.2019 | 1793.6597 | 550.3788 | -916.4946 | -920.0829 | -1047.8504 | -2005.487 | -476.5338 | -292.9905 | 19.1504 | 24.5833 | 21.9022 | 0
2035 | 8568 | MW | 1037.8234 | 1332.2503 | 1702.1465 | 517.0225 | -805.4044 | -802.1236 | -913.5106 | -1762.3977 | -399.2581 | -255.4276 | 16.4147 | 21.0714 | 0 | 0
2035 | 8569 | MW | 959.7077 | 1231.9734 | 1574.0279 | 478.1068 | -694.3141 | -707.7561 | -806.0388 | -1519.3084 | -347.7409 | -225.3773 | 16.4147 | 21.0714 | 21.9022 | 3.4454
2035 | 8570 | MW | 881.592 | 1131.6965 | 1427.6067 | 439.1912 | -638.769 | -660.5724 | -752.3029 | -1397.7637 | -321.9823 | -210.3522 | 13.6789 | 17.5595 | 0 | 3.4454
2035 | 8571 | MW | 781.1574 | 1002.769 | 1262.8829 | 383.5973 | -638.769 | -636.9805 | -725.4349 | -1397.7637 | -309.103 | -202.8396 | 10.9431 | 14.0476 | 0 | 3.4454
2035 | 8572 | MW | 658.4041 | 845.191 | 1079.8564 | 328.0035 | -610.9964 | -636.9805 | -725.4349 | -1336.9914 | -309.103 | -202.8396 | 10.9431 | 14.0476 | 0 | 3.4454
2035 | 8573 | MW | 557.9696 | 716.2636 | 896.8299 | 277.9691 | -638.769 | -636.9805 | -725.4349 | -1397.7637 | -309.103 | -202.8396 | 10.9431 | 14.0476 | 0 | 3.4454
2035 | 8574 | MW | 457.5351 | 587.3361 | 750.4087 | 233.494 | -694.3141 | -684.1642 | -779.1708 | -1519.3084 | -334.8616 | -217.8648 | 13.6789 | 17.5595 | 0 | 3.4454
2035 | 8575 | MW | 379.4193 | 487.0592 | 622.2901 | 194.5784 | -805.4044 | -802.1236 | -913.5106 | -1762.3977 | -399.2581 | -255.4276 | 13.6789 | 17.5595 | 21.9022 | 3.4454
2035 | 8576 | MW | 312.463 | 401.1076 | 494.1716 | 161.2221 | -888.7221 | -825.7154 | -940.3786 | -1944.7147 | -463.6545 | -262.9402 | 16.4147 | 21.0714 | 21.9022 | 3.4454
2035 | 8577 | MW | 267.8254 | 343.8065 | 457.5663 | 138.9845 | -999.8123 | -920.0829 | -1047.8504 | -2187.8041 | -515.1717 | -292.9905 | 16.4147 | 21.0714 | 65.7066 | 5.168
2035 | 8578 | MW | 223.1878 | 286.5054 | 366.053 | 122.3064 | -1083.13 | -967.2667 | -1101.5864 | -2370.1211 | -553.8096 | -308.0157 | 16.4147 | 21.0714 | 65.7066 | 5.168
2035 | 8579 | MW | 223.1878 | 286.5054 | 347.7504 | 122.3064 | -1138.6752 | -990.8585 | -1128.4543 | -2491.6657 | -579.5681 | -315.5283 | 16.4147 | 21.0714 | 65.7066 | 5.168
2035 | 8580 | MW | 234.3472 | 300.8307 | 384.3557 | 116.747 | -1194.2203 | -1014.4504 | -1155.3223 | -2613.2104 | -605.3267 | -323.0408 | 16.4147 | 21.0714 | 65.7066 | 5.168
2035 | 8581 | MW | 290.1442 | 372.4571 | 457.5663 | 144.5439 | -1249.7654 | -1014.4504 | -1155.3223 | -2734.7551 | -631.0853 | -323.0408 | 16.4147 | 21.0714 | 65.7066 | 3.4454
2035 | 8582 | MW | 323.6224 | 415.4329 | 512.4742 | 161.2221 | -1249.7654 | -1014.4504 | -1155.3223 | -2734.7551 | -643.9646 | -323.0408 | 16.4147 | 21.0714 | 65.7066 | 3.4454
2035 | 8583 | MW | 357.1005 | 458.4087 | 585.6848 | 183.4596 | -1249.7654 | -990.8585 | -1128.4543 | -2734.7551 | -643.9646 | -315.5283 | 16.4147 | 21.0714 | 65.7066 | 0
2035 | 8584 | MW | 446.3757 | 573.0109 | 732.106 | 227.9347 | -1194.2203 | -967.2667 | -1101.5864 | -2613.2104 | -618.206 | -308.0157 | 10.9431 | 14.0476 | 0 | 0
2035 | 8585 | MW | 245.5066 | 315.156 | 402.6583 | 122.3064 | -1166.4477 | -943.6748 | -1074.7184 | -2552.4381 | -618.206 | -300.5031 | -8.2073 | -10.5357 | -21.9022 | -6.8907
2035 | 8586 | MW | 301.3036 | 386.7823 | 494.1716 | 150.1033 | -1194.2203 | -1108.8179 | -1262.7941 | -2613.2104 | -618.206 | -353.0912 | -10.9431 | -14.0476 | -43.8044 | -10.3361
2035 | 8587 | MW | 357.1005 | 458.4087 | 585.6848 | 172.3408 | -1166.4477 | -1085.226 | -1235.9262 | -2552.4381 | -605.3267 | -345.5786 | -13.6789 | -17.5595 | -43.8044 | -10.3361
2035 | 8588 | MW | 379.4193 | 487.0592 | 640.5928 | 183.4596 | -1138.6752 | -1085.226 | -1235.9262 | -2491.6657 | -592.4474 | -345.5786 | -13.6789 | -17.5595 | -43.8044 | -10.3361
2035 | 8589 | MW | 379.4193 | 487.0592 | 622.2901 | 183.4596 | -1110.9026 | -1061.6341 | -1209.0582 | -2430.8934 | -579.5681 | -338.066 | -13.6789 | -17.5595 | -43.8044 | -10.3361
2035 | 8590 | MW | 1082.461 | 1389.5514 | 1757.0544 | 550.3788 | -1027.5849 | -1014.4504 | -1155.3223 | -2248.5764 | -528.051 | -323.0408 | 16.4147 | 21.0714 | 0 | -1.7227
2035 | 8591 | MW | 1082.461 | 1389.5514 | 1757.0544 | 544.8194 | -916.4946 | -920.0829 | -1047.8504 | -2005.487 | -476.5338 | -292.9905 | 21.8862 | 28.0953 | 21.9022 | 0
2035 | 8592 | MW | 1015.5047 | 1303.5997 | 1665.5412 | 511.4631 | -805.4044 | -802.1236 | -913.5106 | -1762.3977 | -399.2581 | -255.4276 | 19.1504 | 24.5833 | 21.9022 | 0
2035 | 8593 | MW | 926.2295 | 1188.9976 | 1519.12 | 466.9881 | -694.3141 | -707.7561 | -806.0388 | -1519.3084 | -360.6202 | -225.3773 | 16.4147 | 21.0714 | 21.9022 | 3.4454
2035 | 8594 | MW | 848.1138 | 1088.7206 | 1391.0014 | 422.513 | -638.769 | -660.5724 | -752.3029 | -1397.7637 | -321.9823 | -210.3522 | 16.4147 | 21.0714 | 21.9022 | 3.4454
2035 | 8595 | MW | 736.5199 | 945.4679 | 1207.9749 | 366.9192 | -638.769 | -660.5724 | -752.3029 | -1397.7637 | -309.103 | -210.3522 | 13.6789 | 17.5595 | 21.9022 | 3.4454
2035 | 8596 | MW | 613.7666 | 787.8899 | 1006.6458 | 311.3254 | -638.769 | -636.9805 | -725.4349 | -1397.7637 | -309.103 | -202.8396 | 13.6789 | 17.5595 | 21.9022 | 3.4454
2035 | 8597 | MW | 513.332 | 658.9625 | 823.6193 | 261.2909 | -638.769 | -660.5724 | -752.3029 | -1397.7637 | -321.9823 | -210.3522 | 13.6789 | 17.5595 | 21.9022 | 3.4454
2035 | 8598 | MW | 424.0569 | 544.3603 | 695.5007 | 211.2565 | -694.3141 | -684.1642 | -779.1708 | -1519.3084 | -334.8616 | -217.8648 | 13.6789 | 17.5595 | 21.9022 | 3.4454
2035 | 8599 | MW | 345.9411 | 444.0834 | 567.3822 | 177.9002 | -777.6318 | -778.5317 | -886.6427 | -1701.6254 | -399.2581 | -247.9151 | 13.6789 | 17.5595 | 21.9022 | 3.4454
2035 | 8600 | MW | 278.9848 | 358.1318 | 457.5663 | 150.1033 | -860.9495 | -778.5317 | -886.6427 | -1883.9424 | -450.7752 | -247.9151 | 16.4147 | 21.0714 | 21.9022 | 5.168
2035 | 8601 | MW | 256.666 | 329.4812 | 420.961 | 133.4252 | -916.4946 | -872.8992 | -994.1145 | -2005.487 | -489.4131 | -277.9654 | 19.1504 | 24.5833 | 65.7066 | 5.168
2035 | 8602 | MW | 212.0284 | 272.1802 | 347.7504 | 116.747 | -999.8123 | -920.0829 | -1047.8504 | -2187.8041 | -515.1717 | -292.9905 | 21.8862 | 28.0953 | 65.7066 | 5.168
2035 | 8603 | MW | 212.0284 | 272.1802 | 347.7504 | 116.747 | -1055.3575 | -920.0829 | -1047.8504 | -2309.3487 | -540.9303 | -292.9905 | 21.8862 | 28.0953 | 65.7066 | 5.168
2035 | 8604 | MW | 234.3472 | 300.8307 | 384.3557 | 116.747 | -1110.9026 | -920.0829 | -1047.8504 | -2430.8934 | -553.8096 | -292.9905 | 21.8862 | 28.0953 | 65.7066 | 5.168
2035 | 8605 | MW | 278.9848 | 358.1318 | 457.5663 | 138.9845 | -1138.6752 | -920.0829 | -1047.8504 | -2491.6657 | -566.6889 | -292.9905 | 21.8862 | 28.0953 | 65.7066 | 5.168
2035 | 8606 | MW | 312.463 | 401.1076 | 512.4742 | 155.6627 | -1166.4477 | -920.0829 | -1047.8504 | -2552.4381 | -579.5681 | -292.9905 | 19.1504 | 24.5833 | 65.7066 | 5.168
2035 | 8607 | MW | 357.1005 | 458.4087 | 585.6848 | 177.9002 | -1166.4477 | -896.4911 | -1020.9825 | -2552.4381 | -579.5681 | -285.478 | 19.1504 | 24.5833 | 65.7066 | 1.7227
2035 | 8608 | MW | 446.3757 | 573.0109 | 732.106 | 222.3753 | -1138.6752 | -872.8992 | -994.1145 | -2491.6657 | -579.5681 | -277.9654 | 13.6789 | 17.5595 | 0 | 1.7227
2035 | 8609 | MW | 245.5066 | 315.156 | 402.6583 | 122.3064 | -1083.13 | -896.4911 | -1020.9825 | -2370.1211 | -566.6889 | -285.478 | -8.2073 | -10.5357 | -21.9022 | -6.8907
2035 | 8610 | MW | 312.463 | 401.1076 | 512.4742 | 155.6627 | -1138.6752 | -1061.6341 | -1209.0582 | -2491.6657 | -592.4474 | -338.066 | -10.9431 | -14.0476 | -43.8044 | -8.6134
2035 | 8611 | MW | 357.1005 | 458.4087 | 585.6848 | 177.9002 | -1138.6752 | -1061.6341 | -1209.0582 | -2491.6657 | -592.4474 | -338.066 | -10.9431 | -14.0476 | -43.8044 | -8.6134
2035 | 8612 | MW | 390.5787 | 501.3845 | 640.5928 | 189.019 | -1110.9026 | -1061.6341 | -1209.0582 | -2430.8934 | -592.4474 | -338.066 | -10.9431 | -14.0476 | -43.8044 | -8.6134
2035 | 8613 | MW | 379.4193 | 487.0592 | 622.2901 | 189.019 | -1110.9026 | -1061.6341 | -1209.0582 | -2430.8934 | -579.5681 | -338.066 | -10.9431 | -14.0476 | -43.8044 | -8.6134
2035 | 8614 | MW | 1071.3016 | 1375.2261 | 1757.0544 | 539.26 | -1027.5849 | -1014.4504 | -1155.3223 | -2248.5764 | -540.9303 | -323.0408 | 16.4147 | 21.0714 | 0 | 0
2035 | 8615 | MW | 1071.3016 | 1375.2261 | 1757.0544 | 539.26 | -916.4946 | -896.4911 | -1020.9825 | -2005.487 | -476.5338 | -285.478 | 21.8862 | 28.0953 | 21.9022 | 1.7227
2035 | 8616 | MW | 1015.5047 | 1303.5997 | 1647.2385 | 505.9038 | -777.6318 | -778.5317 | -886.6427 | -1701.6254 | -399.2581 | -247.9151 | 19.1504 | 24.5833 | 21.9022 | 1.7227
2035 | 8617 | MW | 926.2295 | 1188.9976 | 1500.8173 | 461.4287 | -722.0867 | -754.9398 | -859.7747 | -1580.0807 | -360.6202 | -240.4025 | 13.6789 | 17.5595 | 21.9022 | 3.4454
2035 | 8618 | MW | 836.9544 | 1074.3954 | 1372.6988 | 416.9536 | -666.5416 | -707.7561 | -806.0388 | -1458.536 | -334.8616 | -225.3773 | 10.9431 | 14.0476 | 21.9022 | 1.7227
2035 | 8619 | MW | 725.3605 | 931.1427 | 1189.6723 | 361.3598 | -666.5416 | -684.1642 | -779.1708 | -1458.536 | -321.9823 | -217.8648 | 10.9431 | 14.0476 | 21.9022 | 1.7227
2035 | 8620 | MW | 602.6072 | 773.5647 | 988.3431 | 305.766 | -666.5416 | -684.1642 | -779.1708 | -1458.536 | -321.9823 | -217.8648 | 10.9431 | 14.0476 | 21.9022 | 1.7227
2035 | 8621 | MW | 502.1726 | 644.6372 | 805.3166 | 255.7316 | -694.3141 | -707.7561 | -806.0388 | -1519.3084 | -334.8616 | -225.3773 | 10.9431 | 14.0476 | 21.9022 | 1.7227
2035 | 8622 | MW | 412.8975 | 530.0351 | 677.1981 | 205.6971 | -805.4044 | -802.1236 | -913.5106 | -1762.3977 | -386.3788 | -255.4276 | 10.9431 | 14.0476 | 21.9022 | 3.4454
2035 | 8623 | MW | 334.7818 | 429.7582 | 549.0795 | 166.7815 | -999.8123 | -967.2667 | -1101.5864 | -2187.8041 | -502.2924 | -308.0157 | 13.6789 | 17.5595 | 21.9022 | 3.4454
2035 | 8624 | MW | 278.9848 | 358.1318 | 439.2636 | 138.9845 | -1194.2203 | -1061.6341 | -1209.0582 | -2613.2104 | -605.3267 | -338.066 | 16.4147 | 21.0714 | 21.9022 | 3.4454
2035 | 8625 | MW | 245.5066 | 315.156 | 402.6583 | 127.8658 | -1333.0831 | -1179.5935 | -1343.398 | -2917.0721 | -682.6025 | -375.6289 | 16.4147 | 21.0714 | 65.7066 | 3.4454
2035 | 8626 | MW | 212.0284 | 272.1802 | 347.7504 | 111.1876 | -1444.1734 | -1226.7772 | -1397.1339 | -3160.1614 | -734.1197 | -390.654 | 16.4147 | 21.0714 | 65.7066 | 3.4454
2035 | 8627 | MW | 212.0284 | 272.1802 | 329.4477 | 111.1876 | -1555.2636 | -1273.961 | -1450.8698 | -3403.2507 | -772.7575 | -405.6792 | 13.6789 | 17.5595 | 65.7066 | 3.4454
2035 | 8628 | MW | 223.1878 | 286.5054 | 366.053 | 116.747 | -1610.8088 | -1297.5528 | -1477.7378 | -3524.7954 | -785.6368 | -413.1918 | 13.6789 | 17.5595 | 65.7066 | 3.4454
2035 | 8629 | MW | 267.8254 | 343.8065 | 439.2636 | 138.9845 | -1638.5813 | -1297.5528 | -1477.7378 | -3585.5677 | -798.5161 | -413.1918 | 13.6789 | 17.5595 | 65.7066 | 3.4454
2035 | 8630 | MW | 312.463 | 401.1076 | 512.4742 | 161.2221 | -1694.1265 | -1297.5528 | -1477.7378 | -3707.1124 | -798.5161 | -413.1918 | 13.6789 | 17.5595 | 65.7066 | 3.4454
2035 | 8631 | MW | 357.1005 | 458.4087 | 585.6848 | 183.4596 | -1666.3539 | -1273.961 | -1450.8698 | -3646.3401 | -798.5161 | -405.6792 | 13.6789 | 17.5595 | 65.7066 | 0
2035 | 8632 | MW | 435.2163 | 558.6856 | 713.8034 | 222.3753 | -1610.8088 | -1226.7772 | -1397.1339 | -3524.7954 | -785.6368 | -390.654 | 8.2073 | 10.5357 | 0 | 0
2035 | 8633 | MW | 245.5066 | 315.156 | 402.6583 | 122.3064 | -1527.4911 | -1250.3691 | -1424.0019 | -3342.4784 | -772.7575 | -398.1666 | -8.2073 | -10.5357 | -43.8044 | -6.8907
2035 | 8634 | MW | 312.463 | 401.1076 | 512.4742 | 161.2221 | -1471.9459 | -1321.1447 | -1504.6058 | -3220.9337 | -759.8782 | -420.7044 | -10.9431 | -14.0476 | -43.8044 | -10.3361
2035 | 8635 | MW | 368.2599 | 472.734 | 603.9875 | 183.4596 | -1388.6282 | -1273.961 | -1450.8698 | -3038.6167 | -708.3611 | -405.6792 | -13.6789 | -17.5595 | -43.8044 | -10.3361
2035 | 8636 | MW | 390.5787 | 501.3845 | 640.5928 | 189.019 | -1305.3105 | -1203.1854 | -1370.266 | -2856.2997 | -669.7232 | -383.1415 | -13.6789 | -17.5595 | -43.8044 | -10.3361
2035 | 8637 | MW | 390.5787 | 501.3845 | 640.5928 | 189.019 | -1249.7654 | -1156.0016 | -1316.53 | -2734.7551 | -631.0853 | -368.1163 | -13.6789 | -17.5595 | -43.8044 | -10.3361
2035 | 8638 | MW | 1071.3016 | 1375.2261 | 1757.0544 | 539.26 | -1138.6752 | -1085.226 | -1235.9262 | -2491.6657 | -579.5681 | -345.5786 | 16.4147 | 21.0714 | 21.9022 | -1.7227
2035 | 8639 | MW | 1082.461 | 1389.5514 | 1757.0544 | 539.26 | -999.8123 | -943.6748 | -1074.7184 | -2187.8041 | -502.2924 | -300.5031 | 19.1504 | 24.5833 | 21.9022 | 0
2035 | 8640 | MW | 1015.5047 | 1303.5997 | 1647.2385 | 505.9038 | -833.1769 | -825.7154 | -940.3786 | -1823.17 | -425.0166 | -262.9402 | 16.4147 | 21.0714 | 21.9022 | 0
2035 | 8641 | MW | 926.2295 | 1188.9976 | 1500.8173 | 461.4287 | -722.0867 | -731.348 | -832.9068 | -1580.0807 | -373.4995 | -232.8899 | 16.4147 | 21.0714 | 0 | 5.168
2035 | 8642 | MW | 836.9544 | 1074.3954 | 1354.3961 | 411.3943 | -666.5416 | -684.1642 | -779.1708 | -1458.536 | -347.7409 | -217.8648 | 13.6789 | 17.5595 | 0 | 5.168
2035 | 8643 | MW | 725.3605 | 931.1427 | 1171.3696 | 361.3598 | -666.5416 | -660.5724 | -752.3029 | -1458.536 | -334.8616 | -210.3522 | 10.9431 | 14.0476 | 0 | 5.168
2035 | 8644 | MW | 602.6072 | 773.5647 | 970.0405 | 300.2066 | -666.5416 | -660.5724 | -752.3029 | -1458.536 | -321.9823 | -210.3522 | 10.9431 | 14.0476 | 0 | 3.4454
2035 | 8645 | MW | 491.0132 | 630.312 | 805.3166 | 250.1722 | -694.3141 | -684.1642 | -779.1708 | -1519.3084 | -334.8616 | -217.8648 | 10.9431 | 14.0476 | 0 | 5.168
2035 | 8646 | MW | 401.7381 | 515.7098 | 658.8954 | 205.6971 | -777.6318 | -778.5317 | -886.6427 | -1701.6254 | -386.3788 | -247.9151 | 10.9431 | 14.0476 | 0 | 5.168
2035 | 8647 | MW | 334.7818 | 429.7582 | 530.7769 | 166.7815 | -999.8123 | -943.6748 | -1074.7184 | -2187.8041 | -489.4131 | -300.5031 | 13.6789 | 17.5595 | 21.9022 | 5.168
2035 | 8648 | MW | 267.8254 | 343.8065 | 439.2636 | 138.9845 | -1166.4477 | -1014.4504 | -1155.3223 | -2552.4381 | -592.4474 | -323.0408 | 13.6789 | 17.5595 | 21.9022 | 6.8907
2035 | 8649 | MW | 245.5066 | 315.156 | 402.6583 | 127.8658 | -1333.0831 | -1132.4098 | -1289.6621 | -2917.0721 | -682.6025 | -360.6037 | 16.4147 | 21.0714 | 65.7066 | 6.8907
2035 | 8650 | MW | 212.0284 | 272.1802 | 347.7504 | 116.747 | -1444.1734 | -1203.1854 | -1370.266 | -3160.1614 | -746.9989 | -383.1415 | 16.4147 | 21.0714 | 65.7066 | 6.8907
2035 | 8651 | MW | 200.8691 | 257.8549 | 329.4477 | 111.1876 | -1555.2636 | -1250.3691 | -1424.0019 | -3403.2507 | -798.5161 | -398.1666 | 19.1504 | 24.5833 | 43.8044 | 5.168
2035 | 8652 | MW | 223.1878 | 286.5054 | 366.053 | 116.747 | -1610.8088 | -1250.3691 | -1424.0019 | -3524.7954 | -824.2747 | -398.1666 | 19.1504 | 24.5833 | 43.8044 | 5.168
2035 | 8653 | MW | 278.9848 | 358.1318 | 439.2636 | 138.9845 | -1666.3539 | -1250.3691 | -1424.0019 | -3646.3401 | -824.2747 | -398.1666 | 19.1504 | 24.5833 | 43.8044 | 5.168
2035 | 8654 | MW | 312.463 | 401.1076 | 512.4742 | 155.6627 | -1694.1265 | -1250.3691 | -1424.0019 | -3707.1124 | -837.154 | -398.1666 | 19.1504 | 24.5833 | 43.8044 | 5.168
2035 | 8655 | MW | 357.1005 | 458.4087 | 585.6848 | 177.9002 | -1666.3539 | -1226.7772 | -1397.1339 | -3646.3401 | -837.154 | -390.654 | 19.1504 | 24.5833 | 43.8044 | 1.7227
2035 | 8656 | MW | 435.2163 | 558.6856 | 713.8034 | 222.3753 | -1610.8088 | -1203.1854 | -1370.266 | -3524.7954 | -824.2747 | -383.1415 | 13.6789 | 17.5595 | 0 | 1.7227
2035 | 8657 | MW | 245.5066 | 315.156 | 402.6583 | 122.3064 | -1555.2636 | -1226.7772 | -1397.1339 | -3403.2507 | -798.5161 | -390.654 | -10.9431 | -14.0476 | -21.9022 | -6.8907
2035 | 8658 | MW | 312.463 | 401.1076 | 512.4742 | 155.6627 | -1499.7185 | -1297.5528 | -1477.7378 | -3281.7061 | -772.7575 | -413.1918 | -13.6789 | -17.5595 | -43.8044 | -8.6134
2035 | 8659 | MW | 368.2599 | 472.734 | 603.9875 | 183.4596 | -1388.6282 | -1250.3691 | -1424.0019 | -3038.6167 | -721.2404 | -398.1666 | -13.6789 | -17.5595 | -43.8044 | -10.3361
2035 | 8660 | MW | 390.5787 | 501.3845 | 640.5928 | 189.019 | -1305.3105 | -1203.1854 | -1370.266 | -2856.2997 | -669.7232 | -383.1415 | -13.6789 | -17.5595 | -43.8044 | -10.3361
2035 | 8661 | MW | 390.5787 | 501.3845 | 640.5928 | 189.019 | -1249.7654 | -1156.0016 | -1316.53 | -2734.7551 | -631.0853 | -368.1163 | -13.6789 | -17.5595 | -43.8044 | -10.3361
2035 | 8662 | MW | 1071.3016 | 1375.2261 | 1738.7518 | 539.26 | -1138.6752 | -1061.6341 | -1209.0582 | -2491.6657 | -579.5681 | -338.066 | 13.6789 | 17.5595 | 21.9022 | 0
2035 | 8663 | MW | 1071.3016 | 1375.2261 | 1757.0544 | 533.7007 | -999.8123 | -943.6748 | -1074.7184 | -2187.8041 | -502.2924 | -300.5031 | 19.1504 | 24.5833 | 21.9022 | 1.7227
2035 | 8664 | MW | 1004.3453 | 1289.2745 | 1647.2385 | 505.9038 | -833.1769 | -825.7154 | -940.3786 | -1823.17 | -425.0166 | -262.9402 | 19.1504 | 24.5833 | 21.9022 | 1.7227
2035 | 8665 | MW | 926.2295 | 1188.9976 | 1500.8173 | 461.4287 | -694.3141 | -684.1642 | -779.1708 | -1519.3084 | -347.7409 | -217.8648 | 16.4147 | 21.0714 | 21.9022 | 3.4454
2035 | 8666 | MW | 836.9544 | 1074.3954 | 1372.6988 | 416.9536 | -638.769 | -636.9805 | -725.4349 | -1397.7637 | -321.9823 | -202.8396 | 13.6789 | 17.5595 | 21.9022 | 3.4454
2035 | 8667 | MW | 725.3605 | 931.1427 | 1171.3696 | 361.3598 | -610.9964 | -613.3886 | -698.567 | -1336.9914 | -309.103 | -195.327 | 13.6789 | 17.5595 | 21.9022 | 3.4454
2035 | 8668 | MW | 602.6072 | 773.5647 | 970.0405 | 300.2066 | -610.9964 | -613.3886 | -698.567 | -1336.9914 | -309.103 | -195.327 | 13.6789 | 17.5595 | 21.9022 | 3.4454
2035 | 8669 | MW | 502.1726 | 644.6372 | 805.3166 | 255.7316 | -610.9964 | -636.9805 | -725.4349 | -1336.9914 | -309.103 | -202.8396 | 13.6789 | 17.5595 | 21.9022 | 3.4454
2035 | 8670 | MW | 424.0569 | 544.3603 | 677.1981 | 216.8159 | -666.5416 | -660.5724 | -752.3029 | -1458.536 | -334.8616 | -210.3522 | 13.6789 | 17.5595 | 21.9022 | 3.4454
2035 | 8671 | MW | 368.2599 | 472.734 | 585.6848 | 183.4596 | -777.6318 | -778.5317 | -886.6427 | -1701.6254 | -399.2581 | -247.9151 | 13.6789 | 17.5595 | 21.9022 | 5.168
2035 | 8672 | MW | 323.6224 | 415.4329 | 530.7769 | 161.2221 | -860.9495 | -802.1236 | -913.5106 | -1883.9424 | -463.6545 | -255.4276 | 16.4147 | 21.0714 | 21.9022 | 5.168
2035 | 8673 | MW | 290.1442 | 372.4571 | 475.8689 | 144.5439 | -972.0398 | -896.4911 | -1020.9825 | -2127.0317 | -515.1717 | -285.478 | 16.4147 | 21.0714 | 87.6087 | 5.168
2035 | 8674 | MW | 267.8254 | 343.8065 | 439.2636 | 133.4252 | -1055.3575 | -943.6748 | -1074.7184 | -2309.3487 | -566.6889 | -300.5031 | 16.4147 | 21.0714 | 87.6087 | 3.4454
2035 | 8675 | MW | 312.463 | 401.1076 | 512.4742 | 161.2221 | -1110.9026 | -967.2667 | -1101.5864 | -2430.8934 | -605.3267 | -308.0157 | 16.4147 | 21.0714 | 87.6087 | 3.4454
2035 | 8676 | MW | 368.2599 | 472.734 | 603.9875 | 194.5784 | -1166.4477 | -990.8585 | -1128.4543 | -2552.4381 | -631.0853 | -315.5283 | 16.4147 | 21.0714 | 87.6087 | 3.4454
2035 | 8677 | MW | 435.2163 | 558.6856 | 713.8034 | 227.9347 | -1221.9929 | -990.8585 | -1128.4543 | -2673.9827 | -643.9646 | -315.5283 | 16.4147 | 21.0714 | 87.6087 | 3.4454
2035 | 8678 | MW | 491.0132 | 630.312 | 805.3166 | 239.0534 | -1249.7654 | -967.2667 | -1101.5864 | -2734.7551 | -656.8439 | -308.0157 | 16.4147 | 21.0714 | 65.7066 | 3.4454
2035 | 8679 | MW | 535.6508 | 687.613 | 878.5272 | 266.8503 | -1221.9929 | -967.2667 | -1101.5864 | -2673.9827 | -643.9646 | -308.0157 | 16.4147 | 21.0714 | 65.7066 | 0
2035 | 8680 | MW | 223.1878 | 286.5054 | 366.053 | 111.1876 | -1194.2203 | -943.6748 | -1074.7184 | -2613.2104 | -643.9646 | -300.5031 | 10.9431 | 14.0476 | 0 | 0
2035 | 8681 | MW | 245.5066 | 315.156 | 402.6583 | 127.8658 | -1138.6752 | -990.8585 | -1128.4543 | -2491.6657 | -631.0853 | -315.5283 | -8.2073 | -10.5357 | -21.9022 | -6.8907
2035 | 8682 | MW | 278.9848 | 358.1318 | 457.5663 | 138.9845 | -1166.4477 | -1108.8179 | -1262.7941 | -2552.4381 | -631.0853 | -353.0912 | -10.9431 | -14.0476 | -43.8044 | -8.6134
2035 | 8683 | MW | 290.1442 | 372.4571 | 494.1716 | 144.5439 | -1166.4477 | -1108.8179 | -1262.7941 | -2552.4381 | -605.3267 | -353.0912 | -10.9431 | -14.0476 | -43.8044 | -10.3361
2035 | 8684 | MW | 301.3036 | 386.7823 | 494.1716 | 150.1033 | -1138.6752 | -1085.226 | -1235.9262 | -2491.6657 | -592.4474 | -345.5786 | -10.9431 | -14.0476 | -43.8044 | -10.3361
2035 | 8685 | MW | 970.8671 | 1246.2986 | 1592.3306 | 483.6662 | -1110.9026 | -1061.6341 | -1209.0582 | -2430.8934 | -566.6889 | -338.066 | -10.9431 | -14.0476 | -43.8044 | -8.6134
2035 | 8686 | MW | 959.7077 | 1231.9734 | 1574.0279 | 478.1068 | -1027.5849 | -990.8585 | -1128.4543 | -2248.5764 | -528.051 | -315.5283 | 16.4147 | 21.0714 | 21.9022 | 0
2035 | 8687 | MW | 926.2295 | 1188.9976 | 1500.8173 | 461.4287 | -916.4946 | -896.4911 | -1020.9825 | -2005.487 | -463.6545 | -285.478 | 21.8862 | 28.0953 | 21.9022 | 1.7227
2035 | 8688 | MW | 881.592 | 1131.6965 | 1445.9094 | 439.1912 | -777.6318 | -778.5317 | -886.6427 | -1701.6254 | -399.2581 | -247.9151 | 19.1504 | 24.5833 | 21.9022 | 1.7227
2035 | 8689 | MW | 825.795 | 1060.0701 | 1336.0935 | 411.3943 | -694.3141 | -707.7561 | -806.0388 | -1519.3084 | -347.7409 | -225.3773 | 16.4147 | 21.0714 | 21.9022 | 3.4454
2035 | 8690 | MW | 736.5199 | 945.4679 | 1207.9749 | 366.9192 | -666.5416 | -660.5724 | -752.3029 | -1458.536 | -321.9823 | -210.3522 | 13.6789 | 17.5595 | 21.9022 | 3.4454
2035 | 8691 | MW | 647.2447 | 830.8658 | 1043.2511 | 322.4441 | -638.769 | -636.9805 | -725.4349 | -1397.7637 | -309.103 | -202.8396 | 10.9431 | 14.0476 | 21.9022 | 3.4454
2035 | 8692 | MW | 557.9696 | 716.2636 | 915.1325 | 283.5285 | -638.769 | -636.9805 | -725.4349 | -1397.7637 | -309.103 | -202.8396 | 10.9431 | 14.0476 | 21.9022 | 3.4454
2035 | 8693 | MW | 491.0132 | 630.312 | 787.014 | 250.1722 | -638.769 | -636.9805 | -725.4349 | -1397.7637 | -321.9823 | -202.8396 | 10.9431 | 14.0476 | 21.9022 | 3.4454
2035 | 8694 | MW | 435.2163 | 558.6856 | 695.5007 | 222.3753 | -694.3141 | -684.1642 | -779.1708 | -1519.3084 | -347.7409 | -217.8648 | 10.9431 | 14.0476 | 21.9022 | 3.4454
2035 | 8695 | MW | 379.4193 | 487.0592 | 603.9875 | 194.5784 | -805.4044 | -778.5317 | -886.6427 | -1762.3977 | -399.2581 | -247.9151 | 10.9431 | 14.0476 | 21.9022 | 3.4454
2035 | 8696 | MW | 334.7818 | 429.7582 | 530.7769 | 166.7815 | -860.9495 | -778.5317 | -886.6427 | -1883.9424 | -463.6545 | -247.9151 | 13.6789 | 17.5595 | 21.9022 | 5.168
2035 | 8697 | MW | 301.3036 | 386.7823 | 475.8689 | 155.6627 | -944.2672 | -872.8992 | -994.1145 | -2066.2594 | -489.4131 | -277.9654 | 16.4147 | 21.0714 | 87.6087 | 5.168
2035 | 8698 | MW | 278.9848 | 358.1318 | 439.2636 | 150.1033 | -999.8123 | -920.0829 | -1047.8504 | -2187.8041 | -515.1717 | -292.9905 | 16.4147 | 21.0714 | 87.6087 | 5.168
2035 | 8699 | MW | 301.3036 | 386.7823 | 475.8689 | 161.2221 | -1027.5849 | -943.6748 | -1074.7184 | -2248.5764 | -528.051 | -300.5031 | 19.1504 | 24.5833 | 87.6087 | 5.168
2035 | 8700 | MW | 357.1005 | 458.4087 | 585.6848 | 183.4596 | -1083.13 | -967.2667 | -1101.5864 | -2370.1211 | -553.8096 | -308.0157 | 19.1504 | 24.5833 | 87.6087 | 5.168
2035 | 8701 | MW | 435.2163 | 558.6856 | 713.8034 | 222.3753 | -1110.9026 | -967.2667 | -1101.5864 | -2430.8934 | -566.6889 | -308.0157 | 19.1504 | 24.5833 | 87.6087 | 5.168
2035 | 8702 | MW | 502.1726 | 644.6372 | 805.3166 | 250.1722 | -1138.6752 | -967.2667 | -1101.5864 | -2491.6657 | -579.5681 | -308.0157 | 16.4147 | 21.0714 | 87.6087 | 5.168
2035 | 8703 | MW | 535.6508 | 687.613 | 878.5272 | 272.4097 | -1110.9026 | -943.6748 | -1074.7184 | -2430.8934 | -592.4474 | -300.5031 | 16.4147 | 21.0714 | 87.6087 | 1.7227
2035 | 8704 | MW | 223.1878 | 286.5054 | 366.053 | 111.1876 | -1083.13 | -920.0829 | -1047.8504 | -2370.1211 | -579.5681 | -292.9905 | 10.9431 | 14.0476 | 0 | 1.7227
2035 | 8705 | MW | 245.5066 | 315.156 | 402.6583 | 116.747 | -1055.3575 | -967.2667 | -1101.5864 | -2309.3487 | -579.5681 | -308.0157 | -8.2073 | -10.5357 | -21.9022 | -6.8907
2035 | 8706 | MW | 278.9848 | 358.1318 | 457.5663 | 133.4252 | -1138.6752 | -1085.226 | -1235.9262 | -2491.6657 | -605.3267 | -345.5786 | -10.9431 | -14.0476 | -43.8044 | -8.6134
2035 | 8707 | MW | 290.1442 | 372.4571 | 475.8689 | 138.9845 | -1138.6752 | -1108.8179 | -1262.7941 | -2491.6657 | -605.3267 | -353.0912 | -10.9431 | -14.0476 | -43.8044 | -10.3361
2035 | 8708 | MW | 290.1442 | 372.4571 | 475.8689 | 144.5439 | -1138.6752 | -1108.8179 | -1262.7941 | -2491.6657 | -605.3267 | -353.0912 | -10.9431 | -14.0476 | -43.8044 | -10.3361
2035 | 8709 | MW | 970.8671 | 1246.2986 | 1592.3306 | 483.6662 | -1138.6752 | -1108.8179 | -1262.7941 | -2491.6657 | -592.4474 | -353.0912 | -10.9431 | -14.0476 | -43.8044 | -10.3361
2035 | 8710 | MW | 982.0265 | 1260.6239 | 1610.6332 | 483.6662 | -1055.3575 | -1038.0423 | -1182.1902 | -2309.3487 | -540.9303 | -330.5534 | 16.4147 | 21.0714 | 21.9022 | 0
2035 | 8711 | MW | 948.5483 | 1217.6481 | 1555.7253 | 472.5475 | -916.4946 | -920.0829 | -1047.8504 | -2005.487 | -476.5338 | -292.9905 | 19.1504 | 24.5833 | 21.9022 | 1.7227
2035 | 8712 | MW | 915.0701 | 1174.6723 | 1500.8173 | 455.8693 | -777.6318 | -802.1236 | -913.5106 | -1701.6254 | -399.2581 | -255.4276 | 19.1504 | 24.5833 | 21.9022 | 1.7227
2035 | 8713 | MW | 926.2295 | 1188.9976 | 1500.8173 | 461.4287 | -722.0867 | -731.348 | -832.9068 | -1580.0807 | -373.4995 | -232.8899 | 10.9431 | 14.0476 | 21.9022 | 5.168
2035 | 8714 | MW | 836.9544 | 1074.3954 | 1372.6988 | 416.9536 | -666.5416 | -684.1642 | -779.1708 | -1458.536 | -347.7409 | -217.8648 | 10.9431 | 14.0476 | 21.9022 | 5.168
2035 | 8715 | MW | 725.3605 | 931.1427 | 1189.6723 | 361.3598 | -638.769 | -660.5724 | -752.3029 | -1397.7637 | -334.8616 | -210.3522 | 8.2073 | 10.5357 | 21.9022 | 3.4454
2035 | 8716 | MW | 602.6072 | 773.5647 | 988.3431 | 305.766 | -666.5416 | -684.1642 | -779.1708 | -1458.536 | -334.8616 | -217.8648 | 8.2073 | 10.5357 | 21.9022 | 3.4454
2035 | 8717 | MW | 502.1726 | 644.6372 | 805.3166 | 255.7316 | -694.3141 | -707.7561 | -806.0388 | -1519.3084 | -347.7409 | -225.3773 | 8.2073 | 10.5357 | 21.9022 | 3.4454
2035 | 8718 | MW | 412.8975 | 530.0351 | 677.1981 | 205.6971 | -805.4044 | -802.1236 | -913.5106 | -1762.3977 | -399.2581 | -255.4276 | 10.9431 | 14.0476 | 21.9022 | 3.4454
2035 | 8719 | MW | 334.7818 | 429.7582 | 549.0795 | 166.7815 | -999.8123 | -967.2667 | -1101.5864 | -2187.8041 | -502.2924 | -308.0157 | 10.9431 | 14.0476 | 21.9022 | 5.168
2035 | 8720 | MW | 278.9848 | 358.1318 | 439.2636 | 138.9845 | -1166.4477 | -1085.226 | -1235.9262 | -2552.4381 | -618.206 | -345.5786 | 13.6789 | 17.5595 | 21.9022 | 5.168
2035 | 8721 | MW | 245.5066 | 315.156 | 402.6583 | 127.8658 | -1333.0831 | -1203.1854 | -1370.266 | -2917.0721 | -682.6025 | -383.1415 | 13.6789 | 17.5595 | 65.7066 | 6.8907
2035 | 8722 | MW | 212.0284 | 272.1802 | 347.7504 | 111.1876 | -1444.1734 | -1273.961 | -1450.8698 | -3160.1614 | -734.1197 | -405.6792 | 13.6789 | 17.5595 | 65.7066 | 6.8907
2035 | 8723 | MW | 212.0284 | 272.1802 | 329.4477 | 111.1876 | -1555.2636 | -1321.1447 | -1504.6058 | -3403.2507 | -785.6368 | -420.7044 | 13.6789 | 17.5595 | 65.7066 | 6.8907
2035 | 8724 | MW | 223.1878 | 286.5054 | 366.053 | 116.747 | -1610.8088 | -1344.7366 | -1531.4737 | -3524.7954 | -824.2747 | -428.2169 | 13.6789 | 17.5595 | 65.7066 | 5.168
2035 | 8725 | MW | 267.8254 | 343.8065 | 439.2636 | 138.9845 | -1666.3539 | -1344.7366 | -1531.4737 | -3646.3401 | -850.0333 | -428.2169 | 10.9431 | 14.0476 | 65.7066 | 5.168
2035 | 8726 | MW | 312.463 | 401.1076 | 512.4742 | 161.2221 | -1666.3539 | -1321.1447 | -1504.6058 | -3646.3401 | -862.9126 | -420.7044 | 10.9431 | 14.0476 | 65.7066 | 5.168
2035 | 8727 | MW | 357.1005 | 458.4087 | 585.6848 | 183.4596 | -1610.8088 | -1297.5528 | -1477.7378 | -3524.7954 | -862.9126 | -413.1918 | 10.9431 | 14.0476 | 65.7066 | 1.7227
2035 | 8728 | MW | 435.2163 | 558.6856 | 713.8034 | 222.3753 | -1555.2636 | -1273.961 | -1450.8698 | -3403.2507 | -837.154 | -405.6792 | 8.2073 | 10.5357 | 0 | 1.7227
2035 | 8729 | MW | 245.5066 | 315.156 | 402.6583 | 122.3064 | -1471.9459 | -1297.5528 | -1477.7378 | -3220.9337 | -811.3954 | -413.1918 | -8.2073 | -10.5357 | -21.9022 | -8.6134
2035 | 8730 | MW | 312.463 | 401.1076 | 512.4742 | 161.2221 | -1471.9459 | -1344.7366 | -1531.4737 | -3220.9337 | -785.6368 | -428.2169 | -10.9431 | -14.0476 | -43.8044 | -10.3361
2035 | 8731 | MW | 368.2599 | 472.734 | 603.9875 | 183.4596 | -1388.6282 | -1297.5528 | -1477.7378 | -3038.6167 | -734.1197 | -413.1918 | -13.6789 | -17.5595 | -43.8044 | -10.3361
2035 | 8732 | MW | 390.5787 | 501.3845 | 640.5928 | 189.019 | -1333.0831 | -1250.3691 | -1424.0019 | -2917.0721 | -695.4818 | -398.1666 | -13.6789 | -17.5595 | -43.8044 | -10.3361
2035 | 8733 | MW | 390.5787 | 501.3845 | 640.5928 | 189.019 | -1249.7654 | -1179.5935 | -1343.398 | -2734.7551 | -656.8439 | -375.6289 | -13.6789 | -17.5595 | -43.8044 | -10.3361
2035 | 8734 | MW | 1071.3016 | 1375.2261 | 1757.0544 | 539.26 | -1166.4477 | -1108.8179 | -1262.7941 | -2552.4381 | -592.4474 | -353.0912 | 10.9431 | 14.0476 | 21.9022 | 0
2035 | 8735 | MW | 1082.461 | 1389.5514 | 1757.0544 | 539.26 | -999.8123 | -990.8585 | -1128.4543 | -2187.8041 | -515.1717 | -315.5283 | 16.4147 | 21.0714 | 21.9022 | 1.7227
2035 | 8736 | MW | 1015.5047 | 1303.5997 | 1647.2385 | 505.9038 | -860.9495 | -849.3073 | -967.2466 | -1883.9424 | -437.8959 | -270.4528 | 13.6789 | 17.5595 | 21.9022 | 1.7227
2035 | 8737 | MW | 926.2295 | 1188.9976 | 1500.8173 | 461.4287 | -722.0867 | -731.348 | -832.9068 | -1580.0807 | -373.4995 | -232.8899 | 16.4147 | 21.0714 | 21.9022 | 3.4454
2035 | 8738 | MW | 836.9544 | 1074.3954 | 1354.3961 | 411.3943 | -666.5416 | -684.1642 | -779.1708 | -1458.536 | -347.7409 | -217.8648 | 13.6789 | 17.5595 | 21.9022 | 3.4454
2035 | 8739 | MW | 725.3605 | 931.1427 | 1171.3696 | 361.3598 | -638.769 | -660.5724 | -752.3029 | -1397.7637 | -334.8616 | -210.3522 | 13.6789 | 17.5595 | 21.9022 | 1.7227
2035 | 8740 | MW | 602.6072 | 773.5647 | 970.0405 | 300.2066 | -666.5416 | -684.1642 | -779.1708 | -1458.536 | -334.8616 | -217.8648 | 10.9431 | 14.0476 | 21.9022 | 1.7227
2035 | 8741 | MW | 491.0132 | 630.312 | 805.3166 | 250.1722 | -694.3141 | -707.7561 | -806.0388 | -1519.3084 | -347.7409 | -225.3773 | 10.9431 | 14.0476 | 21.9022 | 1.7227
2035 | 8742 | MW | 401.7381 | 515.7098 | 658.8954 | 205.6971 | -805.4044 | -802.1236 | -913.5106 | -1762.3977 | -399.2581 | -255.4276 | 10.9431 | 14.0476 | 21.9022 | 3.4454
2035 | 8743 | MW | 334.7818 | 429.7582 | 530.7769 | 166.7815 | -999.8123 | -967.2667 | -1101.5864 | -2187.8041 | -502.2924 | -308.0157 | 13.6789 | 17.5595 | 21.9022 | 3.4454
2035 | 8744 | MW | 267.8254 | 343.8065 | 439.2636 | 138.9845 | -1166.4477 | -1085.226 | -1235.9262 | -2552.4381 | -618.206 | -345.5786 | 13.6789 | 17.5595 | 21.9022 | 3.4454
2035 | 8745 | MW | 245.5066 | 315.156 | 402.6583 | 127.8658 | -1333.0831 | -1203.1854 | -1370.266 | -2917.0721 | -682.6025 | -383.1415 | 16.4147 | 21.0714 | 87.6087 | 3.4454
2035 | 8746 | MW | 212.0284 | 272.1802 | 347.7504 | 116.747 | -1444.1734 | -1273.961 | -1450.8698 | -3160.1614 | -734.1197 | -405.6792 | 16.4147 | 21.0714 | 65.7066 | 3.4454
2035 | 8747 | MW | 200.8691 | 257.8549 | 329.4477 | 111.1876 | -1555.2636 | -1321.1447 | -1504.6058 | -3403.2507 | -785.6368 | -420.7044 | 16.4147 | 21.0714 | 65.7066 | 3.4454
2035 | 8748 | MW | 223.1878 | 286.5054 | 366.053 | 116.747 | -1610.8088 | -1344.7366 | -1531.4737 | -3524.7954 | -824.2747 | -428.2169 | 16.4147 | 21.0714 | 65.7066 | 3.4454
2035 | 8749 | MW | 278.9848 | 358.1318 | 439.2636 | 138.9845 | -1666.3539 | -1344.7366 | -1531.4737 | -3646.3401 | -850.0333 | -428.2169 | 16.4147 | 21.0714 | 65.7066 | 3.4454
2035 | 8750 | MW | 312.463 | 401.1076 | 512.4742 | 155.6627 | -1666.3539 | -1321.1447 | -1504.6058 | -3646.3401 | -862.9126 | -420.7044 | 16.4147 | 21.0714 | 65.7066 | 3.4454
2035 | 8751 | MW | 357.1005 | 458.4087 | 585.6848 | 177.9002 | -1610.8088 | -1297.5528 | -1477.7378 | -3524.7954 | -862.9126 | -413.1918 | 16.4147 | 21.0714 | 65.7066 | 0
2035 | 8752 | MW | 435.2163 | 558.6856 | 713.8034 | 222.3753 | -1555.2636 | -1273.961 | -1450.8698 | -3403.2507 | -837.154 | -405.6792 | 10.9431 | 14.0476 | 0 | 0
2035 | 8753 | MW | 245.5066 | 315.156 | 402.6583 | 122.3064 | -1471.9459 | -1297.5528 | -1477.7378 | -3220.9337 | -811.3954 | -413.1918 | -10.9431 | -14.0476 | -21.9022 | -6.8907
2035 | 8754 | MW | 312.463 | 401.1076 | 512.4742 | 155.6627 | -1471.9459 | -1344.7366 | -1531.4737 | -3220.9337 | -785.6368 | -428.2169 | -10.9431 | -14.0476 | -43.8044 | -8.6134
2035 | 8755 | MW | 368.2599 | 472.734 | 603.9875 | 183.4596 | -1388.6282 | -1297.5528 | -1477.7378 | -3038.6167 | -734.1197 | -413.1918 | -13.6789 | -17.5595 | -43.8044 | -10.3361
2035 | 8756 | MW | 390.5787 | 501.3845 | 640.5928 | 189.019 | -1333.0831 | -1250.3691 | -1424.0019 | -2917.0721 | -695.4818 | -398.1666 | -13.6789 | -17.5595 | -43.8044 | -10.3361
2035 | 8757 | MW | 390.5787 | 501.3845 | 640.5928 | 189.019 | -1249.7654 | -1179.5935 | -1343.398 | -2734.7551 | -656.8439 | -375.6289 | -13.6789 | -17.5595 | -43.8044 | -10.3361
2035 | 8758 | MW | 1071.3016 | 1375.2261 | 1738.7518 | 539.26 | -1166.4477 | -1108.8179 | -1262.7941 | -2552.4381 | -592.4474 | -353.0912 | 13.6789 | 17.5595 | 21.9022 | -1.7227
2035 | 8759 | MW | 1071.3016 | 1375.2261 | 1757.0544 | 533.7007 | -999.8123 | -990.8585 | -1128.4543 | -2187.8041 | -515.1717 | -315.5283 | 19.1504 | 24.5833 | 21.9022 | 0
2035 | 8760 | MW | 1004.3453 | 1289.2745 | 1647.2385 | 505.9038 | -860.9495 | -849.3073 | -967.2466 | -1883.9424 | -437.8959 | -270.4528 | 19.1504 | 24.5833 | 21.9022 | 0

## Base Load Forecasts
Year | Month | Day | Period | Units | Alberta | AZPublicService | BANC | BPA | BritishColumbia | ElPasoElectric | IdahoPower | IID | LDWP | N_BajaCA | Nevada | NWMT | PacificorpEast | PACWSouth | PGAE | PortlandGeneral | PublicServiceCO | PublicServiceNM | SaltRiverProject | SCE | SDGE | TIDC | TucsonElectric | WAPA_CO | WAPA_LwrCO | WAPA_UprMO
2027 | 1 | 1 | 1 | MW | 10149.6834 | 3002.5492 | 2002.2932 | 15220.286 | 7390.4548 | 971.955 | 2634.4197 | 305.0173 | 3256.1094 | 1598.0449 | 3115.9936 | 1383.4082 | 4893.5985 | 2637.8057 | 10981.0264 | 2422.234 | 5051.2901 | 1714.2547 | 3362.4062 | 9544.3723 | 2144.167 | 296.9335 | 1584.1857 | 3845.6193 | 917.9154 | 95.0634
2027 | 1 | 1 | 2 | MW | 10069.3441 | 2984.8328 | 1940.3029 | 14929.4687 | 7331.956 | 945.9874 | 2670.3299 | 291.3438 | 3100.3285 | 1570.0367 | 3048.2459 | 1354.8967 | 4899.058 | 2573.0034 | 10334.2564 | 2294.3866 | 4944.5658 | 1668.4552 | 3419.4124 | 8932.5843 | 2020.7478 | 290.5264 | 1604.2756 | 3810.2064 | 926.4674 | 93.1041
2027 | 1 | 1 | 3 | MW | 10513.8053 | 2996.4998 | 1912.7951 | 14912.4678 | 7655.5888 | 927.5705 | 2684.3055 | 283.4144 | 2994.1479 | 1553.7943 | 3020.9188 | 1345.8845 | 4962.0895 | 2569.6559 | 9864.2354 | 2224.6033 | 4886.8137 | 1635.9729 | 3475.2783 | 8318.5149 | 1938.9432 | 284.9842 | 1638.6854 | 3907.8806 | 934.9327 | 92.4848
2027 | 1 | 1 | 4 | MW | 10500.8455 | 3087.6754 | 1915.5067 | 14920.0146 | 7646.1522 | 931.8066 | 2761.5598 | 284.351 | 2923.9735 | 1555.713 | 3011.2406 | 1373.7401 | 5108.9966 | 2597.038 | 9688.3737 | 2214.5166 | 4901.5983 | 1643.4442 | 3613.9942 | 8131.3273 | 1889.1488 | 283.767 | 1707.9329 | 3996.9864 | 971.4361 | 94.399
2027 | 1 | 1 | 5 | MW | 10688.7369 | 3312.3751 | 1968.0046 | 15828.3638 | 7782.9646 | 940.9229 | 2862.6893 | 294.2783 | 2949.6921 | 1576.0478 | 3137.6273 | 1399.9571 | 5332.3358 | 2653.6263 | 9812.638 | 2280.2128 | 4946.4138 | 1659.5229 | 3766.7714 | 8361.8884 | 1903.02 | 286.2657 | 1832.3212 | 4144.9258 | 1019.7549 | 96.2005
2027 | 1 | 1 | 6 | MW | 10990.6632 | 3617.8805 | 2110.775 | 17195.5969 | 8002.8112 | 974.994 | 2981.871 | 317.2546 | 3075.712 | 1623.1114 | 3305.5726 | 1495.6498 | 5562.1265 | 2876.9378 | 10381.8565 | 2488.7465 | 5103.0351 | 1719.6146 | 4098.168 | 9149.4466 | 2098.9968 | 296.1005 | 1984.7071 | 4387.6832 | 1089.5893 | 102.7762
2027 | 1 | 1 | 7 | MW | 11554.3433 | 3712.0813 | 2286.8649 | 18593.0408 | 8413.2527 | 1035.5851 | 3101.6345 | 348.4726 | 3291.0125 | 1687.0587 | 3461.5614 | 1600.6817 | 5590.9125 | 3207.3418 | 11719.7701 | 2762.7046 | 5354.8312 | 1826.4803 | 4160.4953 | 10487.1598 | 2415.9009 | 312.727 | 2038.5669 | 4446.5167 | 1131.119 | 109.9937
2027 | 1 | 1 | 8 | MW | 12438.0818 | 3661.5236 | 2353.1172 | 20088.6875 | 9056.7437 | 1055.6595 | 3043.0143 | 356.4644 | 3334.3669 | 1703.4287 | 3290.7704 | 1620.3449 | 5619.6984 | 3513.7112 | 12775.5382 | 3036.9344 | 5484.1952 | 1861.8858 | 4003.9173 | 10930.0207 | 2630.0157 | 321.5368 | 1979.1505 | 4495.069 | 1134.5569 | 111.3449
2027 | 1 | 1 | 9 | MW | 12811.2784 | 3565.5947 | 2355.442 | 20549.4671 | 9328.4855 | 1061.9213 | 2903.8399 | 380.1276 | 3449.3653 | 1751.9005 | 3193.988 | 1635.747 | 5606.7941 | 3592.2051 | 13375.963 | 3097.9954 | 5515.6116 | 1872.9299 | 3856.4612 | 11603.4372 | 2815.677 | 323.3628 | 1910.9719 | 4477.3606 | 1097.2599 | 112.4033
2027 | 1 | 1 | 10 | MW | 12861.8131 | 3429.91 | 2383.918 | 20086.7921 | 9365.2821 | 1072.2348 | 2837.8438 | 389.493 | 3555.9133 | 1771.0835 | 3184.8793 | 1638.8604 | 5572.0529 | 3611.9808 | 13944.2449 | 3184.1354 | 5473.1065 | 1891.12 | 3721.166 | 12053.142 | 2923.8016 | 331.3717 | 1849.2056 | 4425.9541 | 1072.0418 | 112.6172
2027 | 1 | 1 | 11 | MW | 12988.802 | 3305.8931 | 2421.6934 | 20052.802 | 9457.7486 | 1072.4187 | 2803.4865 | 395.237 | 3668.339 | 1782.8494 | 3184.8793 | 1627.8816 | 5523.4141 | 3524.664 | 14185.9251 | 3170.2333 | 5450.006 | 1891.4443 | 3549.7665 | 12368.1722 | 2952.2551 | 333.9024 | 1807.5291 | 4362.5516 | 1036.5966 | 111.8628
2027 | 1 | 1 | 12 | MW | 12984.917 | 3167.6167 | 2401.9344 | 19599.581 | 9454.9197 | 1061.8291 | 2782.3293 | 396.3609 | 3685.9756 | 1785.1519 | 3179.1859 | 1604.9419 | 5462.3686 | 3421.2218 | 14187.3628 | 3152.5147 | 5418.1272 | 1872.7673 | 3434.2339 | 12363.6096 | 2951.9001 | 332.7172 | 1749.6094 | 4214.0406 | 997.9769 | 110.2864
2027 | 1 | 1 | 13 | MW | 12876.066 | 3072.9841 | 2373.4575 | 19021.714 | 9375.6603 | 1043.0441 | 2738.073 | 395.2995 | 3681.1992 | 1782.9781 | 3123.3947 | 1584.6238 | 5389.4114 | 3318.9981 | 13999.0762 | 3066.1018 | 5378.3941 | 1839.6358 | 3310.3402 | 12311.0955 | 2912.7762 | 329.4495 | 1671.3853 | 4074.6696 | 956.2706 | 108.8902
2027 | 1 | 1 | 14 | MW | 12793.1347 | 3051.8107 | 2309.1425 | 18489.175 | 9315.2742 | 1031.5335 | 2655.1892 | 380.7519 | 3677.8926 | 1753.1788 | 3036.2905 | 1560.8644 | 5353.6769 | 3226.5087 | 13837.8369 | 2985.4144 | 5322.9524 | 1819.3344 | 3203.9278 | 12069.1222 | 2893.2137 | 326.1178 | 1643.8154 | 4053.5354 | 913.8595 | 107.2576
2027 | 1 | 1 | 15 | MW | 12747.784 | 3034.9579 | 2273.6928 | 18264.4542 | 9282.2522 | 1013.3008 | 2661.4006 | 375.1327 | 3644.0908 | 1741.6682 | 2938.9396 | 1567.91 | 5355.6622 | 3117.8961 | 13647.8095 | 2904.1813 | 5271.6698 | 1787.177 | 3247.6329 | 11843.1291 | 2859.0689 | 320.5117 | 1630.3511 | 4116.3664 | 890.4042 | 107.7417
2027 | 1 | 1 | 16 | MW | 12889.0258 | 3097.1826 | 2253.5462 | 18387.193 | 9385.0969 | 1004.0925 | 2732.8319 | 372.7601 | 3662.0939 | 1736.8089 | 2900.2267 | 1623.6214 | 5755.6871 | 3039.706 | 13533.0554 | 2945.6159 | 5263.8155 | 1770.9361 | 3303.4996 | 11667.358 | 2843.0643 | 317.18 | 1697.033 | 4448.2297 | 889.6995 | 111.57
2027 | 1 | 1 | 17 | MW | 13416.4183 | 3338.7344 | 2325.0279 | 19112.3582 | 9769.1159 | 1027.5739 | 2891.6114 | 394.8 | 3791.0539 | 1781.955 | 3435.944 | 1745.3671 | 5998.3822 | 3181.7859 | 13705.9619 | 3132.6154 | 5550.724 | 1812.3507 | 3594.6118 | 12005.2124 | 2949.7655 | 321.3446 | 1890.2409 | 4809.7955 | 974.2582 | 119.936
2027 | 1 | 1 | 18 | MW | 14035.817 | 3674.9195 | 2603.2073 | 20400.2733 | 10220.1287 | 1132.0892 | 2932.1794 | 450.4927 | 4193.7309 | 1896.0353 | 3915.8681 | 1784.8565 | 6017.2424 | 3489.0678 | 15200.115 | 3348.7822 | 6105.138 | 1996.6862 | 3937.79 | 14689.7642 | 3370.1714 | 349.1194 | 2008.4315 | 4874.9129 | 1108.4585 | 122.6496
2027 | 1 | 1 | 19 | MW | 13884.2073 | 3706.4637 | 2593.3283 | 20375.7255 | 10109.7347 | 1203.4544 | 2974.6886 | 455.1755 | 4255.4558 | 1905.6273 | 4109.4329 | 1761.7529 | 5963.6404 | 3382.8879 | 16034.0316 | 3428.1076 | 6178.5979 | 2122.5544 | 3941.2107 | 15306.1149 | 3566.147 | 356.6157 | 1968.0372 | 4840.0697 | 1119.7437 | 121.062
2027 | 1 | 1 | 20 | MW | 13640.5973 | 3657.6348 | 2506.1551 | 20018.8118 | 9932.3509 | 1206.6773 | 2967.1186 | 439.6289 | 4127.9654 | 1873.7818 | 4198.8131 | 1719.3141 | 5643.0249 | 3415.4415 | 15852.3909 | 3396.4869 | 6089.4302 | 2128.2386 | 3918.0283 | 14783.3531 | 3345.9848 | 351.522 | 1972.3116 | 4830.9297 | 1111.8086 | 118.1457
2027 | 1 | 1 | 21 | MW | 13393.0965 | 3531.4572 | 2445.9082 | 19716.6567 | 9752.1341 | 1203.9147 | 2874.7236 | 423.7078 | 4035.379 | 1841.1684 | 4152.1306 | 1640.1712 | 5318.9358 | 3361.2871 | 15357.2105 | 3296.7176 | 6007.192 | 2123.3663 | 3850.3799 | 13918.1743 | 3209.0505 | 346.2682 | 1893.4464 | 4556.1852 | 1055.1134 | 112.7073
2027 | 1 | 1 | 22 | MW | 11876.9995 | 3263.1145 | 2319.6038 | 18613.8093 | 8648.1937 | 1168.1863 | 2706.2395 | 395.7366 | 3933.6073 | 1783.8736 | 3880.0018 | 1503.5144 | 5038.521 | 3174.4843 | 14278.1624 | 3027.3935 | 5768.3317 | 2060.3514 | 3596.5122 | 12562.2049 | 2937.6728 | 335.6324 | 1795.3469 | 4235.1748 | 975.2275 | 103.3167
2027 | 1 | 1 | 23 | MW | 11016.5771 | 2986.129 | 2145.6441 | 16910.4427 | 8021.6802 | 1094.0585 | 2586.0875 | 350.0959 | 3685.9756 | 1690.3833 | 3499.1363 | 1390.7818 | 4935.2888 | 2841.3427 | 12831.0487 | 2744.4402 | 5444.4621 | 1929.6109 | 3373.4269 | 10909.4778 | 2518.6904 | 317.0198 | 1677.1564 | 3951.8619 | 908.7454 | 95.57
2027 | 1 | 1 | 24 | MW | 10338.8738 | 2999.5241 | 2001.9056 | 15584.7582 | 7528.213 | 1016.524 | 2681.7817 | 309.8872 | 3364.4945 | 1608.0209 | 3190.0032 | 1354.7328 | 5075.2474 | 2656.0601 | 11425.2596 | 2328.7337 | 5141.3826 | 1792.8617 | 3338.0836 | 9375.4429 | 2207.4764 | 302.8601 | 1588.6734 | 3941.5806 | 908.8332 | 93.0929
2027 | 1 | 2 | 1 | MW | 10086.189 | 2937.3002 | 1949.7952 | 15176.8535 | 7344.2216 | 987.0568 | 2673.8233 | 303.0818 | 3205.7743 | 1594.08 | 3029.459 | 1329.9905 | 4971.0233 | 2587.3026 | 10768.171 | 2449.7653 | 5106.731 | 1740.89 | 3292.4781 | 9350.333 | 2069.4749 | 299.0799 | 1579.0569 | 3842.1935 | 917.9154 | 91.3927
2027 | 1 | 2 | 2 | MW | 10038.2463 | 2928.6574 | 1899.0407 | 14993.6696 | 7309.3123 | 964.5886 | 2696.7282 | 289.7829 | 3060.2817 | 1566.8397 | 3005.5482 | 1313.4407 | 4987.4012 | 2604.0357 | 10329.9094 | 2342.3641 | 4968.1279 | 1701.2623 | 3290.9578 | 8845.8382 | 1940.7216 | 293.9863 | 1598.9335 | 3833.0535 | 928.7605 | 90.2554
2027 | 1 | 2 | 3 | MW | 10473.6386 | 2957.6091 | 1881.6066 | 14665.083 | 7626.3416 | 952.5255 | 2718.468 | 283.6641 | 2972.1033 | 1554.3059 | 3032.3057 | 1326.7131 | 5091.626 | 2678.2696 | 9936.544 | 2296.84 | 4935.7875 | 1679.9864 | 3314.9004 | 8574.187 | 1884.5259 | 290.5264 | 1644.4565 | 3867.3251 | 950.6274 | 91.1675
2027 | 1 | 2 | 4 | MW | 10498.2535 | 3067.7983 | 1929.0672 | 14925.6894 | 7644.2648 | 965.6015 | 2790.8696 | 286.9732 | 2912.5837 | 1561.0838 | 3096.6371 | 1355.7165 | 5361.1218 | 2750.0708 | 9924.5311 | 2324.0997 | 4934.8627 | 1703.0488 | 3465.3971 | 8457.7652 | 1855.3602 | 290.9108 | 1731.6561 | 3995.2735 | 990.9221 | 93.1605
2027 | 1 | 2 | 5 | MW | 10754.8291 | 3368.5505 | 1993.5752 | 16136.1819 | 7831.0894 | 989.6352 | 2908.3042 | 301.9579 | 2979.8189 | 1591.7786 | 3306.141 | 1443.5428 | 5652.455 | 2899.4522 | 10230.8079 | 2457.1257 | 5024.0312 | 1745.4375 | 3720.4058 | 9030.7434 | 1924.0048 | 299.6885 | 1905.6286 | 4257.4503 | 1049.7348 | 99.1956
2027 | 1 | 2 | 6 | MW | 11295.1815 | 3785.9723 | 2180.9017 | 18018.9532 | 8224.545 | 1054.094 | 3126.4799 | 339.1696 | 3217.164 | 1668.0023 | 3588.5176 | 1595.4387 | 5907.0611 | 3205.5167 | 11132.4225 | 2782.0581 | 5265.6635 | 1859.1247 | 4245.6249 | 10512.2653 | 2216.0123 | 318.5895 | 2080.4567 | 4595.0277 | 1141.6995 | 109.6334
2027 | 1 | 2 | 7 | MW | 12181.512 | 3913.0151 | 2436.6098 | 20388.9472 | 8869.9233 | 1148.1119 | 3254.2026 | 378.8165 | 3538.2777 | 1749.214 | 3844.1356 | 1703.2561 | 5933.8624 | 3703.8603 | 13027.3999 | 3168.8702 | 5662.5314 | 2024.9459 | 4241.8241 | 12740.2683 | 2712.1764 | 349.3436 | 2124.6976 | 4690.4174 | 1183.4937 | 117.0423
2027 | 1 | 2 | 8 | MW | 13166.3314 | 3800.6644 | 2503.2488 | 21539.0063 | 9587.0159 | 1162.9373 | 3156.1788 | 387.2453 | 3641.8864 | 1766.4794 | 3641.4632 | 1696.2105 | 5951.7293 | 3961.2468 | 14451.0742 | 3399.7577 | 5709.1948 | 2051.0937 | 4029 | 13281.2807 | 2944.0742 | 360.1395 | 2045.1924 | 4680.7058 | 1161.0978 | 116.5581
2027 | 1 | 2 | 9 | MW | 13399.5735 | 3679.2408 | 2495.4999 | 21259.5152 | 9756.8503 | 1153.9132 | 2983.618 | 402.8542 | 3759.8241 | 1798.4525 | 3481.4874 | 1694.7357 | 5920.4618 | 3899.1821 | 14974.4136 | 3363.2301 | 5668.0754 | 2035.1776 | 3853.4205 | 13639.678 | 3091.6789 | 359.627 | 1949.4429 | 4604.1658 | 1118.5099 | 116.4568
2027 | 1 | 2 | 10 | MW | 13312.7571 | 3534.4824 | 2480.5836 | 20515.4653 | 9693.6353 | 1152.7161 | 2880.7415 | 407.7866 | 3858.2891 | 1808.5561 | 3408.0474 | 1686.2153 | 5834.6002 | 3866.6285 | 15271.9459 | 3358.3232 | 5633.887 | 2033.0663 | 3704.4441 | 13927.3105 | 3132.2262 | 362.1898 | 1868.8688 | 4537.3374 | 1084.1218 | 115.8713
2027 | 1 | 2 | 11 | MW | 13289.4294 | 3413.4898 | 2462.1804 | 20120.7822 | 9676.6493 | 1142.2185 | 2832.2144 | 411.0333 | 3946.4666 | 1815.2064 | 3338.5921 | 1670.3214 | 5761.1466 | 3739.1527 | 15360.7549 | 3329.4287 | 5598.7738 | 2014.5514 | 3556.2271 | 14153.3035 | 3163.1691 | 363.8236 | 1822.4902 | 4442.5174 | 1041.7107 | 114.7791
2027 | 1 | 2 | 12 | MW | 13237.5959 | 3298.1156 | 2409.2957 | 19614.6864 | 9638.907 | 1127.1167 | 2811.4456 | 411.1582 | 3946.0992 | 1815.4628 | 3308.4193 | 1650.1663 | 5666.3513 | 3623.8462 | 15180.6101 | 3318.7975 | 5556.7303 | 1987.9161 | 3477.5588 | 14018.618 | 3167.4371 | 360.4919 | 1774.4015 | 4314.5709 | 1000.0922 | 113.3941
2027 | 1 | 2 | 13 | MW | 13168.9233 | 3206.0747 | 2375.201 | 19203.0024 | 9588.9033 | 1109.0684 | 2767.7712 | 408.0364 | 3938.3836 | 1809.0677 | 3230.4238 | 1632.1427 | 5605.3058 | 3537.7458 | 14938.7788 | 3215.2117 | 5565.047 | 1956.084 | 3361.266 | 13909.049 | 3146.4523 | 356.1352 | 1703.8718 | 4232.8903 | 964.3824 | 112.1556
2027 | 1 | 2 | 14 | MW | 13135.2278 | 3177.9875 | 2341.4938 | 18823.4247 | 9564.368 | 1099.3075 | 2725.6503 | 398.9832 | 3925.1568 | 1790.5239 | 3126.8099 | 1604.1231 | 5604.3131 | 3409.9651 | 14756.1211 | 3193.9492 | 5516.0732 | 1938.8685 | 3248.7731 | 13808.6052 | 3131.87 | 351.9064 | 1664.3331 | 4186.6226 | 926.0273 | 110.2302
2027 | 1 | 2 | 15 | MW | 13058.7735 | 3113.1702 | 2307.5929 | 18651.5787 | 9508.6981 | 1070.301 | 2735.355 | 398.4837 | 3908.2568 | 1789.5007 | 3059.6318 | 1608.3832 | 5654.4403 | 3312.6091 | 14552.4249 | 3172.9597 | 5410.7353 | 1887.7092 | 3294.3785 | 13685.3372 | 3095.9468 | 351.7142 | 1656.4254 | 4192.3348 | 905.482 | 110.5229
2027 | 1 | 2 | 16 | MW | 13170.2164 | 3164.5924 | 2281.4408 | 18864.9734 | 9589.8448 | 1083.1005 | 2822.5089 | 390.7416 | 3880.3337 | 1773.6413 | 3035.1514 | 1653.2797 | 6006.3227 | 3267.8852 | 14390.8857 | 3111.0801 | 5311.4029 | 1910.2841 | 3313.38 | 13669.357 | 3109.463 | 353.2199 | 1701.7352 | 4504.7787 | 909.3623 | 113.6081
2027 | 1 | 2 | 17 | MW | 13658.7352 | 3390.1565 | 2445.3268 | 19811.0802 | 9945.558 | 1092.0327 | 2987.8881 | 405.539 | 3988.3513 | 1803.9521 | 3609.0122 | 1761.589 | 6208.3207 | 3401.751 | 14483.287 | 3344.1482 | 5521.6179 | 1926.0379 | 3560.4079 | 14007.2005 | 3204.4276 | 354.213 | 1867.7999 | 4951.4529 | 985.7202 | 121.0507
2027 | 1 | 2 | 18 | MW | 14310.5305 | 3709.9206 | 2694.6426 | 21705.1893 | 10420.1604 | 1194.5222 | 3014.6748 | 464.6033 | 4209.8969 | 1924.939 | 4038.2689 | 1796.6543 | 6184.498 | 3757.7109 | 16033.8996 | 3566.5863 | 6175.3643 | 2106.8005 | 3932.8498 | 16258.0277 | 3589.6214 | 381.6354 | 1998.386 | 5017.7116 | 1121.1553 | 123.4603
2027 | 1 | 2 | 19 | MW | 14116.1563 | 3762.639 | 2675.8519 | 21217.9665 | 10278.6275 | 1275.6483 | 3045.9258 | 467.9124 | 4291.8293 | 1931.7169 | 4193.1207 | 1767.8158 | 6097.6438 | 3684.0847 | 16763.0398 | 3639.3688 | 6302.4172 | 2249.8841 | 3856.8413 | 16511.4185 | 3722.2865 | 384.5506 | 1963.1217 | 4935.4593 | 1132.8819 | 121.4786
2027 | 1 | 2 | 20 | MW | 13885.5061 | 3705.1674 | 2572.0189 | 20749.6401 | 10110.6804 | 1257.692 | 3016.2276 | 452.8653 | 4173.1568 | 1900.8946 | 4303.5662 | 1738.4854 | 5762.635 | 3644.2295 | 16455.2018 | 3519.972 | 6096.3605 | 2218.2142 | 3848.1003 | 15828.8657 | 3485.0536 | 375.0681 | 1930.6352 | 4901.7593 | 1102.5508 | 119.4631
2027 | 1 | 2 | 21 | MW | 13597.8327 | 3581.1505 | 2527.4636 | 20234.0903 | 9901.2121 | 1234.5787 | 2926.7448 | 434.5093 | 4057.791 | 1863.2943 | 4246.6348 | 1653.1157 | 5410.2562 | 3534.0945 | 15836.8909 | 3389.9439 | 5922.1818 | 2177.4488 | 3760.6902 | 14881.5155 | 3331.7586 | 364.8487 | 1849.8467 | 4652.1464 | 1056.7885 | 113.5968
2027 | 1 | 2 | 22 | MW | 12063.592 | 3306.7575 | 2400.9654 | 19180.3384 | 8784.0603 | 1189.9181 | 2757.6774 | 402.2923 | 3917.0738 | 1797.3018 | 3964.2593 | 1522.6857 | 5114.9524 | 3312.0004 | 14757.0006 | 3096.0877 | 5684.2456 | 2098.6801 | 3515.9427 | 13386.2872 | 3028.0133 | 354.6935 | 1725.4584 | 4342.5606 | 976.4624 | 104.6341
2027 | 1 | 2 | 23 | MW | 11208.3593 | 3022.4264 | 2209.3777 | 17257.914 | 8161.3258 | 1108.7 | 2634.0321 | 354.9659 | 3651.439 | 1700.3593 | 3574.8535 | 1411.7549 | 4988.8902 | 2927.442 | 13219.4214 | 2791.3262 | 5360.8375 | 1955.4343 | 3299.3188 | 11619.4174 | 2584.4893 | 331.9483 | 1620.0911 | 4036.9703 | 908.8332 | 97.0112
2027 | 1 | 2 | 24 | MW | 10487.8915 | 2983.1039 | 2045.4926 | 15809.4791 | 7636.7198 | 1029.1394 | 2720.0208 | 314.0704 | 3322.6098 | 1616.5898 | 3239.5325 | 1360.1398 | 5093.115 | 2700.7841 | 11710.8933 | 2391.7036 | 5091.9472 | 1815.1117 | 3218.37 | 9916.4575 | 2278.9667 | 315.5141 | 1531.396 | 3953.0051 | 890.6699 | 93.4644
2027 | 1 | 3 | 1 | MW | 10082.2981 | 2954.1522 | 1953.0883 | 14950.2372 | 7341.3884 | 987.7016 | 2725.4561 | 298.6488 | 3104.7374 | 1584.9996 | 2986.7613 | 1335.2335 | 5002.7865 | 2595.2129 | 10787.8695 | 2426.5952 | 4991.2284 | 1742.0272 | 3168.5845 | 9311.5265 | 2069.1199 | 300.8738 | 1536.7381 | 3855.9006 | 900.1922 | 91.7529
2027 | 1 | 3 | 2 | MW | 10068.0452 | 2946.8065 | 1905.0462 | 14965.3426 | 7331.0102 | 964.3121 | 2753.9898 | 286.6611 | 2977.9819 | 1560.4446 | 2962.2809 | 1315.7352 | 5047.4541 | 2572.6985 | 10253.8063 | 2348.633 | 4921.0029 | 1700.7748 | 3133.2404 | 8829.8591 | 1954.5928 | 292.1602 | 1539.3037 | 3805.6354 | 910.9495 | 90.4131
2027 | 1 | 3 | 3 | MW | 10531.9491 | 2970.5724 | 1939.9153 | 14938.911 | 7668.8001 | 952.8938 | 2773.0123 | 281.3541 | 2912.5837 | 1549.5742 | 3011.8101 | 1339.3307 | 5151.1832 | 2660.0153 | 9954.365 | 2300.9295 | 4897.9024 | 1680.6361 | 3274.9961 | 8430.3719 | 1892.3507 | 289.4372 | 1569.4391 | 3837.0528 | 926.9087 | 92.0345
2027 | 1 | 3 | 4 | MW | 10552.679 | 3090.7006 | 1937.7843 | 15329.8149 | 7683.8946 | 965.2331 | 2830.4673 | 282.6652 | 2903.3985 | 1552.2596 | 3108.5925 | 1383.5713 | 5435.5679 | 2782.6244 | 9954.8798 | 2335.8212 | 4912.2246 | 1702.3991 | 3406.1104 | 8247.7491 | 1878.1234 | 290.6866 | 1643.6009 | 3969.5684 | 961.6492 | 95.0746
2027 | 1 | 3 | 5 | MW | 10814.4327 | 3378.9213 | 2039.6809 | 16436.4415 | 7874.4896 | 989.6352 | 2953.9191 | 297.962 | 2957.4069 | 1583.5936 | 3274.2607 | 1452.719 | 5719.4563 | 2952.0854 | 10280.8815 | 2477.8436 | 5041.5878 | 1745.4375 | 3725.7261 | 8978.2391 | 1961.7064 | 299.208 | 1823.1313 | 4237.4593 | 1018.4333 | 99.8262
2027 | 1 | 3 | 6 | MW | 11337.9402 | 3794.615 | 2193.4932 | 18330.5389 | 8255.6796 | 1053.3575 | 3203.7349 | 334.7992 | 3210.918 | 1659.0494 | 3609.0122 | 1605.4338 | 5990.9374 | 3200.0403 | 11261.6967 | 2802.5032 | 5280.4481 | 1857.8258 | 4063.2039 | 10537.3817 | 2243.3996 | 319.7107 | 2001.5915 | 4569.3245 | 1111.8086 | 110.3202
2027 | 1 | 3 | 7 | MW | 12256.6674 | 3911.2862 | 2401.1592 | 20936.5916 | 8924.6474 | 1148.1119 | 3347.9563 | 374.1961 | 3541.2169 | 1739.7495 | 3838.4432 | 1729.4731 | 6014.2638 | 3666.7439 | 13134.6659 | 3187.4063 | 5647.7468 | 2024.9459 | 4079.1656 | 12744.831 | 2749.8769 | 349.8882 | 2084.9444 | 4659.0019 | 1145.4909 | 118.8438
2027 | 1 | 3 | 8 | MW | 13227.2339 | 3832.2086 | 2517.197 | 22054.5444 | 9631.3619 | 1164.1344 | 3244.4972 | 382.3753 | 3671.6466 | 1756.5045 | 3661.9577 | 1729.965 | 5973.0705 | 3932.9532 | 14388.3038 | 3409.8444 | 5724.4411 | 2053.205 | 3895.6053 | 13331.5026 | 3000.9822 | 359.4027 | 2005.4393 | 4658.4303 | 1139.671 | 118.8776
2027 | 1 | 3 | 9 | MW | 13464.3668 | 3708.6243 | 2511.9667 | 21520.1216 | 9804.0294 | 1153.9132 | 3018.5572 | 398.1715 | 3771.2138 | 1788.8605 | 3510.5221 | 1733.5693 | 5887.7052 | 3962.7681 | 14805.5744 | 3388.0362 | 5685.1696 | 2035.1776 | 3725.7261 | 13762.9459 | 3156.0555 | 359.2425 | 1904.7742 | 4584.7445 | 1092.3226 | 119.1253
2027 | 1 | 3 | 10 | MW | 13409.9413 | 3566.0266 | 2494.9193 | 20987.5826 | 9764.3997 | 1147.9278 | 2903.2573 | 403.2913 | 3889.1515 | 1799.348 | 3417.156 | 1726.5237 | 5792.9099 | 3938.4296 | 15168.3562 | 3401.1209 | 5671.7713 | 2024.621 | 3602.2126 | 13975.251 | 3204.4276 | 361.421 | 1841.5111 | 4526.4845 | 1058.9048 | 118.6411
2027 | 1 | 3 | 11 | MW | 13437.1541 | 3438.9854 | 2492.7883 | 20572.1193 | 9784.2145 | 1139.2717 | 2846.9667 | 407.0374 | 3979.5327 | 1807.0215 | 3364.7801 | 1688.5089 | 5745.2644 | 3832.2497 | 15290.8507 | 3391.58 | 5634.3486 | 2009.3542 | 3483.2592 | 14235.4858 | 3200.1596 | 361.3249 | 1798.1247 | 4435.0922 | 1021.3422 | 116.0289
2027 | 1 | 3 | 12 | MW | 13398.2804 | 3321.4497 | 2434.2849 | 20020.6956 | 9755.9088 | 1123.8938 | 2824.0625 | 407.5369 | 3996.067 | 1808.0446 | 3307.2802 | 1659.6704 | 5666.3513 | 3730.025 | 15128.3007 | 3340.8773 | 5560.4263 | 1982.2318 | 3398.8897 | 14089.3828 | 3198.3812 | 357.3524 | 1748.3272 | 4332.849 | 985.8969 | 114.0472
2027 | 1 | 3 | 13 | MW | 13341.2629 | 3271.3246 | 2375.5886 | 19631.6756 | 9714.3917 | 1104.0958 | 2771.2652 | 404.2903 | 3988.7179 | 1801.3943 | 3231.5629 | 1642.4648 | 5610.7647 | 3607.112 | 14897.2104 | 3283.3601 | 5508.6813 | 1947.3138 | 3314.1402 | 13943.2907 | 3172.0612 | 353.3481 | 1684.2097 | 4246.0277 | 945.7778 | 112.8649
2027 | 1 | 3 | 14 | MW | 13308.8663 | 3188.7901 | 2359.7032 | 19270.9826 | 9690.8022 | 1081.6273 | 2786.211 | 411.4704 | 3981.738 | 1816.1019 | 3146.1664 | 1625.424 | 5650.4697 | 3457.7305 | 14764.4307 | 3226.1145 | 5504.523 | 1907.6857 | 3216.0895 | 13870.2446 | 3150.0091 | 351.4259 | 1641.8921 | 4206.6154 | 908.8332 | 111.6939
2027 | 1 | 3 | 15 | MW | 13210.389 | 3122.6774 | 2288.9959 | 19010.3879 | 9619.0963 | 1079.0489 | 2816.8802 | 403.6034 | 3922.2176 | 1799.9872 | 3070.4491 | 1621.8197 | 5803.3326 | 3370.1099 | 14516.243 | 3184.1354 | 5462.0187 | 1903.1382 | 3245.7325 | 13644.2406 | 3088.4782 | 351.9385 | 1660.9131 | 4217.4683 | 883.4394 | 111.4462
2027 | 1 | 3 | 16 | MW | 13312.7571 | 3181.0126 | 2332.0015 | 19323.8691 | 9693.6353 | 1076.7467 | 2868.513 | 394.6127 | 3857.5543 | 1781.571 | 3043.122 | 1665.2414 | 6012.7749 | 3317.4768 | 14340.363 | 3180.5917 | 5443.9997 | 1899.0777 | 3279.9363 | 13251.6017 | 3061.0909 | 348.0622 | 1691.2618 | 4443.6606 | 886.7896 | 114.43
2027 | 1 | 3 | 17 | MW | 13822.0117 | 3425.1576 | 2399.0282 | 20472.0328 | 10064.4472 | 1065.2362 | 3051.7494 | 400.2943 | 3932.8725 | 1793.2093 | 3612.4285 | 1765.6852 | 6134.8672 | 3403.881 | 14513.0644 | 3278.4532 | 5588.1475 | 1878.7764 | 3483.2592 | 13660.2208 | 3143.2516 | 354.5974 | 1853.6933 | 4797.8013 | 959.3561 | 121.3322
2027 | 1 | 3 | 18 | MW | 14515.2668 | 3706.8955 | 2759.3445 | 22013.0075 | 10569.2384 | 1192.3122 | 3039.5202 | 455.675 | 4140.0899 | 1906.6504 | 4059.9025 | 1804.3558 | 6134.8672 | 3747.063 | 16041.5208 | 3508.5233 | 6145.7951 | 2102.9027 | 3804.7753 | 15730.7033 | 3546.9407 | 383.8779 | 1989.8371 | 4881.1967 | 1076.7158 | 123.9895
2027 | 1 | 3 | 19 | MW | 14293.6856 | 3747.0824 | 2836.0572 | 21489.9108 | 10407.8949 | 1253.1798 | 3066.6953 | 458.6094 | 4191.5265 | 1912.6605 | 4156.685 | 1788.4618 | 6079.2805 | 3711.4668 | 16801.2428 | 3541.5073 | 6277.9303 | 2210.256 | 3819.9768 | 15947.571 | 3621.6316 | 389.0036 | 1990.906 | 4816.0793 | 1092.8517 | 122.8973
2027 | 1 | 3 | 20 | MW | 13974.9145 | 3682.2651 | 2588.8724 | 20717.5338 | 10175.7828 | 1244.5238 | 3026.3214 | 446.1223 | 4094.5311 | 1887.0824 | 4309.8281 | 1764.8663 | 5773.554 | 3691.3862 | 16433.6983 | 3456.7304 | 6129.6249 | 2194.9892 | 3797.5546 | 15401.9851 | 3417.1201 | 376.0612 | 1971.2427 | 4782.9509 | 1076.3623 | 121.2759
2027 | 1 | 3 | 21 | MW | 13675.5801 | 3552.6315 | 2511.5791 | 20245.4282 | 9957.8236 | 1239.7354 | 2933.538 | 433.1356 | 4005.6188 | 1860.4812 | 4225.5707 | 1659.6704 | 5404.3004 | 3501.237 | 15881.5791 | 3308.4391 | 6049.2347 | 2186.5439 | 3721.5461 | 14575.6215 | 3264.1802 | 366.1942 | 1904.1331 | 4551.0445 | 1036.6844 | 114.0472
2027 | 1 | 3 | 22 | MW | 12118.0175 | 3286.0159 | 2381.4002 | 19042.4825 | 8823.6901 | 1201.1525 | 2752.437 | 399.67 | 3860.4936 | 1791.9299 | 3948.8886 | 1540.0544 | 5115.4488 | 3274.2742 | 14797.5108 | 3094.7245 | 5815.4568 | 2118.4944 | 3499.981 | 13073.5492 | 2949.7655 | 352.0986 | 1744.0527 | 4255.1658 | 958.298 | 105.8276
2027 | 1 | 3 | 23 | MW | 11269.2618 | 3018.5376 | 2205.1157 | 17138.9428 | 8205.6717 | 1118.6451 | 2636.7493 | 355.5903 | 3594.124 | 1701.6377 | 3553.7895 | 1434.5315 | 4984.4233 | 2875.7214 | 13277.0036 | 2809.3178 | 5439.8421 | 1972.9746 | 3285.2575 | 11393.4243 | 2526.159 | 328.969 | 1634.1977 | 3968.427 | 896.5765 | 98.5764
2027 | 1 | 3 | 24 | MW | 10555.271 | 2999.5241 | 2048.0104 | 16030.4206 | 7685.7819 | 1047.0957 | 2728.9502 | 314.6948 | 3285.5014 | 1617.8682 | 3228.7162 | 1380.4588 | 5057.8768 | 2664.2753 | 11743.9155 | 2376.1654 | 5159.4008 | 1846.7816 | 3187.586 | 9756.6665 | 2223.8371 | 310.5486 | 1535.6704 | 3850.76 | 877.355 | 94.8607
2027 | 1 | 4 | 1 | MW | 10163.9363 | 2942.0533 | 1970.1356 | 15116.4201 | 7400.833 | 1004.0002 | 2729.3379 | 296.5884 | 3066.8942 | 1580.7795 | 3032.8742 | 1357.8462 | 4980.4527 | 2548.9688 | 10771.433 | 2400.4259 | 5024.9552 | 1770.7734 | 3180.7454 | 9108.3587 | 2051.692 | 298.0547 | 1543.7914 | 3754.8006 | 885.1145 | 93.3068
2027 | 1 | 4 | 2 | MW | 10160.0513 | 2931.2507 | 1924.2246 | 15312.8139 | 7398.0041 | 987.6094 | 2769.7124 | 285.4749 | 2940.5069 | 1558.0144 | 3019.2112 | 1333.9228 | 5014.6982 | 2472.2999 | 10216.2695 | 2290.0254 | 4953.3441 | 1741.8646 | 3149.2021 | 8587.8837 | 1944.6346 | 289.8537 | 1555.1192 | 3688.5419 | 901.4271 | 91.6629
2027 | 1 | 4 | 3 | MW | 10609.6965 | 2951.1279 | 1921.5122 | 14976.6687 | 7725.4116 | 977.7565 | 2771.8471 | 279.2312 | 2865.5553 | 1545.2254 | 3077.2806 | 1357.8462 | 5124.3825 | 2449.4817 | 9878.7847 | 2212.0632 | 4921.9269 | 1724.4869 | 3238.5118 | 8270.5765 | 1885.237 | 286.6501 | 1585.8957 | 3725.6696 | 915.3578 | 93.3068
2027 | 1 | 4 | 4 | MW | 10669.3059 | 3059.5882 | 1911.4393 | 15728.2772 | 7768.816 | 993.5948 | 2804.4574 | 281.2292 | 2890.1717 | 1549.3179 | 3191.7108 | 1392.0926 | 5365.0923 | 2513.0676 | 9836.7311 | 2247.5006 | 4908.5286 | 1752.4212 | 3384.8284 | 8202.0931 | 1847.8915 | 287.4189 | 1642.9598 | 3824.4851 | 937.9305 | 95.6601
2027 | 1 | 4 | 5 | MW | 10897.3641 | 3351.6976 | 2001.5179 | 16831.1246 | 7934.8757 | 1009.2492 | 2900.3458 | 294.7777 | 2923.2386 | 1577.0709 | 3351.117 | 1464.3528 | 5687.1968 | 2696.2202 | 10150.0755 | 2376.1654 | 4991.69 | 1780.0311 | 3681.6418 | 9012.4819 | 1920.4491 | 296.0365 | 1823.7724 | 4071.2419 | 1003.2667 | 100.6256
2027 | 1 | 4 | 6 | MW | 11378.1128 | 3764.3671 | 2154.362 | 18449.5219 | 8284.9312 | 1067.17 | 3158.3135 | 329.2424 | 3142.948 | 1647.6674 | 3636.9078 | 1606.4167 | 5975.5521 | 2970.9485 | 11089.0051 | 2667.8411 | 5218.5384 | 1882.1871 | 4086.0071 | 10254.3119 | 2226.6828 | 314.9375 | 1994.1115 | 4414.5296 | 1094.5267 | 110.3878
2027 | 1 | 4 | 7 | MW | 12238.5294 | 3891.8409 | 2388.1801 | 20498.4761 | 8911.4404 | 1165.6999 | 3285.2594 | 367.9526 | 3499.3322 | 1726.9605 | 3880.0018 | 1726.8516 | 5944.7808 | 3436.7385 | 12895.7415 | 3029.847 | 5611.248 | 2055.966 | 4112.6102 | 12340.7745 | 2700.4387 | 341.4308 | 2045.1924 | 4503.6355 | 1128.1201 | 118.6637
2027 | 1 | 4 | 8 | MW | 13220.751 | 3798.5037 | 2503.2488 | 21399.2666 | 9626.6414 | 1190.0103 | 3209.1695 | 378.4418 | 3601.4713 | 1748.4472 | 3696.6848 | 1715.7088 | 5904.0838 | 3717.5508 | 14202.8216 | 3258.8268 | 5739.6873 | 2098.8427 | 3859.8811 | 13215.0786 | 2968.6169 | 354.1169 | 1979.7916 | 4526.4845 | 1101.4037 | 117.898
2027 | 1 | 4 | 9 | MW | 13498.0566 | 3695.2293 | 2484.6518 | 21176.4296 | 9828.5604 | 1180.3414 | 3009.8221 | 394.9249 | 3736.6773 | 1782.2102 | 3552.6514 | 1721.2806 | 5825.6671 | 3726.3748 | 14698.8415 | 3236.747 | 5752.6231 | 2081.7895 | 3685.0617 | 13587.1747 | 3117.6427 | 353.8606 | 1897.9353 | 4523.6284 | 1064.9881 | 118.2809
2027 | 1 | 4 | 10 | MW | 13488.9876 | 3526.2723 | 2467.6044 | 20893.1591 | 9821.9569 | 1176.2898 | 2892.7758 | 401.5431 | 3860.861 | 1795.7671 | 3445.6212 | 1706.0416 | 5716.4791 | 3703.5565 | 15060.2674 | 3250.3762 | 5735.0673 | 2074.6436 | 3606.3935 | 13728.7042 | 3175.973 | 356.904 | 1837.8778 | 4468.7941 | 1028.1313 | 117.2337
2027 | 1 | 4 | 11 | MW | 13511.0164 | 3358.6115 | 2450.7509 | 20538.1292 | 9837.9971 | 1165.0554 | 2823.0915 | 404.9146 | 3947.2014 | 1802.6737 | 3397.7996 | 1684.4127 | 5645.0102 | 3617.1523 | 15179.4342 | 3248.4673 | 5731.3714 | 2054.8293 | 3453.2362 | 13975.251 | 3152.8548 | 357.1923 | 1803.0414 | 4379.1167 | 1013.3192 | 115.7474
2027 | 1 | 4 | 12 | MW | 13443.6311 | 3264.8426 | 2420.3376 | 19930.0514 | 9788.9307 | 1144.8891 | 2789.5109 | 405.4765 | 3952.3452 | 1803.8245 | 3338.0225 | 1653.9355 | 5579.4977 | 3499.7157 | 14971.1388 | 3218.2097 | 5671.7713 | 2019.2616 | 3380.2675 | 13806.3238 | 3136.4941 | 353.8286 | 1739.565 | 4293.4367 | 976.3735 | 113.6531
2027 | 1 | 4 | 13 | MW | 13339.9699 | 3184.9013 | 2387.4057 | 19444.7242 | 9713.4502 | 1121.2234 | 2724.4851 | 401.1684 | 3940.2207 | 1795.0003 | 3264.5824 | 1633.4534 | 5544.7559 | 3414.8339 | 14714.9452 | 3144.064 | 5612.172 | 1977.5221 | 3290.9578 | 13621.4164 | 3104.4827 | 347.9981 | 1686.5608 | 4190.6219 | 935.8142 | 112.2457
2027 | 1 | 4 | 14 | MW | 13277.7685 | 3174.0987 | 2354.6668 | 19091.5897 | 9668.1585 | 1100.7807 | 2783.8821 | 398.1091 | 3908.9908 | 1788.7329 | 3172.3544 | 1611.0048 | 5607.7874 | 3311.0878 | 14515.7578 | 3069.9184 | 5498.5174 | 1941.4669 | 3199.3677 | 13500.4298 | 3071.4052 | 346.7807 | 1651.2954 | 4139.2135 | 910.5082 | 110.7031
2027 | 1 | 4 | 15 | MW | 13192.2452 | 3193.5441 | 2308.5619 | 18804.5401 | 9605.885 | 1087.0602 | 2835.1266 | 395.2995 | 3881.0685 | 1782.9781 | 3129.6566 | 1611.9876 | 5678.263 | 3216.1646 | 14269.1487 | 2994.1367 | 5439.8421 | 1917.2678 | 3181.1255 | 13192.2545 | 3002.4056 | 347.4856 | 1650.6543 | 4170.0574 | 893.5787 | 110.7706
2027 | 1 | 4 | 16 | MW | 13162.4405 | 3216.8781 | 2316.3108 | 18513.7228 | 9584.1828 | 1089.2702 | 2905.5869 | 388.8685 | 3782.6027 | 1769.8051 | 3127.949 | 1644.4314 | 5925.9213 | 3200.649 | 14078.619 | 2985.6861 | 5388.5588 | 1921.1656 | 3195.5669 | 12776.7914 | 2967.1935 | 347.8059 | 1678.6531 | 4347.1277 | 874.6218 | 113
2027 | 1 | 4 | 17 | MW | 13517.4934 | 3414.7868 | 2370.7451 | 19129.3591 | 9842.7133 | 1103.8194 | 3040.8796 | 398.671 | 3894.6618 | 1789.8836 | 3593.6415 | 1730.292 | 6069.3541 | 3241.1129 | 14255.9771 | 3073.4621 | 5577.5213 | 1946.8263 | 3401.1702 | 13340.6388 | 3111.9525 | 354.5654 | 1832.1079 | 4656.1458 | 939.7823 | 118.9001
2027 | 1 | 4 | 18 | MW | 14047.4779 | 3666.2776 | 2754.6957 | 19814.8595 | 10228.6196 | 1200.1393 | 2955.0843 | 455.6125 | 4159.9301 | 1906.5217 | 4008.6657 | 1754.8712 | 6030.6424 | 3552.3489 | 15811.35 | 3263.7325 | 6032.6021 | 2116.7074 | 3716.9851 | 15331.2203 | 3438.1049 | 386.4407 | 1971.2427 | 4610.4497 | 1034.7448 | 120.5891
2027 | 1 | 4 | 19 | MW | 13844.0347 | 3660.6591 | 2596.8151 | 19537.2522 | 10080.4831 | 1253.5482 | 2968.0896 | 452.8653 | 4171.3198 | 1900.8946 | 4114.5557 | 1707.1884 | 5947.2624 | 3476.2898 | 16210.1099 | 3285.5407 | 6058.013 | 2210.9057 | 3713.9453 | 15340.3456 | 3461.9342 | 380.5782 | 1946.4506 | 4511.6322 | 1055.907 | 117.3125
2027 | 1 | 4 | 20 | MW | 13504.5336 | 3594.9782 | 2518.5528 | 19021.714 | 9833.2766 | 1236.8809 | 2938.3907 | 436.4446 | 4057.0561 | 1867.2591 | 4205.0762 | 1681.6272 | 5658.4108 | 3385.6267 | 15774.3823 | 3181.4091 | 5933.2697 | 2181.5093 | 3656.5591 | 14548.2238 | 3249.2417 | 366.5787 | 1913.323 | 4472.22 | 1048.3232 | 115.556
2027 | 1 | 4 | 21 | MW | 13215.5671 | 3492.1347 | 2449.2013 | 18489.175 | 9622.8668 | 1229.2381 | 2868.7064 | 421.2728 | 3964.4697 | 1836.1815 | 4114.5557 | 1625.588 | 5369.5592 | 3291.9209 | 15360.9337 | 3055.4706 | 5869.0505 | 2168.0294 | 3585.4907 | 13813.1678 | 3106.9734 | 359.0183 | 1840.4434 | 4321.4245 | 1022.6649 | 111.7052
2027 | 1 | 4 | 22 | MW | 11781.1084 | 3280.831 | 2352.7295 | 17497.7403 | 8578.3709 | 1203.3622 | 2725.2619 | 395.2995 | 3842.8579 | 1782.9781 | 3845.8432 | 1530.2232 | 5099.5671 | 3112.4197 | 14532.2059 | 2938.2555 | 5677.3153 | 2122.3917 | 3442.5948 | 12710.5893 | 2872.585 | 347.4535 | 1733.7939 | 4068.3858 | 955.1246 | 105.152
2027 | 1 | 4 | 23 | MW | 11052.8646 | 3041.4391 | 2192.718 | 16036.0837 | 8048.1029 | 1136.6934 | 2632.2843 | 354.2167 | 3621.6788 | 1698.8246 | 3526.4634 | 1424.2085 | 4982.438 | 2795.0975 | 13257.437 | 2708.7311 | 5349.7496 | 2004.8067 | 3294.3785 | 11352.3277 | 2522.2472 | 328.2322 | 1633.3433 | 3782.2167 | 901.6906 | 97.867
2027 | 1 | 4 | 24 | MW | 10385.5175 | 3018.1058 | 2050.529 | 14899.2462 | 7562.1765 | 1059.4349 | 2718.0796 | 314.5075 | 3321.1401 | 1617.4842 | 3216.7608 | 1370.6267 | 5062.84 | 2591.8665 | 11750.3568 | 2293.0234 | 5095.1815 | 1868.5446 | 3201.6482 | 9669.9216 | 2241.2651 | 308.9148 | 1532.6782 | 3675.4044 | 876.3857 | 94.1851
2027 | 1 | 5 | 1 | MW | 9979.93 | 2948.5346 | 1943.2083 | 14002.2349 | 7266.8495 | 1014.1298 | 2717.8854 | 297.6499 | 3090.4084 | 1582.9533 | 3018.0721 | 1342.1162 | 4975.9858 | 2504.2448 | 10665.3172 | 2309.9247 | 4964.4319 | 1788.6391 | 3189.1064 | 9007.9149 | 2053.8254 | 293.1854 | 1540.7992 | 3566.8773 | 885.8192 | 92.2259
2027 | 1 | 5 | 2 | MW | 9909.9585 | 2938.5964 | 1901.5594 | 13660.4266 | 7215.9 | 987.7936 | 2762.5301 | 283.9764 | 2962.918 | 1554.9451 | 2966.2657 | 1333.2679 | 4960.6005 | 2423.317 | 10022.3344 | 2243.684 | 4872.4915 | 1742.1894 | 3130.1998 | 8373.3027 | 1934.3203 | 282.5816 | 1549.7759 | 3530.3212 | 911.831 | 91.6179
2027 | 1 | 5 | 3 | MW | 10299.9942 | 2939.4609 | 1862.8158 | 13205.3219 | 7499.9031 | 972.2314 | 2753.4072 | 274.9856 | 2868.1271 | 1536.5289 | 2998.1471 | 1337.528 | 5005.2681 | 2472.6038 | 9586.3743 | 2186.4396 | 4824.4425 | 1714.7422 | 3248.0129 | 7930.443 | 1871.3659 | 277.2637 | 1564.3091 | 3539.4593 | 930.0832 | 91.9106
2027 | 1 | 5 | 4 | MW | 10298.7012 | 2995.6354 | 1850.4172 | 13484.8013 | 7498.9615 | 974.994 | 2774.1767 | 272.3633 | 2836.5308 | 1531.1569 | 3035.7209 | 1331.7931 | 5060.8548 | 2464.3897 | 9434.0636 | 2145.8224 | 4770.8487 | 1719.6146 | 3245.3532 | 7635.9643 | 1832.9531 | 276.2066 | 1602.7801 | 3534.3186 | 941.4574 | 91.5165
2027 | 1 | 5 | 5 | MW | 10328.5059 | 3140.8257 | 1890.1299 | 13681.2068 | 7520.6637 | 971.863 | 2796.3049 | 278.482 | 2775.1733 | 1543.6907 | 3140.474 | 1333.4318 | 5223.6441 | 2536.4946 | 9393.3574 | 2165.7217 | 4792.5636 | 1714.0925 | 3463.8776 | 7823.1519 | 1827.2629 | 278.417 | 1711.5662 | 3625.1393 | 980.6061 | 91.6291
2027 | 1 | 5 | 6 | MW | 10376.4485 | 3365.5254 | 1928.4858 | 14396.918 | 7555.573 | 987.9778 | 2945.3789 | 296.4636 | 2857.4723 | 1580.5242 | 3267.9976 | 1415.6871 | 5485.1987 | 2552.3152 | 9659.0497 | 2236.0519 | 4839.2263 | 1742.5143 | 3732.1875 | 8236.3348 | 1953.1705 | 285.5609 | 1813.9413 | 3843.9064 | 1035.4506 | 97.2815
2027 | 1 | 5 | 7 | MW | 10748.3463 | 3482.1966 | 2082.6857 | 16087.0747 | 7826.369 | 1041.7548 | 3039.7144 | 320.0018 | 3019.4992 | 1628.7397 | 3355.1018 | 1546.2812 | 5536.3185 | 2829.4773 | 10677.9451 | 2497.7428 | 5065.1507 | 1837.3618 | 3861.0221 | 9352.6144 | 2257.6269 | 299.9128 | 1891.9509 | 4001.5554 | 1104.8427 | 106.2555
2027 | 1 | 5 | 8 | MW | 11650.2286 | 3526.7041 | 2181.0946 | 17669.5863 | 8483.0713 | 1072.5109 | 3031.756 | 331.8022 | 3099.5937 | 1652.9107 | 3201.9586 | 1586.9174 | 5543.7633 | 3196.0851 | 11734.9564 | 2800.8683 | 5205.1402 | 1891.607 | 3802.8749 | 9975.8156 | 2501.2624 | 309.7156 | 1896.8664 | 4138.6419 | 1105.0194 | 109.0479
2027 | 1 | 5 | 9 | MW | 12234.6386 | 3482.1966 | 2223.9065 | 18377.7507 | 8908.6072 | 1086.0473 | 2889.0883 | 355.9649 | 3250.5983 | 1702.4056 | 3159.8305 | 1609.53 | 5503.5626 | 3353.073 | 12542.7223 | 2917.8105 | 5313.2509 | 1915.4813 | 3696.8434 | 10617.2717 | 2752.3676 | 313.8482 | 1842.3667 | 4124.9348 | 1082.6235 | 110.6017
2027 | 1 | 5 | 10 | MW | 12390.1391 | 3407.0085 | 2241.3415 | 18387.193 | 9021.8344 | 1091.9408 | 2791.2579 | 365.0806 | 3402.3369 | 1721.0781 | 3142.7501 | 1605.2699 | 5415.2194 | 3370.4149 | 13053.2325 | 3000.1339 | 5424.1335 | 1925.8757 | 3581.3107 | 10916.3218 | 2806.0738 | 320.3835 | 1788.2936 | 4103.229 | 1055.2012 | 110.309
2027 | 1 | 5 | 11 | MW | 12469.1854 | 3248.8541 | 2241.1477 | 18100.155 | 9079.3917 | 1089.6386 | 2736.5202 | 370.8246 | 3470.3077 | 1732.844 | 3138.1968 | 1584.2959 | 5355.1659 | 3331.7761 | 13199.4927 | 3015.672 | 5451.854 | 1921.8153 | 3458.9366 | 11263.3015 | 2818.8777 | 319.7427 | 1762.2193 | 4036.9703 | 1015.4344 | 108.8677
2027 | 1 | 5 | 12 | MW | 12406.984 | 3169.7774 | 2196.3986 | 17582.7214 | 9034.0999 | 1077.5754 | 2701.1925 | 371.2617 | 3492.7188 | 1733.7395 | 3099.4839 | 1552.344 | 5285.6823 | 3200.3441 | 13102.6722 | 2976.6909 | 5354.3696 | 1900.5393 | 3357.0851 | 11222.2158 | 2806.0738 | 317.7246 | 1710.284 | 3934.1554 | 982.987 | 106.6721
2027 | 1 | 5 | 13 | MW | 12261.8513 | 3089.8361 | 2177.9954 | 17038.8563 | 8928.4221 | 1054.6466 | 2632.4785 | 367.3283 | 3455.2439 | 1725.6821 | 3019.2112 | 1532.0259 | 5233.5705 | 3086.8638 | 12799.8808 | 2913.7222 | 5255.9612 | 1860.0993 | 3252.954 | 10961.9701 | 2760.5474 | 311.9902 | 1653.0054 | 3821.0593 | 942.6033 | 105.2759
2027 | 1 | 5 | 14 | MW | 12167.2591 | 3073.8477 | 2140.0271 | 16610.1714 | 8859.5451 | 1037.6112 | 2699.8339 | 362.9577 | 3403.8065 | 1716.7293 | 2922.9984 | 1520.72 | 5328.3652 | 2979.7713 | 12582.6576 | 2857.5669 | 5127.522 | 1830.0537 | 3207.3485 | 10763.3748 | 2698.6603 | 309.7477 | 1601.0701 | 3778.7909 | 916.0636 | 104.499
2027 | 1 | 5 | 15 | MW | 12107.6496 | 3066.502 | 2097.2153 | 16347.6811 | 8816.1407 | 1011.4592 | 2744.2844 | 363.7693 | 3363.0248 | 1718.3916 | 2873.4691 | 1522.3578 | 5516.9626 | 2900.3648 | 12391.8833 | 2804.4109 | 5147.3881 | 1783.9289 | 3193.6673 | 10576.1861 | 2680.8773 | 308.6585 | 1616.4589 | 3859.8999 | 911.3897 | 104.6115
2027 | 1 | 5 | 16 | MW | 12238.5294 | 3120.9485 | 2099.3455 | 16676.2678 | 8911.4404 | 1009.7095 | 2846.5783 | 358.2125 | 3377.7204 | 1707.0096 | 2904.781 | 1571.3514 | 5799.859 | 2863.5522 | 12363.7327 | 2788.8739 | 4997.2347 | 1780.843 | 3190.2466 | 10738.2693 | 2679.8101 | 309.7797 | 1669.0353 | 4148.3535 | 881.7644 | 107.9782
2027 | 1 | 5 | 17 | MW | 12708.9103 | 3331.3887 | 2145.4512 | 17476.9718 | 9253.9465 | 1020.4833 | 2998.1754 | 375.32 | 3489.4121 | 1742.0521 | 3379.0126 | 1664.9135 | 5945.7735 | 2896.4097 | 12624.5249 | 2866.0176 | 5240.2526 | 1799.8449 | 3339.9832 | 11263.3015 | 2804.2954 | 312.8552 | 1790.0036 | 4565.3251 | 940.3114 | 114.4075
2027 | 1 | 5 | 18 | MW | 13371.0677 | 3626.0906 | 2475.5471 | 18700.6742 | 9736.0939 | 1126.3802 | 2895.6873 | 438.5676 | 3871.8833 | 1871.6069 | 3827.6258 | 1677.0391 | 5908.0537 | 3228.03 | 14202.4554 | 3076.1884 | 5668.537 | 1986.6171 | 3655.7989 | 12936.5824 | 3244.9738 | 338.6437 | 1931.9174 | 4608.7367 | 1031.8349 | 115.2407
2027 | 1 | 5 | 19 | MW | 13200.0211 | 3591.0895 | 2466.6363 | 18447.6264 | 9611.547 | 1196.9164 | 2923.4449 | 432.324 | 3944.6296 | 1858.8178 | 3923.2691 | 1638.5325 | 5887.2089 | 3246.2844 | 14961.6047 | 3148.4252 | 5729.061 | 2111.0232 | 3661.8793 | 13306.3971 | 3278.0513 | 342.6802 | 1905.8431 | 4513.9187 | 1049.029 | 112.5947
2027 | 1 | 5 | 20 | MW | 12925.3075 | 3512.0119 | 2405.8089 | 18011.3946 | 9411.5153 | 1184.5772 | 2889.2817 | 415.9033 | 3820.8133 | 1825.1824 | 3975.0766 | 1620.6719 | 5580.4904 | 3201.8654 | 14743.9775 | 3108.8995 | 5681.936 | 2089.2602 | 3568.7689 | 12795.0529 | 3127.9582 | 334.9917 | 1872.0743 | 4475.0761 | 1036.4199 | 111.3674
2027 | 1 | 5 | 21 | MW | 12686.8815 | 3409.1692 | 2350.9861 | 17688.471 | 9237.9063 | 1175.9214 | 2809.892 | 400.7314 | 3770.479 | 1794.1048 | 3913.0224 | 1580.5276 | 5296.6013 | 3110.2896 | 14422.6389 | 3008.5845 | 5584.9132 | 2073.9939 | 3493.5205 | 12281.4273 | 2993.8697 | 328.072 | 1826.1235 | 4323.709 | 1005.5597 | 108.6088
2027 | 1 | 5 | 22 | MW | 11381.9978 | 3199.5935 | 2310.4991 | 16882.1156 | 8287.76 | 1162.2928 | 2675.7645 | 376.8185 | 3693.6903 | 1745.1215 | 3701.8098 | 1488.9311 | 5022.6393 | 2977.0326 | 13724.0817 | 2895.4578 | 5464.7899 | 2049.9569 | 3352.9051 | 11315.8047 | 2793.6249 | 317.9168 | 1733.1528 | 4087.807 | 931.935 | 102.3146
2027 | 1 | 5 | 23 | MW | 10785.9269 | 2984.8328 | 2170.828 | 15673.5069 | 7853.7332 | 1098.2946 | 2578.1291 | 338.795 | 3507.4152 | 1667.2344 | 3414.8789 | 1386.5207 | 4902.036 | 2682.8335 | 12613.4232 | 2693.193 | 5190.8172 | 1937.0821 | 3193.6673 | 10153.8681 | 2473.5201 | 301.867 | 1604.4901 | 3865.0406 | 880.4417 | 95.2772
2027 | 1 | 5 | 24 | MW | 10201.517 | 2963.2267 | 2036.9685 | 14493.2369 | 7428.1972 | 1028.2184 | 2660.0419 | 304.3304 | 3241.7804 | 1596.6379 | 3152.4294 | 1340.6414 | 5061.3511 | 2507.2874 | 11380.504 | 2288.1177 | 4945.9514 | 1813.4875 | 3117.6588 | 8667.7814 | 2211.3882 | 284.2475 | 1514.2971 | 3709.676 | 866.4221 | 92.1246
2027 | 1 | 6 | 1 | MW | 9803.6995 | 2891.0638 | 1958.7061 | 13528.2455 | 7138.5279 | 984.4787 | 2647.425 | 291.1565 | 3040.4415 | 1569.6527 | 2974.2363 | 1307.3788 | 4915.9329 | 2416.6242 | 10426.4675 | 2282.938 | 4805.0379 | 1736.343 | 3111.9576 | 8078.823 | 2047.779 | 273.2272 | 1511.7327 | 3616.5709 | 879.5591 | 89.8389
2027 | 1 | 6 | 2 | MW | 9733.728 | 2868.1615 | 1876.7631 | 13101.4561 | 7087.5784 | 957.8664 | 2688.964 | 276.2344 | 2903.3985 | 1539.0867 | 2867.2072 | 1303.4456 | 4886.6507 | 2267.5466 | 9799.5098 | 2184.259 | 4722.3381 | 1689.4063 | 3069.3928 | 7462.4723 | 1931.8296 | 263.5845 | 1523.4883 | 3588.5831 | 907.2459 | 89.5686
2027 | 1 | 6 | 3 | MW | 10160.0513 | 2868.5934 | 1826.3962 | 12925.8307 | 7398.0041 | 936.5949 | 2672.853 | 265.5577 | 2814.4862 | 1517.2172 | 2889.4093 | 1287.7156 | 4903.0286 | 2233.7766 | 9355.772 | 2103.8433 | 4701.0856 | 1651.8895 | 3115.3783 | 7003.6334 | 1868.5202 | 258.555 | 1534.3882 | 3564.5928 | 914.9176 | 88.4877
2027 | 1 | 6 | 4 | MW | 10147.0915 | 2882.8537 | 1799.276 | 13065.5704 | 7388.5675 | 936.5949 | 2671.3002 | 263.1852 | 2772.6014 | 1512.3568 | 2940.0777 | 1280.8339 | 4912.955 | 2174.7534 | 9114.1654 | 2079.0372 | 4652.5742 | 1651.8895 | 3195.5669 | 6807.314 | 1829.3963 | 255.1592 | 1579.4835 | 3559.4522 | 909.6268 | 88.0148
2027 | 1 | 6 | 5 | MW | 10182.0801 | 3029.7721 | 1801.6008 | 13335.6192 | 7414.0443 | 931.346 | 2686.4402 | 266.744 | 2682.9543 | 1519.6473 | 3018.6416 | 1281.4888 | 5056.3879 | 2184.4899 | 9008.2845 | 2073.04 | 4668.7444 | 1642.6318 | 3361.266 | 6720.569 | 1804.4997 | 255.3515 | 1662.4098 | 3579.4432 | 947.0127 | 88.0598
2027 | 1 | 6 | 6 | MW | 10153.5685 | 3210.8287 | 1819.4226 | 13779.4096 | 7393.2837 | 939.6336 | 2781.3583 | 279.0439 | 2723.3694 | 1544.8415 | 3060.7709 | 1356.8633 | 5290.6455 | 2206.0906 | 9089.1679 | 2105.4794 | 4696.0032 | 1657.2489 | 3640.5974 | 6944.2808 | 1874.5666 | 258.3628 | 1767.7759 | 3819.9161 | 1003.6201 | 93.2393
2027 | 1 | 6 | 7 | MW | 10419.2131 | 3319.289 | 1932.9417 | 15248.613 | 7586.7118 | 983.5578 | 2870.8419 | 297.962 | 2807.5054 | 1583.5936 | 3113.1469 | 1489.0951 | 5309.5057 | 2467.1273 | 9928.1813 | 2322.7365 | 4887.2761 | 1734.7187 | 3725.7261 | 7699.8807 | 2086.904 | 268.8384 | 1832.749 | 3944.4367 | 1064.1067 | 102.3258
2027 | 1 | 6 | 8 | MW | 11179.8535 | 3371.5748 | 2026.8948 | 16806.5769 | 8140.5694 | 1009.2492 | 2867.9304 | 308.7634 | 2858.9419 | 1605.7183 | 2973.0972 | 1538.4166 | 5318.9358 | 2812.1355 | 10855.7694 | 2613.0502 | 5016.6393 | 1780.0311 | 3657.3192 | 8174.6997 | 2287.1476 | 276.623 | 1820.139 | 4076.9541 | 1083.7694 | 105.715
2027 | 1 | 6 | 9 | MW | 11729.2748 | 3365.5254 | 2064.4763 | 17639.3755 | 8540.6285 | 1026.3768 | 2758.8425 | 331.8022 | 2959.6122 | 1652.9107 | 2969.1124 | 1565.7804 | 5256.897 | 2986.4641 | 11552.4176 | 2764.8852 | 5105.3454 | 1810.2394 | 3590.8119 | 8854.969 | 2512.644 | 282.4214 | 1775.6837 | 4110.6541 | 1070.1911 | 107.5954
2027 | 1 | 6 | 10 | MW | 11949.5629 | 3323.6104 | 2107.482 | 17916.9711 | 8701.0305 | 1042.0312 | 2678.676 | 341.7295 | 3098.124 | 1673.2455 | 2991.3156 | 1563.1589 | 5210.7398 | 3037.2721 | 12120.5377 | 2864.3815 | 5162.6351 | 1837.8493 | 3522.7842 | 9327.5045 | 2589.8245 | 288.7645 | 1741.7016 | 4092.3761 | 1043.3858 | 107.4152
2027 | 1 | 6 | 11 | MW | 12136.1613 | 3201.7542 | 2135.9589 | 17830.1062 | 8836.9014 | 1043.5044 | 2643.7368 | 346.662 | 3189.9756 | 1683.3491 | 3016.934 | 1558.8987 | 5175.006 | 3005.3272 | 12363.4419 | 2895.7306 | 5202.3675 | 1840.4477 | 3432.7135 | 9843.4114 | 2642.4646 | 290.8788 | 1711.3529 | 4040.398 | 999.652 | 107.1225
2027 | 1 | 6 | 12 | MW | 12163.374 | 3128.7268 | 2125.6913 | 17425.9808 | 8856.7162 | 1041.2944 | 2624.7143 | 347.8483 | 3221.2055 | 1685.7793 | 2969.1124 | 1540.5462 | 5140.2642 | 2957.2569 | 12368.845 | 2855.3864 | 5160.3248 | 1836.5499 | 3363.9257 | 10087.666 | 2653.8462 | 291.1351 | 1661.1276 | 3984.4206 | 969.4087 | 105.8614
2027 | 1 | 6 | 13 | MW | 12090.8048 | 3050.0818 | 2108.451 | 17067.1716 | 8803.8752 | 1025.1797 | 2573.2764 | 347.2863 | 3210.5506 | 1684.6285 | 2912.1821 | 1528.0936 | 5129.8414 | 2876.0253 | 12256.0261 | 2799.5052 | 5141.3826 | 1808.1281 | 3260.9348 | 10112.7824 | 2623.6132 | 289.2771 | 1613.2522 | 3896.4561 | 936.0787 | 105.0057
2027 | 1 | 6 | 14 | MW | 12040.2701 | 3052.6743 | 2088.885 | 16738.585 | 8767.0786 | 1005.9341 | 2638.3022 | 344.7889 | 3198.0587 | 1679.5129 | 2835.8942 | 1514.0013 | 5265.8307 | 2822.4796 | 12120.1787 | 2761.3415 | 5059.1444 | 1774.1842 | 3168.2045 | 10078.5407 | 2613.655 | 288.6042 | 1587.819 | 3871.8942 | 905.0418 | 104.0373
2027 | 1 | 6 | 15 | MW | 12009.1724 | 3049.65 | 2061.1833 | 16496.8632 | 8744.4349 | 997.7387 | 2657.713 | 345.6006 | 3194.752 | 1681.1752 | 2790.9193 | 1523.1776 | 5424.6495 | 2766.1951 | 11981.1818 | 2708.4582 | 5037.8918 | 1759.7297 | 3137.0404 | 10099.0835 | 2592.6702 | 286.4579 | 1583.5446 | 3890.7438 | 886.1727 | 104.6679
2027 | 1 | 6 | 16 | MW | 12164.6671 | 3101.5032 | 2044.5236 | 16602.6245 | 8857.6578 | 992.8583 | 2732.25 | 343.228 | 3217.164 | 1676.3159 | 2716.3401 | 1588.3921 | 5757.1761 | 2740.9431 | 11948.1768 | 2706.2777 | 5017.5633 | 1751.1223 | 3183.406 | 10217.7888 | 2598.0054 | 286.2337 | 1620.3055 | 4170.629 | 877.8841 | 109.1492
2027 | 1 | 6 | 17 | MW | 12690.7665 | 3353.4265 | 2093.9214 | 17437.3069 | 9240.7352 | 1021.1281 | 2909.2752 | 367.5155 | 3378.0878 | 1726.065 | 3131.9338 | 1686.7063 | 5903.0905 | 2819.7408 | 12352.2106 | 2805.774 | 5240.2526 | 1800.9822 | 3331.2421 | 10809.034 | 2738.4965 | 291.936 | 1773.5471 | 4439.0916 | 934.3148 | 115.905
2027 | 1 | 6 | 18 | MW | 13398.2804 | 3671.0299 | 2338.3946 | 18898.9635 | 9755.9088 | 1134.115 | 2812.2216 | 434.2594 | 3847.2668 | 1862.7827 | 3550.3742 | 1711.6125 | 5886.2163 | 3146.4946 | 14083.0044 | 3069.3726 | 5653.2908 | 2000.2592 | 3617.4141 | 13009.6284 | 3258.4899 | 319.4544 | 1909.2631 | 4569.8942 | 1032.8931 | 117.6165
2027 | 1 | 6 | 19 | MW | 13323.1192 | 3677.512 | 2453.4633 | 18989.6077 | 9701.1804 | 1201.8889 | 2854.9251 | 433.8848 | 3960.4282 | 1862.0159 | 3758.7401 | 1682.938 | 5882.2457 | 3198.2152 | 15146.2977 | 3173.2313 | 5718.4347 | 2119.7933 | 3653.5184 | 13692.1812 | 3371.5937 | 333.4219 | 1896.4386 | 4538.4787 | 1050.7929 | 115.6461
2027 | 1 | 6 | 20 | MW | 13095.061 | 3604.4846 | 2451.1385 | 18581.703 | 9535.1207 | 1179.6968 | 2819.404 | 419.8992 | 3897.6011 | 1833.3674 | 3831.6106 | 1645.9061 | 5527.881 | 3170.833 | 15016.4526 | 3142.7009 | 5688.4039 | 2080.6527 | 3575.9896 | 13178.5556 | 3164.2364 | 333.2298 | 1866.3032 | 4485.3574 | 1034.9216 | 113.1014
2027 | 1 | 6 | 21 | MW | 12868.2901 | 3474.4183 | 2382.5622 | 18111.4811 | 9369.9983 | 1166.5286 | 2735.5492 | 404.54 | 3853.5128 | 1801.9058 | 3775.8194 | 1571.0234 | 5226.1257 | 3061.0029 | 14640.5145 | 3056.8337 | 5631.1142 | 2057.4276 | 3507.5818 | 12523.4006 | 3019.1213 | 329.3535 | 1798.9803 | 4288.8677 | 992.5094 | 107.9557
2027 | 1 | 6 | 22 | MW | 11485.6649 | 3216.8781 | 2284.7347 | 17072.8464 | 8363.2448 | 1139.0878 | 2581.2348 | 377.0682 | 3759.4567 | 1745.633 | 3560.621 | 1457.6351 | 4960.6005 | 2867.5073 | 13826.3045 | 2910.4501 | 5455.0883 | 2009.0298 | 3280.6965 | 11384.2881 | 2783.6667 | 325.5412 | 1668.3942 | 3991.8458 | 910.2437 | 100.164
2027 | 1 | 6 | 23 | MW | 10710.7657 | 2957.1773 | 2104.5766 | 15535.651 | 7799.0048 | 1070.0245 | 2472.3411 | 334.9864 | 3526.8879 | 1659.4333 | 3228.1466 | 1347.1952 | 4881.1911 | 2553.8365 | 12432.4551 | 2648.7604 | 5113.6613 | 1887.2217 | 3074.3338 | 10110.5011 | 2445.7766 | 307.281 | 1565.1635 | 3663.9799 | 851.4322 | 92.5749
2027 | 1 | 6 | 24 | MW | 10081.005 | 2905.3234 | 1965.293 | 14228.8512 | 7340.4469 | 997.0941 | 2555.8068 | 298.3366 | 3237.7389 | 1584.3604 | 2923.5679 | 1293.9424 | 5011.224 | 2377.9854 | 11073.2637 | 2260.5852 | 4828.6008 | 1758.593 | 2988.8241 | 8597.0145 | 2144.8782 | 288.2199 | 1464.0718 | 3574.3025 | 830.9758 | 88.9156
2027 | 1 | 7 | 1 | MW | 9707.8084 | 2851.7413 | 1904.078 | 13335.6192 | 7068.7051 | 956.0248 | 2549.4012 | 286.1616 | 3033.4607 | 1559.4215 | 2767.0085 | 1263.6282 | 4964.0748 | 2213.696 | 10204.4108 | 2233.8714 | 4658.1181 | 1686.1582 | 2961.4609 | 8081.1054 | 1982.6912 | 271.1129 | 1461.2941 | 3532.0341 | 834.5026 | 86.8325
2027 | 1 | 7 | 2 | MW | 9698.7394 | 2865.5691 | 1846.7366 | 12939.0524 | 7062.1016 | 931.7143 | 2588.0287 | 272.8628 | 2899.357 | 1532.1801 | 2691.8608 | 1251.8314 | 4990.8755 | 2238.0355 | 9766.6464 | 2133.0106 | 4594.3605 | 1643.2815 | 2942.4585 | 7661.0753 | 1925.7832 | 266.3396 | 1474.9718 | 3482.3406 | 852.8427 | 86.0218
2027 | 1 | 7 | 3 | MW | 10143.2006 | 2885.0144 | 1839.5692 | 12782.3117 | 7385.7344 | 919.3751 | 2603.1687 | 266.1821 | 2851.5946 | 1518.4955 | 2726.0183 | 1249.5369 | 5126.8641 | 2206.3945 | 9498.8714 | 2096.7558 | 4592.5125 | 1621.5185 | 3013.9069 | 7396.2713 | 1878.1234 | 264.3854 | 1508.3127 | 3492.6218 | 870.6537 | 85.8641
2027 | 1 | 7 | 4 | MW | 10207.994 | 3009.8949 | 1864.753 | 13233.6489 | 7432.9134 | 935.1214 | 2654.8008 | 267.8679 | 2841.3071 | 1521.9488 | 2810.2758 | 1273.4603 | 5385.4408 | 2239.253 | 9528.6869 | 2136.5544 | 4606.8347 | 1649.2906 | 3153.7622 | 7405.4031 | 1869.9425 | 266.6279 | 1579.698 | 3600.5773 | 890.4931 | 87.5081
2027 | 1 | 7 | 5 | MW | 10478.8167 | 3324.9066 | 1943.9836 | 14279.8422 | 7630.112 | 959.2476 | 2768.3537 | 284.9753 | 2898.9896 | 1556.9913 | 3022.0579 | 1360.4677 | 5751.2202 | 2369.7713 | 9865.6364 | 2270.399 | 4716.3318 | 1691.8425 | 3522.024 | 8083.3889 | 1962.0626 | 276.0463 | 1764.5704 | 3918.1619 | 951.9501 | 93.487
2027 | 1 | 7 | 6 | MW | 11001.0311 | 3811.8997 | 2107.482 | 16223.0468 | 8010.3605 | 1020.1152 | 3027.4859 | 321.9998 | 3141.4784 | 1632.8322 | 3300.4487 | 1511.0519 | 6029.1534 | 2749.1582 | 10766.7293 | 2554.4427 | 5006.4754 | 1799.1957 | 4043.4423 | 9571.7591 | 2239.4867 | 298.9517 | 1964.6172 | 4292.8651 | 1054.8489 | 103.8346
2027 | 1 | 7 | 7 | MW | 11893.8444 | 3934.1877 | 2343.2372 | 18628.9147 | 8660.4592 | 1120.947 | 3118.5215 | 361.9587 | 3507.0478 | 1714.683 | 3549.8047 | 1649.0195 | 5960.1668 | 3217.6859 | 12722.7292 | 2928.7146 | 5415.3552 | 1977.0346 | 4140.7328 | 11395.7056 | 2611.1654 | 331.5639 | 2040.4902 | 4405.9632 | 1101.4037 | 113.3153
2027 | 1 | 7 | 8 | MW | 12912.3477 | 3811.8997 | 2472.6417 | 19748.7631 | 9402.0787 | 1146.0861 | 3078.1477 | 374.4459 | 3611.7588 | 1740.2611 | 3402.3539 | 1652.2968 | 5914.5059 | 3468.9872 | 14027.4343 | 3162.873 | 5547.4904 | 2021.3729 | 3862.9217 | 12370.4536 | 2830.2593 | 345.4673 | 1957.3506 | 4479.0754 | 1093.9087 | 113.5405
2027 | 1 | 7 | 9 | MW | 13198.7222 | 3687.0183 | 2420.3376 | 19486.2728 | 9610.6012 | 1145.3494 | 2920.5327 | 391.4284 | 3728.9617 | 1775.0483 | 3319.2356 | 1663.4388 | 5848.0002 | 3452.559 | 14519.1829 | 3145.4272 | 5566.895 | 2020.0735 | 3712.425 | 13098.6656 | 3032.9924 | 347.1972 | 1897.0798 | 4497.9251 | 1050.4395 | 114.3062
2027 | 1 | 7 | 10 | MW | 13211.682 | 3579.8543 | 2399.6096 | 19197.3393 | 9620.0379 | 1147.3752 | 2841.9198 | 399.2329 | 3856.8195 | 1791.0354 | 3305.5726 | 1657.7038 | 5789.9326 | 3458.948 | 14973.2988 | 3159.6021 | 5576.5973 | 2023.6464 | 3607.913 | 13639.678 | 3117.2877 | 352.5151 | 1838.7334 | 4497.9251 | 1025.1336 | 113.9121
2027 | 1 | 7 | 11 | MW | 13236.3028 | 3442.0097 | 2384.6933 | 18993.387 | 9637.9654 | 1140.1927 | 2792.0347 | 402.1049 | 3949.7733 | 1796.9179 | 3292.478 | 1649.3474 | 5736.3313 | 3434.6085 | 15115.0896 | 3161.2382 | 5576.1349 | 2010.9785 | 3499.2209 | 14039.1609 | 3170.6378 | 352.6753 | 1803.0414 | 4448.2297 | 988.9825 | 113.3378
2027 | 1 | 7 | 12 | MW | 13200.0211 | 3362.0684 | 2347.4993 | 18627.031 | 9611.547 | 1126.7483 | 2771.071 | 403.4162 | 3996.4335 | 1799.6033 | 3219.038 | 1632.4697 | 5680.7446 | 3385.0179 | 15019.193 | 3163.1459 | 5536.4018 | 1987.2664 | 3422.8323 | 14034.5982 | 3169.2155 | 351.0094 | 1759.8682 | 4337.4199 | 967.5569 | 112.1781
2027 | 1 | 7 | 13 | MW | 13126.1588 | 3270.0275 | 2329.6767 | 18262.5587 | 9557.7644 | 1106.7662 | 2716.9151 | 402.9166 | 3983.9424 | 1798.5812 | 3142.7501 | 1624.6051 | 5687.1968 | 3310.4791 | 14870.854 | 3159.6021 | 5489.7391 | 1952.0235 | 3343.784 | 13975.251 | 3129.7355 | 347.5176 | 1715.6273 | 4240.887 | 923.2051 | 111.6376
2027 | 1 | 7 | 14 | MW | 13070.4402 | 3239.3478 | 2299.0696 | 17941.5306 | 9517.1932 | 1089.8227 | 2803.8749 | 398.4212 | 3957.1215 | 1789.3721 | 3082.4045 | 1609.0382 | 5773.0577 | 3239.2878 | 14627.5931 | 3180.3188 | 5443.0757 | 1922.1401 | 3263.9746 | 13824.5853 | 3129.3805 | 344.8265 | 1688.2696 | 4185.4812 | 897.9881 | 110.5679
2027 | 1 | 7 | 15 | MW | 12990.1009 | 3193.1114 | 2251.4152 | 17527.9628 | 9458.6944 | 1062.0133 | 2796.6932 | 399.5451 | 3918.9109 | 1791.6746 | 3022.6275 | 1585.7706 | 5917.4838 | 3163.2277 | 14428.8057 | 3160.4195 | 5405.1906 | 1873.0921 | 3273.8559 | 13614.5725 | 3092.39 | 341.559 | 1684.423 | 4215.1838 | 878.7655 | 108.969
2027 | 1 | 7 | 16 | MW | 13075.6242 | 3225.5201 | 2250.64 | 17552.5106 | 9520.9678 | 1047.7402 | 2839.2025 | 393.4889 | 3844.3275 | 1779.2685 | 2937.8005 | 1633.2895 | 6160.6752 | 3086.5588 | 14285.2081 | 3129.0716 | 5393.1787 | 1847.9184 | 3307.2996 | 13466.1881 | 3045.4413 | 338.836 | 1753.6705 | 4467.0793 | 875.063 | 112.2344
2027 | 1 | 7 | 17 | MW | 13520.0854 | 3476.1463 | 2295.5828 | 18222.9055 | 9844.6006 | 1060.0795 | 3024.3802 | 407.412 | 3878.1292 | 1807.7893 | 3314.6812 | 1744.7122 | 6314.0351 | 3138.8881 | 14465.1934 | 3147.3349 | 5555.8063 | 1869.6814 | 3517.4631 | 13548.3704 | 3079.9423 | 339.0602 | 1916.3152 | 4797.2297 | 950.275 | 119.891
2027 | 1 | 7 | 18 | MW | 14100.6103 | 3799.3682 | 2499.5682 | 19493.8197 | 10267.3077 | 1166.2525 | 2941.6906 | 474.5306 | 4148.9078 | 1945.2738 | 3700.6707 | 1751.7578 | 6215.7655 | 3445.8651 | 15966.0958 | 3341.6948 | 5971.1549 | 2056.9406 | 3826.4373 | 15536.6706 | 3520.9756 | 365.3933 | 2070.8389 | 4802.3703 | 1056.435 | 120.3752
2027 | 1 | 7 | 19 | MW | 13965.8455 | 3802.8259 | 2568.532 | 19720.436 | 10169.1792 | 1229.6984 | 2970.8069 | 474.2184 | 4213.571 | 1944.6336 | 3897.6507 | 1697.1933 | 6136.3555 | 3479.0275 | 16791.9256 | 3345.5114 | 6033.0645 | 2168.8413 | 3913.8474 | 16173.5641 | 3634.0805 | 378.3678 | 2027.667 | 4698.9858 | 1072.2186 | 116.6257
2027 | 1 | 7 | 20 | MW | 13657.4422 | 3738.8723 | 2568.532 | 19214.3403 | 9944.6165 | 1212.755 | 2927.7151 | 458.4222 | 4107.3913 | 1912.2776 | 3979.6299 | 1657.5399 | 5719.9527 | 3415.4415 | 16496.4862 | 3294.8087 | 5910.6316 | 2138.9579 | 3878.5033 | 15427.1015 | 3414.9855 | 374.8758 | 2003.5148 | 4630.4425 | 1055.3779 | 113.9008
2027 | 1 | 7 | 21 | MW | 13299.7973 | 3603.6202 | 2544.511 | 18479.7327 | 9684.1987 | 1200.5077 | 2833.9614 | 440.8776 | 3999.3736 | 1876.3396 | 3906.7594 | 1558.2429 | 5366.5813 | 3312.913 | 15902.9317 | 3133.7057 | 5819.6151 | 2117.3571 | 3773.232 | 14513.9821 | 3241.7731 | 367.6679 | 1897.7209 | 4379.1167 | 1003.3556 | 107.0774
2027 | 1 | 7 | 22 | MW | 11750.0106 | 3324.9066 | 2404.0646 | 17214.4816 | 8555.7272 | 1158.6096 | 2651.6952 | 405.2892 | 3839.1838 | 1803.4405 | 3634.6306 | 1443.0519 | 5069.2922 | 3056.1352 | 14834.684 | 2870.3787 | 5583.0652 | 2043.4607 | 3494.6608 | 12966.2614 | 2910.6416 | 359.2106 | 1765.6393 | 4069.529 | 918.2678 | 99.1619
2027 | 1 | 7 | 23 | MW | 10868.8582 | 3047.9211 | 2178.9645 | 15512.987 | 7914.1193 | 1077.7596 | 2518.9263 | 355.1533 | 3546.7281 | 1700.7433 | 3233.8401 | 1340.1496 | 4959.1116 | 2709.9107 | 13201.5169 | 2542.1754 | 5197.2859 | 1900.8642 | 3254.4735 | 11290.6992 | 2493.4376 | 337.3303 | 1634.1977 | 3776.5064 | 854.5178 | 92.0908
2027 | 1 | 7 | 24 | MW | 10139.3156 | 3012.92 | 2022.2459 | 13990.9088 | 7382.9055 | 999.028 | 2572.888 | 315.3815 | 3239.576 | 1619.2752 | 2904.2114 | 1291.1569 | 5025.6173 | 2497.552 | 11570.0812 | 2136.8273 | 4877.1114 | 1762.0037 | 3168.9646 | 9512.4119 | 2186.1355 | 317.4042 | 1522.2049 | 3667.9774 | 825.5972 | 88.7241
2027 | 1 | 8 | 1 | MW | 9688.3773 | 2949.8308 | 1937.0099 | 12555.6954 | 7054.5565 | 954.1829 | 2542.8015 | 296.9006 | 3021.7036 | 1581.4186 | 2730.5737 | 1262.8093 | 4919.4066 | 2310.4443 | 10586.3246 | 2083.6712 | 4753.2929 | 1682.9096 | 3153.0021 | 8820.7262 | 2026.0831 | 299.4002 | 1524.3427 | 3566.8773 | 833.1799 | 86.7762
2027 | 1 | 8 | 2 | MW | 9617.107 | 2939.8927 | 1882.381 | 12094.9159 | 7002.6612 | 927.5705 | 2562.0181 | 283.9139 | 2878.4146 | 1554.8175 | 2635.4989 | 1241.6714 | 4932.8072 | 2251.4222 | 10039.1166 | 1972.1805 | 4680.757 | 1635.9729 | 3119.1783 | 8288.8391 | 1930.7634 | 292.9291 | 1530.9682 | 3506.9006 | 842.0854 | 85.3237
2027 | 1 | 8 | 3 | MW | 10013.6256 | 2942.9178 | 1861.0724 | 11845.6356 | 7291.3848 | 917.9938 | 2576.7705 | 276.9211 | 2811.9143 | 1540.4937 | 2651.4391 | 1242.9831 | 5030.5798 | 2208.5245 | 9711.2441 | 1898.8522 | 4677.061 | 1619.0823 | 3103.9767 | 7941.8561 | 1869.2313 | 289.3731 | 1550.417 | 3524.0373 | 852.9316 | 85.4138
2027 | 1 | 8 | 4 | MW | 10044.7233 | 3055.6994 | 1862.622 | 12087.3573 | 7314.0285 | 929.4124 | 2633.2553 | 279.1064 | 2787.2978 | 1544.9691 | 2708.9401 | 1285.4211 | 5248.9558 | 2220.9986 | 9697.4355 | 1924.2041 | 4677.061 | 1639.2215 | 3239.652 | 8003.4912 | 1876.345 | 290.7826 | 1628.8544 | 3658.8393 | 885.0267 | 88.33
2027 | 1 | 8 | 5 | MW | 10311.661 | 3387.995 | 1968.7798 | 12912.6091 | 7508.3982 | 957.59 | 2722.7381 | 294.9651 | 2849.0227 | 1577.4548 | 2882.0093 | 1371.9375 | 5599.3499 | 2363.6862 | 10000.841 | 2059.1379 | 4750.5202 | 1688.9188 | 3540.2662 | 8533.097 | 1962.4175 | 298.5673 | 1800.0492 | 3973.5677 | 952.3913 | 94.2751
2027 | 1 | 8 | 6 | MW | 10909.0308 | 3858.5678 | 2104.3828 | 14931.3525 | 7943.3708 | 1020.4833 | 2936.6437 | 330.3662 | 3092.9803 | 1649.9689 | 3133.0729 | 1516.7868 | 5845.5192 | 2714.7784 | 11017.341 | 2358.1739 | 4999.5451 | 1799.8449 | 4116.7902 | 10089.9582 | 2274.6988 | 316.6994 | 1998.1726 | 4316.8554 | 1051.7622 | 104.2287
2027 | 1 | 8 | 7 | MW | 11866.6316 | 3971.3503 | 2325.6093 | 17150.2689 | 8640.6444 | 1118.0006 | 3052.1371 | 369.9506 | 3425.1163 | 1731.053 | 3399.5072 | 1621.9827 | 5788.94 | 3146.7984 | 12951.1465 | 2762.1589 | 5429.6775 | 1971.8379 | 4219.0218 | 12144.4605 | 2736.0058 | 348.831 | 2058.0157 | 4399.6793 | 1083.4171 | 111.4574
2027 | 1 | 8 | 8 | MW | 12785.3588 | 3812.3315 | 2438.3532 | 18270.1173 | 9309.6122 | 1138.0746 | 3028.0685 | 381.5011 | 3556.6481 | 1754.7135 | 3234.9781 | 1621.6557 | 5756.1834 | 3367.6761 | 14210.1686 | 2988.1407 | 5527.6243 | 2007.2429 | 3905.4865 | 12916.0395 | 2939.4512 | 359.4027 | 1974.6628 | 4448.2297 | 1078.2141 | 111.435
2027 | 1 | 8 | 9 | MW | 12990.1009 | 3687.0183 | 2399.6096 | 18047.2802 | 9458.6944 | 1136.5094 | 2878.4119 | 397.4223 | 3696.2631 | 1787.3258 | 3130.2262 | 1616.0838 | 5660.8924 | 3353.6807 | 14618.362 | 2959.2451 | 5536.8642 | 2004.4823 | 3764.1109 | 13447.9266 | 3107.6846 | 356.0711 | 1901.782 | 4464.2232 | 1038.095 | 111.0521
2027 | 1 | 8 | 10 | MW | 12952.5203 | 3561.2734 | 2406.0018 | 17903.7612 | 9431.3302 | 1137.3382 | 2802.5162 | 402.7918 | 3822.2829 | 1798.3249 | 3129.6566 | 1611.9876 | 5627.6396 | 3360.3746 | 14975.3277 | 2968.2403 | 5555.3447 | 2005.9439 | 3651.9981 | 13758.3833 | 3145.03 | 357.801 | 1840.4434 | 4492.7826 | 1011.2907 | 110.7706
2027 | 1 | 8 | 11 | MW | 12956.4053 | 3410.4655 | 2420.9182 | 17716.7981 | 9434.1591 | 1127.7615 | 2761.9482 | 405.9136 | 3903.1131 | 1804.72 | 3128.5175 | 1603.6312 | 5599.3499 | 3362.5035 | 15110.0786 | 2959.5179 | 5577.5213 | 1989.0533 | 3542.1658 | 14098.519 | 3178.8187 | 356.5836 | 1794.4913 | 4414.5296 | 974.0815 | 110.1964
2027 | 1 | 8 | 12 | MW | 12940.8593 | 3279.1029 | 2378.8816 | 17433.5393 | 9422.8393 | 1112.7516 | 2746.2256 | 407.5369 | 3930.3006 | 1808.0446 | 3070.4491 | 1583.3131 | 5572.5493 | 3302.5688 | 14985.1904 | 2975.8735 | 5561.351 | 1962.5802 | 3457.0362 | 14107.6443 | 3158.545 | 353.8286 | 1738.4961 | 4347.6993 | 945.69 | 108.8002
2027 | 1 | 8 | 13 | MW | 12864.405 | 3188.7901 | 2348.8551 | 17205.0392 | 9367.1694 | 1093.7824 | 2706.0453 | 406.6628 | 3919.6457 | 1806.2546 | 3028.3209 | 1575.4476 | 5541.778 | 3242.0255 | 14820.3125 | 2966.3325 | 5528.5475 | 1929.1238 | 3371.5273 | 14011.7741 | 3139.6948 | 350.9133 | 1686.3463 | 4276.3019 | 907.3338 | 108.2597
2027 | 1 | 8 | 14 | MW | 12833.3073 | 3170.6418 | 2303.5255 | 16999.1914 | 9344.5257 | 1074.9971 | 2747.7784 | 406.975 | 3897.9685 | 1806.8938 | 2974.8058 | 1562.9949 | 5528.378 | 3172.3543 | 14666.2349 | 2929.532 | 5463.4043 | 1895.9918 | 3285.2575 | 13922.7478 | 3108.0395 | 349.5358 | 1658.7765 | 4219.1812 | 881.5877 | 107.404
2027 | 1 | 8 | 15 | MW | 12812.5715 | 3122.6774 | 2254.5144 | 16855.6724 | 9329.427 | 1053.5417 | 2745.643 | 391.3036 | 3880.7011 | 1774.7931 | 2913.8897 | 1551.5251 | 5763.1319 | 3094.4691 | 14410.6225 | 2899.2744 | 5357.1416 | 1858.1506 | 3277.2766 | 13685.3372 | 3056.1118 | 342.8403 | 1666.6842 | 4251.1683 | 863.2476 | 106.6158
2027 | 1 | 8 | 16 | MW | 12925.3075 | 3191.3834 | 2265.7501 | 17152.1527 | 9411.5153 | 1046.9115 | 2793.976 | 380.8768 | 3830.7334 | 1753.4341 | 2845.5724 | 1585.6066 | 6070.3468 | 3031.7957 | 14376.4038 | 2909.6327 | 5269.8218 | 1846.4568 | 3293.2383 | 13361.1817 | 3007.0285 | 345.6915 | 1705.1552 | 4419.6703 | 850.7264 | 108.9578
2027 | 1 | 8 | 17 | MW | 13421.6023 | 3426.4531 | 2289.7711 | 18100.155 | 9772.8905 | 1052.7127 | 2957.6074 | 420.2114 | 3854.2476 | 1834.0066 | 3293.6172 | 1686.2153 | 6196.906 | 3095.3817 | 14505.7711 | 2873.1051 | 5443.9997 | 1856.6885 | 3512.1428 | 13559.777 | 3066.4261 | 345.8837 | 1854.1211 | 4753.2484 | 915.6223 | 115.8713
2027 | 1 | 8 | 18 | MW | 14015.087 | 3760.9101 | 2534.8249 | 19624.1288 | 10205.0343 | 1135.4963 | 2889.0883 | 449.8684 | 4089.0208 | 1894.7558 | 3648.8632 | 1719.1501 | 6064.8879 | 3365.5461 | 15944.8551 | 3033.3907 | 5800.2106 | 2002.6954 | 3789.1937 | 15185.1173 | 3501.0581 | 370.2628 | 1999.2404 | 4771.5264 | 1024.6934 | 118.1345
2027 | 1 | 8 | 19 | MW | 13891.9832 | 3761.7746 | 2619.0927 | 19818.6388 | 10115.3967 | 1215.9779 | 2927.3267 | 456.7988 | 4163.6042 | 1908.9519 | 3794.6063 | 1676.5472 | 6020.716 | 3569.6907 | 16623.7698 | 3071.0087 | 5917.5611 | 2144.6422 | 3808.5761 | 15776.3625 | 3594.2443 | 378.2716 | 2000.3093 | 4668.14 | 1043.9149 | 115.2069
2027 | 1 | 8 | 20 | MW | 13653.5513 | 3711.6495 | 2562.7204 | 19437.1656 | 9941.7834 | 1210.545 | 2887.3405 | 455.4877 | 4082.7748 | 1906.2665 | 3877.1562 | 1633.4534 | 5645.0102 | 3507.0184 | 16245.4484 | 3032.5733 | 5824.6974 | 2135.0601 | 3775.5116 | 15189.6909 | 3405.7385 | 372.1849 | 1969.7472 | 4576.178 | 1026.7208 | 112.2457
2027 | 1 | 8 | 21 | MW | 13285.5444 | 3598.0034 | 2519.5209 | 18689.3481 | 9673.8205 | 1194.7064 | 2794.9462 | 449.2441 | 3978.7987 | 1893.4775 | 3808.2694 | 1546.4451 | 5273.2749 | 3362.5035 | 15747.0048 | 2912.9036 | 5712.4284 | 2107.1254 | 3661.8793 | 14313.1054 | 3220.4322 | 366.2583 | 1869.2954 | 4315.1425 | 981.841 | 106.2667
2027 | 1 | 8 | 22 | MW | 11760.3726 | 3317.9928 | 2377.9134 | 17465.634 | 8563.2722 | 1148.7565 | 2614.0386 | 410.0968 | 3794.3598 | 1813.2889 | 3474.6559 | 1427.1579 | 4991.3718 | 3069.8257 | 14641.6089 | 2716.3631 | 5455.55 | 2026.0826 | 3420.1726 | 12877.2352 | 2881.8321 | 355.6545 | 1712.8484 | 4026.1174 | 897.2823 | 98.0697
2027 | 1 | 8 | 23 | MW | 10885.7031 | 3047.4893 | 2165.9854 | 15522.4294 | 7926.3848 | 1068.3671 | 2475.8345 | 359.8359 | 3515.8657 | 1710.3342 | 3060.2013 | 1324.4195 | 4873.7463 | 2706.2605 | 13063.8857 | 2442.4062 | 5085.0169 | 1884.2984 | 3180.7454 | 11213.0796 | 2459.6489 | 333.6461 | 1577.3469 | 3730.8102 | 832.563 | 91.0098
2027 | 1 | 8 | 24 | MW | 10126.3557 | 3009.8949 | 2017.2095 | 13690.6491 | 7373.4688 | 992.5819 | 2509.6093 | 318.3785 | 3207.2439 | 1625.414 | 2717.4792 | 1269.3631 | 4905.0139 | 2445.5265 | 11593.2127 | 2073.5857 | 4798.57 | 1750.6347 | 3065.9729 | 9519.2559 | 2155.1925 | 314.2006 | 1484.3762 | 3641.1328 | 809.3734 | 87.2265
2027 | 1 | 9 | 1 | MW | 9680.6014 | 2953.2878 | 1938.7533 | 12689.7721 | 7048.8945 | 952.9858 | 2474.67 | 301.0213 | 2993.0457 | 1589.8599 | 2518.222 | 1235.9365 | 4826.1008 | 2236.5143 | 10621.8987 | 2008.4353 | 4673.8267 | 1680.7983 | 3007.4464 | 8971.3908 | 1998.3408 | 298.247 | 1480.3151 | 3546.3147 | 811.6654 | 84.9296
2027 | 1 | 9 | 2 | MW | 9584.7103 | 2947.671 | 1881.4128 | 11977.8285 | 6979.0717 | 926.3737 | 2475.6403 | 286.0992 | 2861.8812 | 1559.2939 | 2449.3363 | 1213.8167 | 4816.1744 | 2247.1633 | 10052.6357 | 1888.7668 | 4576.8039 | 1633.8621 | 2953.0999 | 8434.9367 | 1908.0002 | 290.8147 | 1484.8028 | 3501.1902 | 818.8958 | 83.4096
2027 | 1 | 9 | 3 | MW | 9941.0563 | 2965.8192 | 1855.2607 | 11673.7896 | 7238.5437 | 914.679 | 2490.0042 | 281.1667 | 2788.4001 | 1549.1903 | 2475.5243 | 1214.6355 | 4900.0507 | 2224.345 | 9716.0022 | 1814.6199 | 4542.1531 | 1613.2359 | 3009.3468 | 7985.2286 | 1856.0713 | 286.6501 | 1508.955 | 3520.0399 | 825.4215 | 83.4658
2027 | 1 | 9 | 4 | MW | 9919.0275 | 3085.083 | 1867.8522 | 11649.2418 | 7222.5035 | 927.0182 | 2526.1086 | 283.2895 | 2765.9881 | 1553.538 | 2507.9742 | 1249.7008 | 5104.5303 | 2283.3671 | 9685.6455 | 1804.2616 | 4584.6582 | 1634.9989 | 3143.5018 | 8069.6922 | 1847.8915 | 287.5151 | 1574.9958 | 3656.5548 | 854.1654 | 85.8754
2027 | 1 | 9 | 5 | MW | 10157.4593 | 3375.0317 | 1972.2667 | 12300.752 | 7396.1168 | 954.3671 | 2631.5082 | 298.1493 | 2843.1441 | 1583.9764 | 2661.1174 | 1315.8992 | 5417.701 | 2431.5322 | 10045.5864 | 1925.2944 | 4696.9272 | 1683.2345 | 3457.7963 | 8720.2846 | 1932.8968 | 296.7733 | 1755.8071 | 3939.2961 | 924.8802 | 90.4244
2027 | 1 | 9 | 6 | MW | 10723.7255 | 3827.8881 | 2129.372 | 14155.2079 | 7808.4415 | 1017.4446 | 2826.7798 | 331.1779 | 3075.712 | 1651.6323 | 2911.0429 | 1458.454 | 5635.5807 | 2852.2945 | 11012.33 | 2193.7999 | 4959.812 | 1794.4855 | 3960.5931 | 10169.8483 | 2224.1933 | 315.2578 | 1941.9629 | 4306.5742 | 1023.0183 | 100.2203
2027 | 1 | 9 | 7 | MW | 11659.3034 | 3941.5342 | 2310.4991 | 16445.8839 | 8489.679 | 1116.9874 | 2964.4013 | 368.1399 | 3403.0717 | 1727.3444 | 3164.9544 | 1571.8432 | 5609.2757 | 3251.7608 | 12857.8773 | 2570.7982 | 5361.2999 | 1970.0509 | 4049.5227 | 12144.4605 | 2641.3973 | 344.8586 | 2009.4992 | 4384.2574 | 1048.2353 | 108.012
2027 | 1 | 9 | 8 | MW | 12611.7203 | 3801.0971 | 2422.081 | 17509.0781 | 9183.1779 | 1135.4963 | 2936.4495 | 378.6916 | 3537.9102 | 1748.9587 | 3063.0481 | 1575.4476 | 5611.7579 | 3477.5062 | 14115.5908 | 2792.9622 | 5488.8144 | 2002.6954 | 3802.4956 | 12847.5561 | 2864.7602 | 354.4052 | 1928.9252 | 4407.6761 | 1040.8293 | 108.2597
2027 | 1 | 9 | 9 | MW | 12751.669 | 3689.6116 | 2366.6777 | 17278.6825 | 9285.0811 | 1130.9843 | 2822.7031 | 394.3629 | 3680.097 | 1781.0595 | 2991.3156 | 1574.4647 | 5623.1727 | 3422.4392 | 14557.7122 | 2794.8711 | 5507.2957 | 1994.7376 | 3673.6601 | 13379.4432 | 3026.5911 | 352.1307 | 1854.7622 | 4425.3825 | 1012.1721 | 108.1921
2027 | 1 | 9 | 10 | MW | 12754.261 | 3575.9647 | 2382.3684 | 16876.4409 | 9286.9684 | 1129.8792 | 2764.8597 | 400.8563 | 3814.9347 | 1794.36 | 2998.7167 | 1580.8555 | 5603.8168 | 3421.2218 | 14945.7927 | 2811.7712 | 5539.1745 | 1992.7884 | 3562.6884 | 13721.8602 | 3089.1893 | 354.4693 | 1796.8425 | 4429.3819 | 990.3052 | 108.6313
2027 | 1 | 9 | 11 | MW | 12776.2898 | 3443.7377 | 2389.9235 | 16984.086 | 9303.0086 | 1122.9728 | 2742.9257 | 408.7856 | 3901.6426 | 1810.6024 | 2978.2211 | 1565.4525 | 5581.9793 | 3409.6613 | 15072.643 | 2831.6705 | 5531.3202 | 1980.6075 | 3457.7963 | 14048.2971 | 3116.5766 | 354.7896 | 1753.2427 | 4389.398 | 960.2387 | 107.5729
2027 | 1 | 9 | 12 | MW | 12807.3876 | 3321.0179 | 2375.7824 | 16940.6535 | 9325.6524 | 1106.9503 | 2742.5373 | 412.4693 | 3942.7925 | 1818.1482 | 2942.3548 | 1554.9655 | 5567.586 | 3359.7658 | 14958.1591 | 2844.2106 | 5483.2704 | 1952.3484 | 3376.4675 | 14027.7542 | 3121.5557 | 351.0094 | 1695.7507 | 4335.1335 | 937.7538 | 106.8522
2027 | 1 | 9 | 13 | MW | 12758.146 | 3252.3111 | 2322.1225 | 16787.6922 | 9289.7973 | 1088.0731 | 2706.6278 | 414.0302 | 3936.914 | 1821.3452 | 2889.9788 | 1543.8236 | 5570.0677 | 3286.7483 | 14796.7512 | 2820.2218 | 5431.9871 | 1919.0542 | 3298.1785 | 13927.3105 | 3101.6382 | 346.5565 | 1652.151 | 4254.0245 | 900.9859 | 106.0866
2027 | 1 | 9 | 14 | MW | 12707.6114 | 3196.1366 | 2289.3835 | 16530.865 | 9253.0007 | 1068.4593 | 2718.468 | 406.8501 | 3920.0131 | 1806.6375 | 2837.0333 | 1526.6189 | 5579.9941 | 3213.7308 | 14642.6544 | 2804.1392 | 5356.2176 | 1884.4611 | 3213.429 | 13870.2446 | 3077.8077 | 344.9547 | 1622.4422 | 4226.6064 | 873.7403 | 104.9043
2027 | 1 | 9 | 15 | MW | 12666.1458 | 3131.7511 | 2250.64 | 16338.2388 | 9222.8076 | 1048.2008 | 2718.468 | 421.4601 | 3890.6203 | 1836.5644 | 2776.1171 | 1529.4043 | 5675.7814 | 3112.4197 | 14472.0266 | 2758.6151 | 5270.7458 | 1848.7308 | 3232.8114 | 13584.8934 | 3016.6317 | 341.7832 | 1630.3511 | 4243.7432 | 855.7526 | 105.0957
2027 | 1 | 9 | 16 | MW | 12730.9391 | 3175.395 | 2217.7081 | 16357.1235 | 9269.9867 | 1045.4383 | 2734.9673 | 387.0579 | 3854.2476 | 1766.0955 | 2736.2661 | 1563.9778 | 5926.9133 | 3008.9785 | 14367.4723 | 2761.0686 | 5218.5384 | 1843.8584 | 3257.134 | 13329.2213 | 2979.2862 | 339.5087 | 1652.7921 | 4361.98 | 844.643 | 107.4715
2027 | 1 | 9 | 17 | MW | 13211.682 | 3429.91 | 2275.4362 | 17395.77 | 9620.0379 | 1047.2799 | 2868.513 | 402.1674 | 3867.4743 | 1797.0455 | 3267.9976 | 1667.044 | 6029.1534 | 3061.6117 | 14388.584 | 2970.9666 | 5379.7805 | 1847.1065 | 3418.6522 | 13473.0321 | 3014.8533 | 341.3027 | 1787.2247 | 4699.5555 | 906.3645 | 114.5539
2027 | 1 | 9 | 18 | MW | 13879.0233 | 3776.4667 | 2531.9195 | 19361.6385 | 10105.96 | 1130.2476 | 2841.5314 | 448.37 | 4076.1615 | 1891.6865 | 3651.1414 | 1689.3278 | 5938.825 | 3304.6989 | 15684.0344 | 3231.2943 | 5760.0158 | 1993.4382 | 3691.9032 | 15139.469 | 3380.4857 | 366.867 | 1916.743 | 4701.2703 | 1009.968 | 116.0852
2027 | 1 | 9 | 19 | MW | 13812.9369 | 3780.3555 | 2624.323 | 19667.5612 | 10057.8394 | 1197.9293 | 2861.5248 | 458.9217 | 4151.847 | 1913.3007 | 3814.5324 | 1641.154 | 5898.6243 | 3494.2393 | 16392.5498 | 3337.3336 | 5860.2722 | 2112.8096 | 3717.3652 | 15744.4021 | 3462.2903 | 375.9971 | 1926.5741 | 4604.7374 | 1029.2784 | 112.7748
2027 | 1 | 9 | 20 | MW | 13595.2408 | 3748.8104 | 2591.7787 | 19282.3205 | 9899.3248 | 1191.0229 | 2820.3742 | 457.1109 | 4089.0208 | 1909.5911 | 3852.6758 | 1600.5178 | 5555.178 | 3463.5119 | 16091.9582 | 3269.1851 | 5786.3507 | 2100.6287 | 3677.841 | 15134.8954 | 3310.4177 | 370.5511 | 1894.302 | 4484.7877 | 1010.8494 | 109.9824
2027 | 1 | 9 | 21 | MW | 13235.0098 | 3633.4363 | 2566.2072 | 18598.7039 | 9637.0239 | 1176.9343 | 2729.7262 | 440.1909 | 3977.3291 | 1874.9326 | 3734.8293 | 1516.2958 | 5238.5331 | 3357.332 | 15614.7285 | 3207.5784 | 5665.3034 | 2075.7803 | 3590.4318 | 14272.0088 | 3163.1691 | 365.4254 | 1818.8568 | 4187.7658 | 967.3802 | 104.195
2027 | 1 | 9 | 22 | MW | 11726.6829 | 3356.4508 | 2430.9919 | 17244.6924 | 8538.7412 | 1131.5366 | 2551.7309 | 406.1009 | 3787.7464 | 1805.1028 | 3409.1865 | 1399.4662 | 4958.1189 | 3134.3243 | 14569.5356 | 3010.7651 | 5425.9815 | 1995.7117 | 3348.7242 | 12820.1584 | 2908.8632 | 351.554 | 1670.5308 | 3899.8838 | 887.3186 | 96.1668
2027 | 1 | 9 | 23 | MW | 10903.8411 | 3099.3433 | 2223.5197 | 15613.0736 | 7939.5919 | 1050.595 | 2422.2612 | 359.2741 | 3506.313 | 1709.1835 | 3006.6862 | 1305.9041 | 4838.5082 | 2791.1423 | 13088.6045 | 2698.9173 | 5045.7461 | 1852.9534 | 3094.8557 | 11183.4005 | 2522.9583 | 330.5388 | 1528.1893 | 3557.7374 | 824.4512 | 89.7375
2027 | 1 | 9 | 24 | MW | 10218.3618 | 3065.2058 | 2065.0578 | 14019.2358 | 7440.4627 | 975.6385 | 2448.8536 | 318.5658 | 3192.9149 | 1625.7979 | 2690.1521 | 1260.1878 | 4855.8794 | 2595.8216 | 11568.539 | 2303.6558 | 4771.3111 | 1720.7513 | 2985.0242 | 9491.8691 | 2166.9291 | 312.5027 | 1463.0041 | 3517.1838 | 798.6162 | 86.596
2027 | 1 | 10 | 1 | MW | 9763.5327 | 2979.647 | 1957.5441 | 13209.0894 | 7109.2806 | 934.2008 | 2407.5095 | 299.4605 | 2976.5122 | 1586.6629 | 2449.9058 | 1220.8623 | 4800.2928 | 2395.936 | 10696.9549 | 2219.6964 | 4644.2582 | 1647.6668 | 2938.2785 | 8896.0601 | 1996.9185 | 297.9266 | 1450.3942 | 3463.4909 | 796.8522 | 83.8937
2027 | 1 | 10 | 2 | MW | 9702.6303 | 2977.9189 | 1867.4646 | 12935.2731 | 7064.9347 | 911.7322 | 2409.6443 | 287.0357 | 2843.879 | 1561.2114 | 2358.8169 | 1192.1869 | 4805.7523 | 2354.8634 | 10144.1479 | 2118.564 | 4581.8862 | 1608.0387 | 2901.034 | 8359.606 | 1894.4841 | 289.5974 | 1444.623 | 3405.2289 | 802.4954 | 81.9232
2027 | 1 | 10 | 3 | MW | 10113.4017 | 2992.1784 | 1817.873 | 12854.0712 | 7364.0364 | 895.8937 | 2426.1436 | 279.5435 | 2775.5407 | 1545.8646 | 2360.5245 | 1205.7872 | 4919.4066 | 2377.0729 | 9792.2292 | 2080.4003 | 4536.6092 | 1580.1039 | 2947.7797 | 7937.2902 | 1833.6642 | 285.2405 | 1462.7896 | 3448.6405 | 816.9562 | 82.8578
2027 | 1 | 10 | 4 | MW | 10141.9075 | 3103.232 | 1836.2761 | 13122.2245 | 7384.7928 | 906.0229 | 2469.6231 | 282.4155 | 2763.7845 | 1551.7481 | 2416.3157 | 1239.7057 | 5129.3457 | 2480.514 | 9725.3426 | 2075.2205 | 4566.1784 | 1597.9691 | 3073.5737 | 7955.5528 | 1815.5251 | 286.3938 | 1531.396 | 3595.4367 | 842.8791 | 85.1886
2027 | 1 | 10 | 5 | MW | 10429.5751 | 3405.7123 | 1919.7687 | 14187.3026 | 7594.2569 | 937.9762 | 2582.3993 | 297.0254 | 2856.7383 | 1581.675 | 2561.4893 | 1312.7858 | 5439.0422 | 2652.4099 | 10058.5071 | 2243.1394 | 4665.9724 | 1654.3256 | 3352.9051 | 8619.843 | 1892.3507 | 294.691 | 1705.1552 | 3888.4593 | 902.044 | 90.2104
2027 | 1 | 10 | 6 | MW | 11055.4566 | 3862.4565 | 2089.4664 | 16170.172 | 8049.9902 | 998.5674 | 2785.435 | 332.3641 | 3086.3669 | 1654.0625 | 2807.9986 | 1456.3243 | 5654.9366 | 3131.2817 | 11025.5588 | 2556.6232 | 4952.4193 | 1761.1914 | 3805.9155 | 9987.2222 | 2169.0637 | 312.4387 | 1884.8976 | 4244.3148 | 991.5401 | 100.0739
2027 | 1 | 10 | 7 | MW | 12010.4654 | 3986.0425 | 2303.1379 | 18417.4155 | 8745.3764 | 1097.9262 | 2899.9574 | 370.0754 | 3410.0525 | 1731.3093 | 3015.2264 | 1557.424 | 5636.077 | 3528.0104 | 12898.396 | 2951.613 | 5372.8502 | 1936.4324 | 3902.4459 | 11678.7646 | 2547.8549 | 339.5728 | 1953.7173 | 4344.8451 | 1032.0994 | 107.0212
2027 | 1 | 10 | 8 | MW | 12931.7904 | 3858.136 | 2441.0648 | 19461.7251 | 9416.2358 | 1114.8696 | 2898.0169 | 382.9371 | 3545.6259 | 1757.6553 | 2971.9591 | 1562.831 | 5623.1727 | 3733.6763 | 14142.226 | 3159.6021 | 5511.4533 | 1966.3158 | 3700.6442 | 12457.1985 | 2756.9906 | 349.6319 | 1888.7442 | 4387.1116 | 1036.6844 | 107.3927
2027 | 1 | 10 | 9 | MW | 13053.5953 | 3762.639 | 2385.0809 | 19193.5601 | 9504.9276 | 1113.9487 | 2803.8749 | 402.0426 | 3681.9341 | 1796.7902 | 2926.9842 | 1573.154 | 5642.5286 | 3717.5508 | 14632.0113 | 3160.4195 | 5523.4659 | 1964.6915 | 3598.7927 | 13110.0722 | 2946.5649 | 349.76 | 1832.749 | 4400.8206 | 1018.2566 | 108.1021
2027 | 1 | 10 | 10 | MW | 13048.4114 | 3663.2524 | 2382.756 | 18857.4149 | 9501.153 | 1116.2509 | 2756.7071 | 410.5962 | 3821.5481 | 1814.3109 | 2973.6667 | 1574.3008 | 5620.1954 | 3678.3044 | 14983.2928 | 3195.8569 | 5547.0281 | 1968.752 | 3507.2017 | 13689.8998 | 3040.4622 | 352.2588 | 1799.1936 | 4409.9606 | 999.2107 | 108.1809
2027 | 1 | 10 | 11 | MW | 13052.2964 | 3555.224 | 2391.4731 | 18494.8381 | 9503.9818 | 1109.4368 | 2742.149 | 414.0927 | 3920.3805 | 1821.4739 | 2958.8646 | 1565.4525 | 5600.3426 | 3583.6861 | 15083.5644 | 3200.7638 | 5533.6298 | 1956.7337 | 3413.712 | 13984.3763 | 3082.4318 | 350.9774 | 1762.006 | 4373.4045 | 960.0619 | 107.5729
2027 | 1 | 10 | 12 | MW | 13006.9458 | 3438.5527 | 2362.9971 | 18047.2802 | 9470.9599 | 1094.3349 | 2750.6899 | 407.0374 | 3969.6134 | 1807.0215 | 2893.9647 | 1551.6881 | 5583.9646 | 3469.5959 | 14922.9217 | 3174.3216 | 5482.3464 | 1930.0984 | 3343.784 | 13918.1743 | 3096.6579 | 347.5816 | 1722.6795 | 4319.14 | 935.902 | 106.627
2027 | 1 | 10 | 13 | MW | 12922.7156 | 3375.0317 | 2336.2636 | 17662.0395 | 9409.628 | 1076.7467 | 2720.215 | 417.8389 | 3946.834 | 1829.1473 | 2848.9887 | 1534.9753 | 5556.1713 | 3372.5438 | 14748.1347 | 3151.1515 | 5433.835 | 1899.0777 | 3273.4758 | 13838.2842 | 3088.8332 | 343.0966 | 1697.6741 | 4260.878 | 903.5424 | 105.4786
2027 | 1 | 10 | 14 | MW | 12872.1809 | 3311.9433 | 2310.1115 | 17220.1446 | 9372.8314 | 1056.6724 | 2680.423 | 419.7119 | 3903.8471 | 1832.9835 | 2806.291 | 1518.2615 | 5493.6362 | 3312.913 | 14576.1054 | 3084.9107 | 5363.6095 | 1863.6722 | 3193.6673 | 13840.5655 | 3062.1581 | 341.9434 | 1655.9976 | 4230.6057 | 882.8215 | 104.33
2027 | 1 | 10 | 15 | MW | 12825.5314 | 3258.7931 | 2274.0796 | 17120.0581 | 9338.8637 | 1048.385 | 2673.2414 | 443.7497 | 3871.8833 | 1882.222 | 2732.8509 | 1515.9679 | 5526.889 | 3159.5764 | 14322.6345 | 3063.9212 | 5249.4933 | 1849.0556 | 3178.4649 | 13578.0385 | 2998.8488 | 338.9641 | 1648.0899 | 4287.1529 | 875.7678 | 104.1724
2027 | 1 | 10 | 16 | MW | 12901.9857 | 3206.5074 | 2334.9078 | 17282.4618 | 9394.5336 | 1045.1618 | 2687.7996 | 445.0608 | 3826.6919 | 1884.9085 | 2669.088 | 1548.2478 | 5746.754 | 3106.3345 | 14185.1518 | 2993.865 | 5201.4435 | 1843.3709 | 3192.147 | 13226.4962 | 2938.3839 | 340.3416 | 1659.8442 | 4413.958 | 851.6089 | 106.3906
2027 | 1 | 10 | 17 | MW | 13377.5446 | 3417.8111 | 2345.5621 | 18296.5488 | 9740.8101 | 1068.2752 | 2803.6807 | 423.3957 | 3812.7303 | 1840.5293 | 3246.9336 | 1652.4608 | 5942.2992 | 3208.2544 | 14268.2692 | 3079.1864 | 5345.1289 | 1884.1363 | 3386.7288 | 13466.1881 | 2947.9871 | 341.7191 | 1779.317 | 4701.84 | 897.1945 | 113.5518
2027 | 1 | 10 | 18 | MW | 14041.0009 | 3734.9835 | 2646.7944 | 19999.9271 | 10223.9034 | 1145.7178 | 2832.6027 | 461.5439 | 4147.0707 | 1918.6716 | 3755.3238 | 1695.0627 | 5831.6229 | 3457.1229 | 15796.0114 | 3344.9668 | 5705.0365 | 2020.7232 | 3766.3905 | 15575.4749 | 3297.2577 | 367.1233 | 1906.912 | 4698.9858 | 997.1833 | 116.4793
2027 | 1 | 10 | 19 | MW | 13987.8743 | 3749.2431 | 2741.7165 | 20134.0038 | 10185.2194 | 1204.1912 | 2878.4119 | 469.5358 | 4234.8808 | 1935.0426 | 3995.0016 | 1682.4461 | 5790.4283 | 3608.3295 | 16604.5185 | 3409.0258 | 5786.8123 | 2123.8538 | 3748.5284 | 16075.4016 | 3440.2383 | 379.8734 | 1900.7131 | 4600.1684 | 1019.2258 | 115.6123
2027 | 1 | 10 | 20 | MW | 13779.2471 | 3726.3408 | 2619.8671 | 19752.5423 | 10033.3083 | 1189.4577 | 2862.4951 | 457.6729 | 4128.7002 | 1910.7429 | 4040.5461 | 1645.4142 | 5514.9773 | 3571.5169 | 16312.5675 | 3326.4295 | 5744.3072 | 2097.8682 | 3753.0894 | 15495.5849 | 3325 | 373.0499 | 1873.7844 | 4464.7948 | 999.3874 | 113.0676
2027 | 1 | 10 | 21 | MW | 13443.6311 | 3613.5592 | 2589.8415 | 19116.1375 | 9788.9307 | 1183.4723 | 2780.1939 | 434.3219 | 4041.6249 | 1862.9103 | 3823.0715 | 1563.1589 | 5200.814 | 3497.2819 | 15883.6453 | 3257.1908 | 5642.6645 | 2087.3115 | 3677.841 | 14735.4125 | 3200.1596 | 365.9059 | 1789.7891 | 4192.3348 | 961.9137 | 107.4152
2027 | 1 | 10 | 22 | MW | 11978.0688 | 3351.2658 | 2441.6462 | 17998.1847 | 8721.7869 | 1139.7323 | 2610.5446 | 398.7958 | 3877.3936 | 1790.1399 | 3687.0077 | 1453.047 | 4922.8814 | 3257.846 | 14870.1832 | 3059.2872 | 5392.2547 | 2010.1666 | 3486.2998 | 13317.8037 | 2957.9465 | 353.7004 | 1666.6842 | 3887.8877 | 883.6151 | 99.8487
2027 | 1 | 10 | 23 | MW | 11153.9338 | 3087.2436 | 2253.7392 | 16336.355 | 8121.6961 | 1061.8291 | 2482.4342 | 353.4674 | 3634.1708 | 1697.29 | 3288.4932 | 1357.5183 | 4823.1229 | 2907.3625 | 13425.0895 | 2756.4346 | 5014.3289 | 1872.7673 | 3289.0574 | 11733.5601 | 2570.9743 | 334.6073 | 1568.1557 | 3588.5831 | 832.7398 | 93.2843
2027 | 1 | 10 | 24 | MW | 10402.3682 | 3033.229 | 2093.7276 | 14823.7074 | 7574.4463 | 988.7145 | 2501.6509 | 311.573 | 3335.8365 | 1611.4742 | 2970.82 | 1310.3282 | 4798.3075 | 2671.5768 | 11816.2687 | 2372.6217 | 4744.5146 | 1743.8137 | 3197.8474 | 9994.0771 | 2230.5946 | 314.4569 | 1470.0563 | 3532.6057 | 820.6598 | 90.0415
2027 | 1 | 11 | 1 | MW | 9956.6081 | 2971.8695 | 1991.0575 | 13911.5907 | 7249.8677 | 946.2636 | 2454.2889 | 293.8412 | 3092.2455 | 1575.1523 | 2724.8803 | 1278.3754 | 4785.8995 | 2522.1954 | 10860.6545 | 2316.1948 | 4576.3423 | 1668.9423 | 3107.0174 | 9281.8496 | 2053.8254 | 296.8694 | 1448.8975 | 3449.7819 | 811.4009 | 87.8458
2027 | 1 | 11 | 2 | MW | 9874.9699 | 2938.5964 | 1946.3084 | 13445.1481 | 7190.4231 | 916.889 | 2465.353 | 283.7266 | 2956.6729 | 1554.4335 | 2622.4055 | 1261.4986 | 4787.8848 | 2437.9212 | 10322.5984 | 2193.2542 | 4499.1864 | 1617.1337 | 3004.0257 | 8845.8382 | 1930.0511 | 291.4554 | 1442.4864 | 3390.3786 | 811.313 | 86.6861
2027 | 1 | 11 | 3 | MW | 10293.5172 | 2950.6953 | 1893.2291 | 13484.8013 | 7495.1869 | 903.1684 | 2485.5399 | 277.046 | 2921.0342 | 1540.749 | 2561.4893 | 1269.5271 | 4888.1396 | 2422.4045 | 9945.997 | 2166.2675 | 4468.2316 | 1592.9345 | 3039.7499 | 8603.8628 | 1871.7209 | 286.9064 | 1455.9508 | 3422.9354 | 814.8399 | 87.2378
2027 | 1 | 11 | 4 | MW | 10344.0519 | 3116.1953 | 1933.7169 | 13703.8708 | 7531.9835 | 915.5996 | 2536.3959 | 277.9825 | 2890.9066 | 1542.6676 | 2626.9598 | 1297.5467 | 5093.6113 | 2505.1574 | 9877.2316 | 2167.0849 | 4502.4208 | 1614.8597 | 3218.37 | 8549.0761 | 1845.0458 | 287.8995 | 1512.8016 | 3560.5935 | 836.619 | 89.1632
2027 | 1 | 11 | 5 | MW | 10630.4264 | 3379.3531 | 1997.0629 | 14891.6993 | 7740.506 | 937.5159 | 2641.6021 | 291.9682 | 2929.1172 | 1571.315 | 2747.0824 | 1369.8079 | 5423.6569 | 2589.1278 | 10163.3134 | 2280.4845 | 4622.5433 | 1653.5137 | 3473.758 | 9039.8753 | 1912.9793 | 297.6704 | 1681.2175 | 3816.4883 | 887.4954 | 94.1288
2027 | 1 | 11 | 6 | MW | 11178.5546 | 3834.3701 | 2142.3511 | 16936.8742 | 8139.6236 | 993.4106 | 2857.6424 | 322.8114 | 3141.111 | 1634.4945 | 3024.9047 | 1512.5266 | 5634.0917 | 2911.9253 | 11019.8746 | 2602.9635 | 4891.4344 | 1752.0963 | 3926.7685 | 10404.9775 | 2175.4662 | 313.656 | 1845.3589 | 4173.4851 | 976.9026 | 103.936
2027 | 1 | 11 | 7 | MW | 12068.776 | 3950.1761 | 2386.6305 | 19235.1087 | 8787.835 | 1082.9164 | 2965.5658 | 359.5237 | 3465.8988 | 1709.695 | 3245.2259 | 1621.9827 | 5626.6469 | 3386.843 | 12863.1574 | 2952.1576 | 5254.5748 | 1909.9592 | 4008.4782 | 12263.1658 | 2548.2111 | 339.7009 | 1927.0019 | 4287.1529 | 1020.9898 | 111.4574
2027 | 1 | 11 | 8 | MW | 13035.4516 | 3823.1349 | 2531.1443 | 20339.8399 | 9491.7163 | 1105.4771 | 2938.9733 | 370.6998 | 3613.2284 | 1732.5877 | 3114.286 | 1627.7185 | 5642.5286 | 3642.4044 | 14158.682 | 3161.7827 | 5429.2151 | 1949.75 | 3779.6925 | 13016.4833 | 2780.1099 | 352.1948 | 1919.7352 | 4339.7026 | 1035.1861 | 111.8516
2027 | 1 | 11 | 9 | MW | 13246.6707 | 3693.9322 | 2476.7091 | 20069.8029 | 9645.5147 | 1105.1087 | 2827.75 | 386.6833 | 3750.6389 | 1765.3287 | 3044.2611 | 1627.2267 | 5650.4697 | 3619.2823 | 14676.9819 | 3164.509 | 5505.4477 | 1949.1003 | 3632.6157 | 13619.1351 | 2958.6576 | 353.4762 | 1870.5776 | 4378.5451 | 1029.3662 | 111.8178
2027 | 1 | 11 | 10 | MW | 13222.0499 | 3608.3742 | 2485.427 | 19763.8685 | 9627.5872 | 1103.451 | 2775.3412 | 393.0518 | 3863.8003 | 1778.374 | 3052.8003 | 1614.7731 | 5600.8389 | 3568.4743 | 15045.4867 | 3159.875 | 5518.3836 | 1946.1766 | 3529.6248 | 13988.939 | 3055.4006 | 355.5585 | 1815.6501 | 4384.2574 | 1005.2063 | 110.962
2027 | 1 | 11 | 11 | MW | 13203.9062 | 3456.2692 | 2457.144 | 19312.5313 | 9614.3759 | 1094.9795 | 2753.7956 | 396.1112 | 3939.1184 | 1784.6404 | 3034.5829 | 1590.8506 | 5576.5198 | 3462.9031 | 15165.606 | 3115.987 | 5489.2768 | 1931.2351 | 3411.0515 | 14237.7671 | 3096.3029 | 356.2953 | 1765.8526 | 4344.2735 | 960.3265 | 109.3181
2027 | 1 | 11 | 12 | MW | 13148.1876 | 3300.2763 | 2414.3321 | 18863.0896 | 9573.8046 | 1080.0618 | 2752.8253 | 394.9249 | 3965.9393 | 1782.2102 | 2995.3004 | 1569.0578 | 5533.8369 | 3357.0282 | 14960.975 | 3101.812 | 5424.1335 | 1904.9247 | 3304.639 | 14030.0356 | 3090.2566 | 352.5151 | 1713.2762 | 4306.0026 | 937.2247 | 107.8206
2027 | 1 | 11 | 13 | MW | 13058.7735 | 3199.1609 | 2399.222 | 18332.4344 | 9508.6981 | 1058.8824 | 2720.4092 | 394.8624 | 3945.7318 | 1782.0826 | 2944.0624 | 1543.9876 | 5494.6288 | 3302.8738 | 14744.8641 | 3046.2025 | 5355.2936 | 1867.57 | 3202.7876 | 13879.3699 | 3060.0236 | 346.7166 | 1679.5075 | 4225.4651 | 900.2801 | 106.0979
2027 | 1 | 11 | 14 | MW | 12977.1411 | 3102.3676 | 2383.5313 | 17816.8846 | 9449.2577 | 1040.1896 | 2673.4356 | 392.5523 | 3919.6457 | 1777.3509 | 2894.5332 | 1515.3121 | 5442.5164 | 3235.0277 | 14585.746 | 2967.4228 | 5275.3657 | 1834.6012 | 3117.6588 | 13749.247 | 3035.4831 | 346.14 | 1653.8598 | 4136.3574 | 888.8181 | 104.1274
2027 | 1 | 11 | 15 | MW | 12847.5602 | 3070.8234 | 2303.5255 | 17469.4133 | 9354.9039 | 1013.8534 | 2666.8359 | 386.059 | 3898.7033 | 1764.0492 | 2845.0039 | 1513.0185 | 5464.3539 | 3127.3276 | 14293.98 | 2908.2696 | 5135.8379 | 1788.1516 | 3153.3822 | 13532.3902 | 2999.9149 | 344.2499 | 1651.9365 | 4173.4851 | 875.4154 | 103.9698
2027 | 1 | 11 | 16 | MW | 12841.0773 | 3093.2931 | 2334.714 | 17354.2213 | 9350.1834 | 1005.0134 | 2697.6985 | 387.3077 | 3885.11 | 1766.607 | 2779.5334 | 1549.2306 | 5719.9527 | 3024.4942 | 14179.3106 | 2898.7286 | 5055.4484 | 1772.5604 | 3234.7118 | 13415.9662 | 2966.4824 | 344.8906 | 1692.5452 | 4381.3994 | 865.3639 | 106.4581
2027 | 1 | 11 | 17 | MW | 13203.9062 | 3330.0924 | 2469.5417 | 18396.6354 | 9614.3759 | 1021.1281 | 2819.5974 | 403.4162 | 3967.7764 | 1799.6033 | 3364.2105 | 1649.8384 | 5870.3346 | 3112.7235 | 14305.2468 | 3025.4858 | 5168.1791 | 1800.9822 | 3474.1381 | 13587.1747 | 2994.5808 | 346.5244 | 1849.6334 | 4728.6864 | 927.1732 | 113.3716
2027 | 1 | 11 | 18 | MW | 13790.9081 | 3592.8176 | 2751.5956 | 20037.6965 | 10041.7992 | 1125.9196 | 2847.5493 | 453.4272 | 4284.4803 | 1902.0453 | 3791.1901 | 1688.8369 | 5797.3774 | 3388.9731 | 15636.1129 | 3243.2887 | 5622.3359 | 1985.8048 | 3935.1303 | 15769.5185 | 3422.0992 | 371.4161 | 1983.4249 | 4766.3858 | 1027.2499 | 116.0514
2027 | 1 | 11 | 19 | MW | 13660.0341 | 3637.3259 | 2829.0836 | 20015.0326 | 9946.5038 | 1182.5514 | 2874.1417 | 451.9287 | 4270.887 | 1898.9759 | 3973.9375 | 1665.7323 | 5767.1019 | 3523.4465 | 16267.3566 | 3292.6282 | 5740.6113 | 2085.6873 | 3884.5838 | 15888.2129 | 3508.1717 | 377.8552 | 1959.0606 | 4653.2896 | 1049.6459 | 114.4638
2027 | 1 | 11 | 20 | MW | 13377.5446 | 3586.3355 | 2697.5489 | 19284.2043 | 9740.8101 | 1184.6694 | 2855.5077 | 440.0036 | 4174.6265 | 1874.5486 | 4025.1754 | 1642.4648 | 5570.0677 | 3441.9111 | 15902.7108 | 3235.6555 | 5680.5496 | 2089.4229 | 3822.6374 | 15299.26 | 3383.3303 | 365.8419 | 1930.2074 | 4621.8742 | 1034.5681 | 112.8649
2027 | 1 | 11 | 21 | MW | 13143.0037 | 3517.6295 | 2564.27 | 18857.4149 | 9570.03 | 1187.0636 | 2795.9165 | 425.6434 | 4089.3882 | 1845.1333 | 3887.9725 | 1589.5398 | 5305.0388 | 3322.6483 | 15429.7368 | 3124.1647 | 5630.6526 | 2093.6455 | 3770.5714 | 14771.9355 | 3301.5256 | 356.904 | 1865.2343 | 4475.0761 | 1008.2929 | 109.2281
2027 | 1 | 11 | 22 | MW | 11876.9995 | 3304.5977 | 2415.4941 | 18204.0208 | 8648.1937 | 1160.1748 | 2660.2361 | 396.9229 | 3975.8594 | 1786.3027 | 3728.5663 | 1496.3047 | 5042.4915 | 3150.4497 | 14631.4405 | 2994.4096 | 5504.523 | 2046.2213 | 3626.5352 | 13765.2381 | 3100.2148 | 345.4353 | 1763.0737 | 4227.7496 | 949.3047 | 102.8212
2027 | 1 | 11 | 23 | MW | 11177.2616 | 3070.8234 | 2248.7027 | 16861.3355 | 8138.6821 | 1100.3204 | 2547.2658 | 353.5923 | 3760.5589 | 1697.5452 | 3433.0973 | 1406.1839 | 4925.3624 | 2881.5017 | 13405.2053 | 2758.6151 | 5233.7847 | 1940.655 | 3451.7159 | 12338.4932 | 2743.1194 | 327.5594 | 1661.3409 | 3984.4206 | 905.9232 | 96.6284
2027 | 1 | 11 | 24 | MW | 10495.6616 | 3019.8339 | 2094.5028 | 15575.3159 | 7642.3775 | 1034.2961 | 2571.3352 | 315.8811 | 3461.8573 | 1620.2984 | 3112.5773 | 1354.5688 | 4952.1631 | 2680.7035 | 11861.7916 | 2396.6105 | 4981.0645 | 1824.2068 | 3369.2468 | 10498.5664 | 2398.473 | 310.7729 | 1584.8268 | 3878.7496 | 883.704 | 93.0816
2027 | 1 | 12 | 1 | MW | 10139.3156 | 2944.6458 | 2010.0421 | 15050.3237 | 7382.9055 | 992.7661 | 2513.4917 | 297.0254 | 3205.7743 | 1581.675 | 2879.731 | 1317.8648 | 4852.9015 | 2553.2277 | 10864.2725 | 2352.9953 | 4851.2389 | 1750.9596 | 3308.8199 | 9729.2688 | 2185.0694 | 296.6131 | 1574.9958 | 3765.0819 | 879.5591 | 90.5594
2027 | 1 | 12 | 2 | MW | 10065.4532 | 2921.3118 | 1933.7169 | 15203.2851 | 7329.1229 | 961.5496 | 2519.8966 | 281.7911 | 3073.1402 | 1550.4686 | 2809.7062 | 1309.0165 | 4836.5236 | 2562.3544 | 10256.1712 | 2254.8609 | 4784.247 | 1695.9024 | 3270.0559 | 9154.0136 | 2031.7744 | 286.0094 | 1580.5524 | 3700.5361 | 896.6654 | 89.9514
2027 | 1 | 12 | 3 | MW | 10459.3798 | 2956.3129 | 1902.3337 | 15176.8535 | 7615.9591 | 945.8955 | 2540.2784 | 274.3613 | 3000.7613 | 1535.2494 | 2753.915 | 1307.2148 | 4866.7978 | 2637.5019 | 9714.2536 | 2218.6061 | 4750.0586 | 1668.293 | 3365.8261 | 8902.9074 | 1953.5266 | 279.4101 | 1602.9934 | 3690.2548 | 908.3041 | 89.8276
2027 | 1 | 12 | 4 | MW | 10459.3798 | 3028.9084 | 1918.8006 | 15414.796 | 7615.9591 | 944.1458 | 2573.8583 | 272.176 | 2906.3378 | 1530.7741 | 2719.7564 | 1311.8029 | 4913.4513 | 2691.3525 | 9510.4849 | 2306.1081 | 4733.426 | 1665.2071 | 3447.1558 | 8523.9662 | 1874.5666 | 277.1355 | 1642.3187 | 3719.9573 | 916.7683 | 90.1429
2027 | 1 | 12 | 5 | MW | 10482.7075 | 3143.8508 | 1942.2402 | 15460.1122 | 7632.9451 | 944.33 | 2625.2969 | 277.9825 | 2845.3486 | 1542.6676 | 2831.3409 | 1327.369 | 5090.137 | 2717.5172 | 9494.6581 | 2336.3669 | 4765.7672 | 1665.532 | 3629.5759 | 8240.9007 | 1843.9786 | 279.282 | 1760.5093 | 3750.2315 | 952.9193 | 91.2125
2027 | 1 | 12 | 6 | MW | 10579.8918 | 3368.5505 | 1976.5287 | 16175.8351 | 7703.7094 | 955.6564 | 2799.9931 | 294.2159 | 2864.4531 | 1575.9191 | 2950.895 | 1410.2802 | 5295.6087 | 2831.3024 | 9659.984 | 2390.6133 | 4827.2144 | 1685.5085 | 4009.6185 | 8713.4363 | 1954.9489 | 285.1445 | 1863.0977 | 3962.1432 | 1013.9361 | 96.9099
2027 | 1 | 12 | 7 | MW | 10993.2552 | 3486.5171 | 2112.7122 | 17816.8846 | 8004.6985 | 1011.6434 | 2956.2487 | 320.1891 | 3032.7259 | 1629.1225 | 3060.2013 | 1533.6645 | 5418.1967 | 3077.1273 | 10762.1533 | 2571.3427 | 5048.9797 | 1784.2538 | 4124.0109 | 9918.7497 | 2234.5076 | 303.4367 | 1937.0462 | 4064.3883 | 1085.0043 | 105.3885
2027 | 1 | 12 | 8 | MW | 11838.1258 | 3500.3449 | 2240.1795 | 19440.9449 | 8619.888 | 1050.7792 | 2941.8848 | 332.6139 | 3125.3124 | 1654.574 | 2943.494 | 1582.6572 | 5497.6067 | 3413.3115 | 11861.7708 | 2875.014 | 5242.5629 | 1853.2783 | 4024.4399 | 10286.2722 | 2493.7926 | 313.3356 | 1949.6562 | 4176.9129 | 1087.1196 | 108.7551
2027 | 1 | 12 | 9 | MW | 12322.7538 | 3482.6284 | 2268.0749 | 19886.619 | 8972.768 | 1070.1168 | 2826.7798 | 355.5279 | 3296.5237 | 1701.5101 | 2917.306 | 1604.614 | 5515.97 | 3540.1796 | 12585.2342 | 3018.3983 | 5331.2691 | 1887.3843 | 3902.4459 | 10861.5372 | 2735.2946 | 316.8917 | 1906.912 | 4216.8967 | 1075.0407 | 110.2639
2027 | 1 | 12 | 10 | MW | 12500.2832 | 3390.1565 | 2316.5046 | 19924.3884 | 9102.0354 | 1076.01 | 2777.4766 | 368.5769 | 3421.8096 | 1728.2399 | 2950.3255 | 1602.6483 | 5428.1231 | 3551.7412 | 13153.4115 | 3132.0696 | 5336.813 | 1897.7783 | 3728.7668 | 11210.7983 | 2815.677 | 323.8753 | 1854.3356 | 4200.9032 | 1056.5239 | 110.1288
2027 | 1 | 12 | 11 | MW | 12523.605 | 3289.0411 | 2324.6403 | 19357.8593 | 9119.0171 | 1068.3671 | 2734.579 | 374.5083 | 3502.2715 | 1740.3898 | 2932.6766 | 1581.8383 | 5381.4703 | 3492.718 | 13322.6805 | 3145.7 | 5298.0039 | 1884.2984 | 3585.8708 | 11393.4243 | 2837.0168 | 323.9394 | 1813.0857 | 4138.0722 | 1027.779 | 108.6988
2027 | 1 | 12 | 12 | MW | 12519.72 | 3167.1849 | 2267.6873 | 18851.7518 | 9116.1883 | 1052.5288 | 2721.5737 | 373.8216 | 3534.2361 | 1738.9827 | 2886.5626 | 1549.0666 | 5327.3726 | 3399.3172 | 13235.769 | 3080.5496 | 5178.8053 | 1856.3642 | 3475.2783 | 11299.8245 | 2827.0586 | 321.4727 | 1756.6627 | 4071.8135 | 998.506 | 106.4469
2027 | 1 | 12 | 13 | MW | 12388.8402 | 3092.8613 | 2223.1321 | 18251.2326 | 9020.8886 | 1026.1926 | 2682.9469 | 371.3241 | 3499.6996 | 1733.8671 | 2815.9692 | 1516.7868 | 5267.816 | 3245.068 | 12926.5649 | 3001.2242 | 5072.5426 | 1809.9145 | 3352.1449 | 10982.5239 | 2774.7747 | 318.0129 | 1703.2307 | 4022.6896 | 964.9993 | 104.2287
2027 | 1 | 12 | 14 | MW | 12256.6674 | 3072.9841 | 2207.0529 | 17626.1539 | 8924.6474 | 1008.6047 | 2667.8061 | 365.7049 | 3453.4068 | 1722.3565 | 2737.9737 | 1494.83 | 5246.4742 | 3123.6763 | 12695.6353 | 2895.4578 | 4992.6148 | 1778.8943 | 3256.3739 | 10713.1529 | 2738.4965 | 314.3288 | 1676.0875 | 3988.418 | 948.7756 | 102.7199
2027 | 1 | 12 | 15 | MW | 12160.782 | 3010.3275 | 2190.9746 | 17163.4906 | 8854.8289 | 1002.8034 | 2720.0208 | 363.4572 | 3423.6466 | 1717.7524 | 2735.6966 | 1502.3676 | 5299.5793 | 2998.0257 | 12477.8983 | 2816.1336 | 4954.7297 | 1768.6626 | 3314.9004 | 10646.9508 | 2720.7124 | 311.0292 | 1678.2253 | 4085.5206 | 918.9736 | 103.2379
2027 | 1 | 12 | 16 | MW | 12242.4145 | 3060.4526 | 2199.3049 | 17384.4321 | 8914.2692 | 1014.2217 | 2773.0123 | 354.2791 | 3419.9725 | 1698.9523 | 2778.9639 | 1555.7853 | 5685.7072 | 2966.3846 | 12426.7951 | 2812.5886 | 4939.4834 | 1788.8013 | 3448.6752 | 10927.7393 | 2703.9955 | 312.7911 | 1731.015 | 4300.2903 | 908.3919 | 106.9086
2027 | 1 | 12 | 17 | MW | 12717.9793 | 3340.895 | 2197.7544 | 18430.6372 | 9260.55 | 1034.6645 | 2891.9997 | 371.0744 | 3554.8111 | 1733.3556 | 3437.0821 | 1666.8801 | 5882.7427 | 3015.6713 | 12816.2534 | 2943.9798 | 5249.0309 | 1824.8565 | 3822.6374 | 11553.2153 | 2823.1456 | 319.935 | 1902.6364 | 4747.5361 | 977.4316 | 114.5426
2027 | 1 | 12 | 18 | MW | 13378.8435 | 3632.1401 | 2521.4582 | 20090.5713 | 9741.7559 | 1142.2185 | 2942.079 | 427.3915 | 4031.3374 | 1848.7142 | 4053.6406 | 1710.1378 | 5831.1259 | 3373.7613 | 14377.4961 | 3215.7562 | 5752.6231 | 2014.5514 | 4112.9894 | 14178.4199 | 3349.8977 | 343.7694 | 2058.8701 | 4822.3632 | 1084.7387 | 117.5152
2027 | 1 | 12 | 19 | MW | 13257.0386 | 3580.2861 | 2675.0775 | 20047.1389 | 9653.0641 | 1189.2735 | 2953.9191 | 427.454 | 4081.6726 | 1848.8429 | 4106.5861 | 1695.7186 | 5848.9935 | 3511.5811 | 15073.4729 | 3277.9075 | 5881.9871 | 2097.5433 | 3969.3333 | 14482.0217 | 3500.347 | 349.0232 | 2009.2859 | 4752.6768 | 1091.7935 | 116.5243
2027 | 1 | 12 | 20 | MW | 13004.3538 | 3528.4329 | 2603.595 | 19278.5412 | 9469.0726 | 1181.0781 | 2892.7758 | 414.6546 | 3945.7318 | 1822.6246 | 4177.749 | 1676.7112 | 5592.8978 | 3461.3819 | 14942.1954 | 3216.8465 | 5790.9706 | 2083.0889 | 3941.2107 | 13847.4095 | 3326.7784 | 340.1494 | 1993.8982 | 4722.9742 | 1069.3086 | 115.2182
2027 | 1 | 12 | 21 | MW | 12787.9507 | 3431.2071 | 2503.2488 | 18813.9824 | 9311.4995 | 1172.3301 | 2827.75 | 399.1081 | 3894.6618 | 1790.7791 | 4137.3285 | 1635.2552 | 5346.7291 | 3348.5092 | 14657.3295 | 3141.8834 | 5732.2946 | 2067.6599 | 3841.6397 | 13345.2015 | 3231.8138 | 331.1794 | 1937.474 | 4574.4651 | 1036.0675 | 112.3695
2027 | 1 | 12 | 22 | MW | 11599.694 | 3219.0388 | 2367.6459 | 18139.8082 | 8446.2747 | 1145.4416 | 2682.7527 | 376.3814 | 3834.7749 | 1744.226 | 3887.4029 | 1551.6881 | 5070.2849 | 3155.9261 | 13977.0876 | 3031.7547 | 5593.2291 | 2020.2362 | 3672.9 | 12728.8508 | 3015.2095 | 321.4086 | 1846.4267 | 4330.5645 | 973.7292 | 106.627
2027 | 1 | 12 | 23 | MW | 11004.9161 | 2995.2036 | 2176.6396 | 16978.4229 | 8013.1894 | 1094.7953 | 2578.3233 | 340.8554 | 3668.339 | 1671.4556 | 3579.9774 | 1460.0926 | 4947.6962 | 2822.7834 | 12949.8906 | 2817.4955 | 5352.5216 | 1930.9103 | 3511.3826 | 11402.5496 | 2695.4596 | 305.3268 | 1760.7226 | 4164.347 | 931.0524 | 100.3329
2027 | 1 | 12 | 24 | MW | 10426.989 | 2952.856 | 2049.3662 | 15932.2296 | 7592.3738 | 1029.9681 | 2596.1806 | 306.8903 | 3401.2346 | 1601.8822 | 3315.8193 | 1411.9188 | 5104.0334 | 2658.494 | 11591.4454 | 2448.675 | 5115.5093 | 1816.5734 | 3419.0323 | 9722.4248 | 2387.4464 | 290.5905 | 1644.8843 | 4009.5522 | 921.6179 | 97.0225
2027 | 1 | 13 | 1 | MW | 10092.666 | 2870.3222 | 2005.1986 | 15229.7283 | 7348.9378 | 987.9778 | 2526.1086 | 291.7185 | 3167.1971 | 1570.8035 | 3104.6067 | 1376.1986 | 4885.1617 | 2645.4122 | 10651.089 | 2443.4965 | 4971.3623 | 1742.5143 | 3394.3296 | 9069.5511 | 2198.2294 | 278.6412 | 1628.8544 | 3902.1683 | 911.5664 | 94.5679
2027 | 1 | 13 | 2 | MW | 10056.3843 | 2878.5323 | 1922.4812 | 15783.0358 | 7322.5194 | 965.4173 | 2529.9904 | 278.2322 | 3039.7067 | 1543.1792 | 3026.0427 | 1379.803 | 4886.6507 | 2546.23 | 10013.8824 | 2347.2698 | 4866.9475 | 1702.724 | 3394.3296 | 8539.9453 | 2050.2697 | 268.3579 | 1653.6465 | 3835.338 | 943.0446 | 94.8156
2027 | 1 | 13 | 3 | MW | 10460.6787 | 2903.1627 | 1890.5175 | 15830.2475 | 7616.9049 | 959.8922 | 2530.7672 | 271.2394 | 2941.6091 | 1528.8554 | 2985.6221 | 1358.666 | 4890.1249 | 2715.691 | 9593.4132 | 2291.9331 | 4804.5755 | 1692.9792 | 3554.3275 | 8140.458 | 1997.6296 | 263.4244 | 1674.8053 | 3829.6258 | 963.9411 | 93.3631
2027 | 1 | 13 | 4 | MW | 10433.466 | 2988.2897 | 1906.9834 | 15937.8926 | 7597.09 | 954.3671 | 2542.2189 | 269.5537 | 2858.9419 | 1525.4021 | 2954.3102 | 1367.1864 | 4937.2741 | 2791.1423 | 9410.5207 | 2320.0114 | 4799.0316 | 1683.2345 | 3621.595 | 7969.2506 | 1919.0257 | 261.214 | 1714.3451 | 3820.4877 | 965.9697 | 93.9486
2027 | 1 | 13 | 5 | MW | 10465.8627 | 3082.0578 | 1945.1456 | 16385.4505 | 7620.6796 | 962.4705 | 2590.9402 | 270.0531 | 2801.6268 | 1526.4253 | 3021.4884 | 1360.3037 | 5055.8916 | 2743.9856 | 9273.6477 | 2340.1823 | 4783.7854 | 1697.5267 | 3832.8987 | 7489.8656 | 1873.4993 | 260.0927 | 1850.9156 | 3809.0632 | 992.3337 | 93.4757
2027 | 1 | 13 | 6 | MW | 10460.6787 | 3264.4107 | 1993.1885 | 16549.7497 | 7616.9049 | 975.0859 | 2752.0486 | 278.9815 | 2808.2402 | 1544.7138 | 3119.9784 | 1424.6994 | 5290.1498 | 2786.2746 | 9310.5519 | 2372.3488 | 4795.798 | 1719.7767 | 4124.0109 | 7873.3727 | 1943.2112 | 261.7906 | 1907.5531 | 3999.8425 | 1053.3494 | 97.9008
2027 | 1 | 13 | 7 | MW | 10717.2485 | 3345.2156 | 2114.4556 | 17658.2602 | 7803.7253 | 1009.4334 | 2910.828 | 300.3345 | 2912.9512 | 1588.4529 | 3182.0326 | 1533.5006 | 5430.6047 | 2983.7264 | 10238.7475 | 2490.6554 | 4990.3044 | 1780.356 | 4230.4225 | 8690.6088 | 2202.4973 | 275.5658 | 1976.3728 | 4082.0948 | 1134.1168 | 105.3772
2027 | 1 | 13 | 8 | MW | 11458.4521 | 3361.204 | 2226.2313 | 19187.897 | 8343.4299 | 1035.0328 | 2900.3458 | 311.011 | 2946.7529 | 1610.3224 | 3018.6416 | 1584.2959 | 5450.4576 | 3352.7681 | 11151.6304 | 2786.1476 | 5156.6288 | 1825.5062 | 4074.6055 | 8959.9765 | 2440.4426 | 286.2337 | 1979.3638 | 4144.3542 | 1140.0245 | 108.8677
2027 | 1 | 13 | 9 | MW | 11956.0399 | 3348.6725 | 2250.2523 | 19960.274 | 8705.7467 | 1052.2524 | 2820.9561 | 334.1748 | 3070.9357 | 1657.771 | 2987.3297 | 1607.8914 | 5369.5592 | 3561.7804 | 11878.7855 | 2955.9742 | 5220.848 | 1855.8766 | 3984.1556 | 9578.614 | 2658.1141 | 291.1671 | 1926.1463 | 4156.9219 | 1126.9742 | 110.4891
2027 | 1 | 13 | 10 | MW | 12158.1901 | 3271.7564 | 2268.2679 | 19931.9469 | 8852.9416 | 1063.1184 | 2757.0955 | 345.4132 | 3208.3461 | 1680.7913 | 2976.5135 | 1611.9876 | 5300.0756 | 3602.853 | 12413.8659 | 3065.0115 | 5268.8978 | 1875.0412 | 3830.2382 | 9941.5739 | 2737.0731 | 298.5353 | 1866.9443 | 4126.6477 | 1105.3718 | 110.7706
2027 | 1 | 13 | 11 | MW | 12321.4607 | 3207.8036 | 2261.2942 | 19707.2144 | 8971.8265 | 1062.3817 | 2719.8266 | 350.0335 | 3309.7504 | 1690.2557 | 2955.4494 | 1598.3881 | 5250.4448 | 3533.7907 | 12682.6133 | 3099.0857 | 5280.4481 | 1873.7418 | 3694.5629 | 10295.4085 | 2752.7226 | 300.8418 | 1830.8257 | 4068.9574 | 1044.1794 | 109.8361
2027 | 1 | 13 | 12 | MW | 12361.6333 | 3142.1219 | 2243.8601 | 19174.6754 | 9001.078 | 1059.2507 | 2709.7335 | 352.8431 | 3356.0441 | 1696.0105 | 2930.969 | 1574.7927 | 5226.1257 | 3442.8237 | 12602.5361 | 3062.2864 | 5237.4806 | 1868.2197 | 3547.1068 | 10347.9117 | 2747.0324 | 299.2721 | 1763.7148 | 4030.6864 | 1016.1402 | 108.2147
2027 | 1 | 13 | 13 | MW | 12276.11 | 3086.3792 | 2236.4988 | 18566.5976 | 8938.8045 | 1034.4803 | 2663.3418 | 349.9086 | 3365.5967 | 1689.9994 | 2882.5778 | 1557.9149 | 5180.4655 | 3298.3099 | 12362.9191 | 2966.0597 | 5158.4768 | 1824.5316 | 3408.3909 | 10147.0241 | 2724.6242 | 296.453 | 1740.4194 | 4008.9806 | 969.0552 | 107.0549
2027 | 1 | 13 | 14 | MW | 12211.3167 | 2976.6227 | 2206.6661 | 17949.0775 | 8891.6255 | 1016.0633 | 2687.6054 | 350.97 | 3365.9633 | 1692.1743 | 2816.5388 | 1541.693 | 5213.7177 | 3162.3151 | 12240.3781 | 2900.3647 | 5069.7707 | 1792.0493 | 3327.4422 | 10133.3252 | 2708.9746 | 295.6521 | 1708.7873 | 4095.2322 | 965.8808 | 105.9402
2027 | 1 | 13 | 15 | MW | 12193.1787 | 2967.1155 | 2140.9953 | 17726.2404 | 8878.4184 | 1009.9859 | 2739.6259 | 353.7796 | 3393.519 | 1697.9291 | 2813.692 | 1563.9778 | 5358.6401 | 3037.5759 | 12182.8326 | 2860.2933 | 5087.3272 | 1781.3305 | 3419.0323 | 10343.3381 | 2690.4805 | 302.1553 | 1719.2606 | 4267.1619 | 941.9864 | 107.4715
2027 | 1 | 13 | 16 | MW | 12344.7826 | 3051.8107 | 2175.4768 | 17988.7423 | 8988.8082 | 1023.2459 | 2839.2025 | 352.4685 | 3447.5283 | 1695.2437 | 2882.0093 | 1623.4574 | 5741.7908 | 3016.8888 | 12177.1279 | 2844.4835 | 5085.0169 | 1804.7173 | 3618.9345 | 10964.2624 | 2678.3878 | 304.3658 | 1775.4704 | 4500.2077 | 937.2247 | 111.5588
2027 | 1 | 13 | 17 | MW | 12903.2787 | 3368.1179 | 2265.1687 | 19399.3962 | 9395.4751 | 1050.4108 | 3005.9403 | 395.6117 | 3553.3415 | 1783.6173 | 3641.4632 | 1749.9552 | 5936.344 | 3163.8353 | 12744.878 | 3034.7539 | 5377.0085 | 1852.6286 | 4007.338 | 11514.411 | 2854.4448 | 312.663 | 2012.2781 | 4864.06 | 1014.553 | 120.2513
2027 | 1 | 13 | 18 | MW | 13619.8615 | 3704.7356 | 2633.04 | 21202.8611 | 9917.2523 | 1156.5838 | 3006.7164 | 442.3761 | 3993.1277 | 1879.409 | 4200.5207 | 1786.0033 | 5898.128 | 3597.3766 | 14786.2398 | 3356.96 | 5883.3727 | 2039.8878 | 4318.2127 | 14189.8266 | 3348.4743 | 347.5495 | 2189.0295 | 4933.7445 | 1145.5787 | 122.7284
2027 | 1 | 13 | 19 | MW | 13523.9704 | 3672.7588 | 2775.6175 | 21236.8512 | 9847.4295 | 1210.9134 | 3013.3161 | 438.8173 | 4112.5342 | 1872.1184 | 4338.2933 | 1766.505 | 5905.0758 | 3729.4163 | 15576.2246 | 3505.2513 | 6021.0526 | 2135.7098 | 4257.4057 | 14698.8895 | 3510.3063 | 353.2199 | 2121.9198 | 4865.7729 | 1156.5127 | 121.3885
2027 | 1 | 13 | 20 | MW | 13327.01 | 3633.8689 | 2699.6791 | 20721.3131 | 9704.0135 | 1213.5837 | 2956.2487 | 423.3957 | 4019.2129 | 1840.5293 | 4305.2738 | 1734.7161 | 5616.2248 | 3641.4918 | 15497.9782 | 3445.5535 | 5978.0852 | 2140.4195 | 4218.6417 | 13858.827 | 3328.5568 | 345.211 | 2090.5022 | 4827.5039 | 1134.2924 | 119.2041
2027 | 1 | 13 | 21 | MW | 13095.061 | 3491.2703 | 2608.0508 | 20039.5803 | 9535.1207 | 1207.506 | 2883.8472 | 405.4141 | 3982.1054 | 1803.6968 | 4212.4762 | 1671.1403 | 5310.9946 | 3378.3251 | 14978.7229 | 3361.594 | 5875.5184 | 2129.7002 | 4036.2216 | 13402.2674 | 3192.6899 | 331.8522 | 2022.7503 | 4617.8748 | 1087.9132 | 114.8354
2027 | 1 | 13 | 22 | MW | 11739.6427 | 3215.5819 | 2419.3686 | 18885.7419 | 8548.1778 | 1161.2799 | 2706.0453 | 378.5667 | 3868.944 | 1748.7024 | 3893.0964 | 1547.2649 | 5040.5062 | 3239.8954 | 14113.3435 | 3155.5126 | 5654.2155 | 2048.1704 | 3807.4359 | 12400.1326 | 2986.0437 | 321.5688 | 1900.4998 | 4327.7083 | 1000.6212 | 106.3231
2027 | 1 | 13 | 23 | MW | 10969.9333 | 2932.547 | 2191.3622 | 17146.4897 | 7987.7167 | 1090.6515 | 2586.2817 | 338.4829 | 3639.3145 | 1666.5952 | 3514.508 | 1453.2109 | 4952.1631 | 2870.5488 | 12785.5652 | 2878.012 | 5349.7496 | 1923.6017 | 3550.9068 | 10825.0142 | 2636.0621 | 302.2834 | 1798.3392 | 4224.8935 | 955.7415 | 99.86
2027 | 1 | 13 | 24 | MW | 10350.5347 | 2886.3106 | 2044.9112 | 16037.9792 | 7536.7039 | 1020.2991 | 2627.6258 | 299.7102 | 3347.961 | 1587.1745 | 3221.8847 | 1406.3479 | 5087.1591 | 2709.6069 | 11306.9629 | 2466.1221 | 5096.1048 | 1799.5201 | 3452.096 | 9279.5661 | 2319.5129 | 287.0666 | 1663.692 | 4015.2645 | 952.2146 | 96.6397
2027 | 1 | 14 | 1 | MW | 9991.5967 | 2843.5312 | 1994.1567 | 15156.0733 | 7275.3446 | 979.6901 | 2608.4098 | 289.4083 | 3129.7213 | 1566.0718 | 3055.647 | 1391.1088 | 5005.7644 | 2716.2997 | 10425.7584 | 2489.5651 | 4987.5325 | 1727.8972 | 3500.3611 | 8784.2032 | 2158.0382 | 275.3416 | 1663.0509 | 3942.1522 | 940.9283 | 95.5925
2027 | 1 | 14 | 2 | MW | 9972.1541 | 2861.6803 | 1964.9054 | 15159.8526 | 7261.1875 | 960.6289 | 2668.9706 | 275.5475 | 3000.3939 | 1537.6796 | 2987.3297 | 1387.8324 | 5054.4026 | 2687.3974 | 9966.555 | 2412.966 | 4960.736 | 1694.2786 | 3531.9044 | 8329.9292 | 2046.3567 | 268.8384 | 1685.4919 | 3951.2903 | 960.6788 | 95.3674
2027 | 1 | 14 | 3 | MW | 10430.874 | 2924.7687 | 1957.1565 | 15222.1697 | 7595.2027 | 959.616 | 2680.6172 | 270.4902 | 2925.8105 | 1527.3208 | 3028.3209 | 1387.9954 | 5209.7471 | 2834.345 | 9722.0325 | 2399.8813 | 4957.04 | 1692.4922 | 3748.9093 | 8291.1226 | 1991.9383 | 267.8453 | 1736.5728 | 4016.4077 | 998.5938 | 95.3786
2027 | 1 | 14 | 4 | MW | 10520.2823 | 3129.1586 | 1976.5287 | 16090.854 | 7660.305 | 976.8356 | 2751.8544 | 275.048 | 2926.5453 | 1536.6565 | 3118.2708 | 1428.1407 | 5508.5252 | 2952.6941 | 9815.7681 | 2470.2104 | 5017.5633 | 1722.8626 | 3962.4927 | 8254.5974 | 1961.3514 | 272.2021 | 1838.7334 | 4166.6316 | 1013.6716 | 98.1372
2027 | 1 | 14 | 5 | MW | 10776.858 | 3397.0696 | 2065.6392 | 17114.3833 | 7847.1296 | 1011.4592 | 2938.5849 | 292.0306 | 3011.7836 | 1571.4437 | 3340.8692 | 1502.3676 | 5837.5781 | 3116.3748 | 10178.646 | 2670.2945 | 5135.8379 | 1783.9289 | 4375.979 | 8804.7471 | 2050.2697 | 281.6846 | 2053.7413 | 4379.1167 | 1070.8959 | 103.2379
2027 | 1 | 14 | 6 | MW | 11332.7563 | 3821.8386 | 2251.4152 | 19048.1573 | 8251.905 | 1079.4173 | 3198.688 | 326.3703 | 3214.2247 | 1641.7839 | 3677.3294 | 1657.5399 | 6129.4077 | 3473.2473 | 11066.2289 | 2915.6299 | 5398.2603 | 1903.7879 | 5035.7331 | 10599.0102 | 2358.2818 | 302.2514 | 2243.957 | 4731.5426 | 1164.977 | 113.9008
2027 | 1 | 14 | 7 | MW | 12246.3053 | 3938.9417 | 2504.9922 | 21374.7071 | 8917.1024 | 1166.6208 | 3374.1603 | 371.3866 | 3583.1017 | 1733.9947 | 3922.6996 | 1764.2105 | 6139.8304 | 3906.7875 | 13143.4333 | 3305.44 | 5774.3381 | 2057.5903 | 5014.8303 | 12879.5165 | 2878.6314 | 339.4447 | 2303.3723 | 4817.2226 | 1210.7393 | 121.2309
2027 | 1 | 14 | 8 | MW | 13227.2339 | 3791.5899 | 2613.4749 | 22537.9879 | 9631.3619 | 1188.0765 | 3250.7085 | 382.8124 | 3721.6135 | 1757.3989 | 3746.2151 | 1758.8035 | 6148.7635 | 4274.9177 | 14488.6681 | 3531.1489 | 5903.2389 | 2095.432 | 4563.7202 | 13653.3768 | 3177.3964 | 357.2883 | 2210.8294 | 4803.5135 | 1192.0469 | 120.8593
2027 | 1 | 14 | 9 | MW | 13527.8613 | 3657.203 | 2572.4065 | 22182.958 | 9850.2626 | 1181.7226 | 3063.5896 | 397.6096 | 3853.5128 | 1787.7097 | 3578.2698 | 1765.6852 | 6087.718 | 4229.891 | 15104.9134 | 3533.8741 | 5852.4179 | 2084.2256 | 4217.5014 | 13966.1148 | 3318.2425 | 360.4919 | 2106.531 | 4765.8142 | 1160.4798 | 121.3322
2027 | 1 | 14 | 10 | MW | 13553.7751 | 3520.2228 | 2562.3328 | 21695.7469 | 9869.1317 | 1177.3024 | 2978.3769 | 404.4775 | 3963.3675 | 1801.7782 | 3478.0722 | 1754.3794 | 5882.2457 | 4185.1671 | 15529.5412 | 3542.0518 | 5801.1345 | 2076.4296 | 4006.5778 | 14283.4264 | 3320.732 | 367.4116 | 2019.758 | 4669.8529 | 1126.534 | 120.5553
2027 | 1 | 14 | 11 | MW | 13562.8441 | 3422.9961 | 2535.6001 | 21195.3142 | 9875.7352 | 1163.3979 | 2927.7151 | 408.1613 | 4042.3597 | 1809.324 | 3379.5822 | 1728.4903 | 5789.4363 | 4050.9974 | 15591.6475 | 3539.8712 | 5741.0729 | 2051.906 | 3851.1401 | 14511.7008 | 3294.412 | 367.7961 | 1978.7239 | 4611.591 | 1084.034 | 118.7763
2027 | 1 | 14 | 12 | MW | 13538.2291 | 3344.7838 | 2504.024 | 20751.5239 | 9857.812 | 1150.23 | 2910.828 | 409.2851 | 4072.8548 | 1811.6255 | 3333.4682 | 1700.7976 | 5731.8644 | 3898.5734 | 15333.1843 | 3471.177 | 5662.993 | 2028.6815 | 3729.1468 | 14399.8504 | 3286.2322 | 364.24 | 1885.752 | 4561.3258 | 1052.1156 | 116.8733
2027 | 1 | 14 | 13 | MW | 13446.2231 | 3266.1396 | 2460.2432 | 20281.3021 | 9790.8181 | 1125.8276 | 2851.6252 | 406.9125 | 4063.6695 | 1806.7662 | 3251.4879 | 1685.3956 | 5676.774 | 3760.7535 | 15066.5772 | 3433.2874 | 5593.2291 | 1985.6426 | 3595.7521 | 14221.7869 | 3261.3345 | 359.1785 | 1858.3955 | 4526.4845 | 1001.6794 | 115.815
2027 | 1 | 14 | 14 | MW | 13361.9987 | 3195.2721 | 2421.4996 | 19816.7433 | 9729.4904 | 1106.3978 | 2889.2817 | 403.6034 | 4076.8963 | 1799.9872 | 3168.9391 | 1680.9714 | 5693.1526 | 3616.5436 | 14915.8937 | 3337.8793 | 5553.0344 | 1951.3738 | 3506.0615 | 14326.7934 | 3240.7058 | 358.5057 | 1810.5213 | 4555.6154 | 994.7135 | 115.5109
2027 | 1 | 14 | 15 | MW | 13251.8546 | 3140.8257 | 2372.4885 | 19408.8386 | 9649.2894 | 1083.9293 | 2899.1814 | 408.1613 | 4081.6726 | 1809.324 | 3135.9196 | 1684.2488 | 5843.0376 | 3448.6039 | 14622.7616 | 3253.647 | 5515.15 | 1911.7457 | 3501.1213 | 14240.0485 | 3191.6237 | 357.6087 | 1834.6723 | 4663.5709 | 966.6755 | 115.7361
2027 | 1 | 14 | 16 | MW | 13346.4469 | 3222.4958 | 2350.9861 | 19484.3773 | 9718.1664 | 1076.1944 | 2948.0962 | 397.6096 | 4080.9378 | 1787.7097 | 3156.9837 | 1724.885 | 6248.0257 | 3403.2723 | 14495.7805 | 3228.2963 | 5489.2768 | 1898.1036 | 3726.8672 | 14504.8568 | 3210.1178 | 361.9336 | 1947.9462 | 4818.9355 | 981.3119 | 118.5285
2027 | 1 | 14 | 17 | MW | 13840.1496 | 3537.9393 | 2412.3949 | 20617.4473 | 10077.6543 | 1087.4286 | 3115.0282 | 426.9544 | 4185.6487 | 1847.8198 | 3911.8833 | 1834.1771 | 6328.4271 | 3445.5613 | 14774.2429 | 3387.7634 | 5749.3896 | 1917.9175 | 4305.6709 | 15198.8162 | 3320.377 | 364.4323 | 2143.933 | 5095.9645 | 1096.8187 | 126.0387
2027 | 1 | 14 | 18 | MW | 14443.9965 | 3864.6172 | 2677.2085 | 22394.4689 | 10517.3431 | 1186.9713 | 3095.4231 | 502.5643 | 4470.3888 | 2002.6974 | 4470.9419 | 1854.4962 | 6239.0913 | 3777.4866 | 16618.148 | 3739.9554 | 6231.2677 | 2093.4829 | 4741.5802 | 17894.7855 | 3902.2576 | 398.6783 | 2335.8588 | 5093.68 | 1230.0497 | 127.435
2027 | 1 | 14 | 19 | MW | 14257.4039 | 3859.8649 | 2767.8686 | 22332.1518 | 10381.4765 | 1261.1911 | 3120.0751 | 501.2531 | 4510.4365 | 2000.012 | 4625.7927 | 1830.7367 | 6201.3729 | 3857.8057 | 17384.5067 | 3857.4445 | 6390.1993 | 2224.3855 | 4725.6177 | 17814.8846 | 3925.7319 | 405.3737 | 2277.9391 | 5038.8458 | 1232.0771 | 125.8023
2027 | 1 | 14 | 20 | MW | 13993.0582 | 3791.1581 | 2682.0511 | 21826.0443 | 10188.9941 | 1283.3834 | 3073.1008 | 481.898 | 4357.2275 | 1960.3654 | 4568.8624 | 1785.3484 | 5855.4457 | 3804.8676 | 17034.3433 | 3782.4803 | 6277.9303 | 2263.5266 | 4583.4819 | 16520.5547 | 3746.4731 | 390.2529 | 2246.3081 | 4936.6026 | 1198.7471 | 122.6834
2027 | 1 | 14 | 21 | MW | 13672.9881 | 3636.0288 | 2585.3856 | 21155.6494 | 9955.9362 | 1272.8858 | 2985.365 | 458.984 | 4227.5326 | 1913.4283 | 4362.7737 | 1692.1133 | 5488.1767 | 3581.861 | 16397.1073 | 3625.7384 | 6147.1815 | 2245.0117 | 4521.5355 | 15803.7602 | 3560.1007 | 376.8941 | 2144.5741 | 4670.4245 | 1141.5228 | 116.2766
2027 | 1 | 14 | 22 | MW | 12115.4255 | 3325.7711 | 2420.1438 | 19531.5891 | 8821.8027 | 1215.6095 | 2796.3049 | 420.8358 | 4043.8294 | 1835.286 | 4026.3135 | 1554.6376 | 5186.4207 | 3387.7556 | 15160.1208 | 3367.5912 | 5865.8162 | 2143.9925 | 4215.9811 | 14217.2243 | 3291.9224 | 362.5742 | 2016.7658 | 4350.5555 | 1056.1716 | 106.8297
2027 | 1 | 14 | 23 | MW | 11243.348 | 3034.9579 | 2216.1576 | 17584.6169 | 8186.8026 | 1130.2476 | 2661.2064 | 373.2597 | 3798.0347 | 1737.832 | 3617.5524 | 1455.0136 | 5059.3658 | 2978.25 | 13591.7462 | 3037.2073 | 5516.0732 | 1993.4382 | 3924.4889 | 12365.8909 | 2871.5177 | 337.7468 | 1875.921 | 4204.9006 | 1012.9658 | 99.9838
2027 | 1 | 14 | 24 | MW | 10500.8455 | 2977.9189 | 2071.8376 | 16279.7009 | 7646.1522 | 1052.805 | 2701.5809 | 333.6753 | 3462.5921 | 1656.7479 | 3283.3693 | 1394.5501 | 5133.3163 | 2809.0929 | 11920.6475 | 2584.7003 | 5251.3412 | 1856.8512 | 3779.6925 | 10423.2391 | 2495.571 | 319.6788 | 1756.876 | 3972.4245 | 997.2711 | 95.829
2027 | 1 | 15 | 1 | MW | 10082.2981 | 2920.0155 | 2007.5234 | 15329.8149 | 7341.3884 | 1006.1183 | 2671.3002 | 318.1288 | 3196.9564 | 1624.9024 | 3094.36 | 1367.6773 | 5038.521 | 2777.4518 | 10917.7145 | 2523.3664 | 5141.8442 | 1774.509 | 3805.9155 | 9656.2227 | 2269.7197 | 304.9744 | 1765.2115 | 3906.7374 | 992.0692 | 93.9824
2027 | 1 | 15 | 2 | MW | 9999.3668 | 2930.8181 | 1950.9572 | 14816.1605 | 7281.0023 | 990.1877 | 2705.2685 | 299.4605 | 3055.8727 | 1586.6629 | 3051.6622 | 1350.4726 | 5056.3879 | 2695.0027 | 10349.6845 | 2418.1446 | 5092.4088 | 1746.4121 | 3843.9194 | 8998.7842 | 2142.7436 | 295.8443 | 1785.3014 | 3887.8877 | 1003.7957 | 92.8001
2027 | 1 | 15 | 3 | MW | 10429.5751 | 2986.9935 | 1933.7169 | 14746.2848 | 7594.2569 | 990.8323 | 2688.7698 | 293.3417 | 2976.5122 | 1574.1292 | 3066.4644 | 1350.8005 | 5166.5685 | 2791.7511 | 9975.8685 | 2371.8043 | 5094.7192 | 1747.5488 | 3976.1739 | 8859.5338 | 2078.7231 | 291.8399 | 1829.9701 | 3945.5799 | 1042.8567 | 92.8227
2027 | 1 | 15 | 4 | MW | 10473.6386 | 3151.1965 | 1977.3031 | 15227.8328 | 7626.3416 | 1002.527 | 2773.0123 | 296.3386 | 2934.6283 | 1580.2679 | 3174.6315 | 1386.3577 | 5427.1305 | 2827.956 | 10007.1983 | 2397.9724 | 5154.3184 | 1768.175 | 4223.2018 | 8571.9046 | 2054.8926 | 292.9291 | 1932.1307 | 4092.3761 | 1061.7258 | 95.266
2027 | 1 | 15 | 5 | MW | 10702.9956 | 3427.3175 | 2036.0003 | 16105.9594 | 7793.3471 | 1036.9664 | 2938.5849 | 313.4461 | 3041.9112 | 1615.3104 | 3387.5518 | 1466.6473 | 5783.9768 | 3044.5737 | 10382.9679 | 2549.8074 | 5285.5296 | 1828.9165 | 4676.5932 | 9259.0211 | 2121.0477 | 302.3796 | 2135.5975 | 4316.8554 | 1117.6285 | 100.7833
2027 | 1 | 15 | 6 | MW | 11289.9976 | 3876.2843 | 2252.1896 | 18060.5018 | 8220.7704 | 1113.3961 | 3134.6325 | 346.7868 | 3255.742 | 1683.6054 | 3661.9577 | 1619.3612 | 6027.6638 | 3425.4818 | 11361.1461 | 2817.7684 | 5490.2007 | 1963.7169 | 5413.4952 | 10948.2822 | 2428.7048 | 321.1844 | 2289.0523 | 4627.0148 | 1216.3824 | 111.2773
2027 | 1 | 15 | 7 | MW | 12256.6674 | 3964.0038 | 2481.165 | 20619.3311 | 8924.6474 | 1202.8099 | 3257.3083 | 393.7386 | 3647.0301 | 1779.78 | 3856.6606 | 1737.8295 | 5907.0611 | 3863.5859 | 13407.4229 | 3229.6595 | 5883.8351 | 2121.4176 | 5454.5397 | 13520.9727 | 2986.3999 | 353.284 | 2352.5287 | 4706.9806 | 1254.562 | 119.418
2027 | 1 | 15 | 8 | MW | 13244.0787 | 3804.1213 | 2584.6104 | 21686.3046 | 9643.6274 | 1230.8032 | 3150.9377 | 397.7969 | 3769.7442 | 1788.0937 | 3693.8392 | 1723.4103 | 5911.0317 | 4134.6629 | 14656.0406 | 3455.0944 | 5951.2887 | 2170.79 | 4869.6547 | 14224.0683 | 3244.2626 | 366.4506 | 2273.6646 | 4700.1271 | 1234.3701 | 118.4272
2027 | 1 | 15 | 9 | MW | 13463.0679 | 3676.6484 | 2561.7522 | 21233.0719 | 9803.0836 | 1216.6224 | 3001.4753 | 409.6597 | 3885.4766 | 1812.3934 | 3532.7254 | 1719.478 | 5828.148 | 4032.743 | 15146.1727 | 3428.3805 | 5840.8677 | 2145.779 | 4419.6841 | 14315.3758 | 3423.5214 | 364.4003 | 2166.374 | 4674.4238 | 1181.8187 | 118.157
2027 | 1 | 15 | 10 | MW | 13413.8264 | 3529.7292 | 2529.4009 | 20913.9276 | 9767.2285 | 1208.2428 | 2918.9806 | 412.7816 | 3987.9839 | 1818.7874 | 3420.5723 | 1709.9739 | 5756.1834 | 3954.2491 | 15356.3913 | 3402.7569 | 5790.9706 | 2130.9997 | 4158.9749 | 14445.4987 | 3446.2846 | 366.3545 | 2065.0678 | 4581.3187 | 1140.289 | 117.5039
2027 | 1 | 15 | 11 | MW | 13450.1139 | 3413.4898 | 2479.034 | 20421.0535 | 9793.6512 | 1193.6013 | 2871.6179 | 414.2176 | 4087.9186 | 1821.7291 | 3351.6855 | 1698.3401 | 5691.1673 | 3847.7654 | 15557.1957 | 3376.0419 | 5743.8449 | 2105.1762 | 3972.3739 | 14616.7072 | 3446.9958 | 367.2515 | 1987.486 | 4467.0793 | 1096.3785 | 116.7045
2027 | 1 | 15 | 12 | MW | 13390.5045 | 3317.1283 | 2434.0911 | 19911.1668 | 9750.2468 | 1176.9343 | 2860.7481 | 413.4683 | 4135.681 | 1820.1944 | 3290.7704 | 1680.6435 | 5684.7152 | 3704.7729 | 15353.3525 | 3320.4323 | 5655.1387 | 2075.7803 | 3790.3339 | 14545.9425 | 3431.7024 | 364.1119 | 1915.2463 | 4391.6825 | 1054.5843 | 115.4884
2027 | 1 | 15 | 13 | MW | 13289.4294 | 3215.5819 | 2399.8034 | 19403.1755 | 9676.6493 | 1147.8355 | 2822.5089 | 411.0957 | 4150.3774 | 1815.3341 | 3224.7314 | 1665.5693 | 5663.8697 | 3529.2268 | 15071.5419 | 3280.0892 | 5569.2046 | 2024.4583 | 3651.9981 | 14399.8504 | 3408.228 | 360.4278 | 1892.8053 | 4335.1335 | 1008.5575 | 114.4526
2027 | 1 | 15 | 14 | MW | 13214.274 | 3101.0714 | 2365.5149 | 18942.396 | 9621.9252 | 1126.9325 | 2877.83 | 406.4131 | 4159.5626 | 1805.7431 | 3138.7653 | 1640.1712 | 5769.0871 | 3378.9328 | 14955.7583 | 3197.7658 | 5496.2071 | 1987.5912 | 3505.3022 | 14377.0153 | 3380.1296 | 362.1898 | 1844.29 | 4368.8335 | 991.0989 | 112.7073
2027 | 1 | 15 | 15 | MW | 13161.1474 | 3142.9863 | 2343.2372 | 18702.5697 | 9583.2413 | 1121.5918 | 2880.3531 | 403.541 | 4138.6203 | 1799.8596 | 3091.5132 | 1627.8816 | 5880.7574 | 3275.4916 | 14732.0292 | 3149.5155 | 5415.3552 | 1978.1718 | 3518.6033 | 14363.3164 | 3311.485 | 361.7413 | 1868.0132 | 4409.389 | 966.322 | 111.8628
2027 | 1 | 15 | 16 | MW | 13197.4291 | 3217.31 | 2341.8814 | 18815.8779 | 9609.6597 | 1117.0796 | 2923.2507 | 394.1132 | 4076.1615 | 1780.5479 | 3078.4198 | 1664.9135 | 6192.4391 | 3238.6791 | 14593.3032 | 3160.4195 | 5439.8421 | 1970.2136 | 3645.5376 | 14689.7642 | 3296.5465 | 360.1075 | 1956.9228 | 4644.7213 | 980.7829 | 114.4075
2027 | 1 | 15 | 17 | MW | 13757.2183 | 3514.1726 | 2443.971 | 20337.9562 | 10017.2681 | 1132.1814 | 3091.9291 | 410.5962 | 4141.927 | 1814.3109 | 3671.6359 | 1778.1388 | 6276.8111 | 3319.6068 | 14855.2073 | 3236.747 | 5698.5686 | 1996.8489 | 4111.0899 | 14938.5814 | 3424.5887 | 362.5423 | 2220.2326 | 4927.4626 | 1097.7012 | 122.188
2027 | 1 | 15 | 18 | MW | 14366.2491 | 3829.6169 | 2778.1352 | 21867.593 | 10460.7316 | 1260.0862 | 3079.8948 | 480.7741 | 4449.4465 | 1958.0629 | 4281.9325 | 1801.4063 | 6216.2619 | 3676.1744 | 16457.5523 | 3555.4094 | 6156.4214 | 2222.4369 | 4670.892 | 17440.5072 | 3952.4069 | 392.143 | 2423.0583 | 4918.3245 | 1235.7806 | 123.7868
2027 | 1 | 15 | 19 | MW | 14151.1449 | 3834.8019 | 2834.7014 | 21369.0441 | 10304.1043 | 1334.0295 | 3111.3399 | 482.5224 | 4450.5487 | 1961.6438 | 4345.6943 | 1756.018 | 6152.7341 | 3752.2345 | 17255.7463 | 3652.4534 | 6255.2922 | 2352.852 | 4513.5547 | 17399.4215 | 3914.3503 | 401.4654 | 2325.3855 | 4870.9136 | 1233.312 | 120.6679
2027 | 1 | 15 | 20 | MW | 13915.305 | 3775.1697 | 2671.5907 | 20995.1412 | 10132.3784 | 1331.7276 | 3059.5136 | 468.1621 | 4335.9177 | 1932.2285 | 4316.6596 | 1714.398 | 5785.4657 | 3658.8326 | 16809.9205 | 3608.8383 | 6182.7563 | 2348.792 | 4496.0727 | 16025.1907 | 3690.2762 | 385.4796 | 2289.6946 | 4788.0916 | 1188.1666 | 117.8079
2027 | 1 | 15 | 21 | MW | 13549.8901 | 3619.6086 | 2582.2864 | 20105.6768 | 9866.3028 | 1319.7564 | 2978.3769 | 445.2482 | 4220.1844 | 1885.2914 | 4098.6155 | 1631.1589 | 5433.0863 | 3512.7986 | 16160.9888 | 3475.8123 | 6058.937 | 2327.6783 | 4360.3974 | 15290.1238 | 3467.9806 | 372.9537 | 2176.8474 | 4525.9129 | 1122.3013 | 112.088
2027 | 1 | 15 | 22 | MW | 12036.3851 | 3319.289 | 2422.6616 | 18793.2139 | 8764.2497 | 1257.8762 | 2796.8874 | 407.7242 | 4039.4205 | 1808.4285 | 3749.6314 | 1502.2036 | 5148.7016 | 3274.8829 | 14938.2316 | 3281.4524 | 5749.8512 | 2218.5391 | 4031.2805 | 13728.7042 | 3174.1946 | 357.4165 | 2030.2314 | 4175.1999 | 1044.4439 | 103.2266
2027 | 1 | 15 | 23 | MW | 11172.0776 | 3028.9084 | 2221.1949 | 17053.9617 | 8134.9074 | 1171.8695 | 2665.6707 | 360.7724 | 3795.8294 | 1712.2528 | 3328.3443 | 1400.2851 | 5035.0467 | 2847.1229 | 13309.0677 | 2952.4305 | 5385.3244 | 2066.8475 | 3795.2741 | 12012.0563 | 2792.5577 | 334.0627 | 1894.0875 | 3972.9961 | 995.5072 | 96.2231
2027 | 1 | 15 | 24 | MW | 10420.5061 | 2975.7582 | 2073.3872 | 15497.8816 | 7587.6534 | 1083.2847 | 2715.3623 | 319.5648 | 3472.5113 | 1627.8442 | 3015.2264 | 1340.8054 | 5113.9598 | 2667.6217 | 11776.8727 | 2518.1867 | 5109.9654 | 1910.6089 | 3637.9368 | 10194.9647 | 2461.7823 | 315.4821 | 1736.3583 | 3795.3541 | 988.9825 | 92.1358
2027 | 1 | 16 | 1 | MW | 9939.7632 | 2889.7676 | 2016.0467 | 14334.6008 | 7237.6022 | 1038.3477 | 2691.0987 | 302.5822 | 3234.4322 | 1593.0569 | 2831.3409 | 1328.8437 | 5030.5798 | 2601.297 | 10761.2544 | 2431.775 | 4959.3496 | 1831.3526 | 3618.5544 | 9494.1504 | 2261.5387 | 302.828 | 1737.8538 | 3692.5393 | 988.1889 | 91.3139
2027 | 1 | 16 | 2 | MW | 9886.6308 | 2891.4956 | 1942.8216 | 14453.5721 | 7198.914 | 1019.1943 | 2714.1978 | 288.3469 | 3089.3062 | 1563.8979 | 2780.6725 | 1312.9497 | 5061.3511 | 2472.2999 | 10221.1327 | 2326.826 | 4851.7013 | 1797.5714 | 3620.0747 | 8873.2316 | 2146.3004 | 292.7689 | 1758.1582 | 3641.1328 | 1008.0284 | 90.2217
2027 | 1 | 16 | 3 | MW | 10325.9139 | 2932.547 | 1943.2083 | 14536.6694 | 7518.7764 | 1016.0633 | 2711.0922 | 281.7911 | 3015.0903 | 1550.4686 | 2811.4149 | 1320.9782 | 5148.2053 | 2535.2772 | 9902.2619 | 2279.94 | 4794.8732 | 1792.0493 | 3788.8136 | 8590.1661 | 2059.8717 | 290.6866 | 1801.758 | 3681.1167 | 1023.2829 | 90.7734
2027 | 1 | 16 | 4 | MW | 10347.9427 | 3099.7751 | 1989.314 | 14750.0641 | 7534.8166 | 1027.3897 | 2768.7414 | 281.8535 | 2966.2256 | 1550.5973 | 2882.5778 | 1367.6773 | 5376.0107 | 2580.6088 | 9954.2256 | 2299.0206 | 4796.2596 | 1812.0258 | 4023.2997 | 8523.9662 | 1988.7376 | 291.8719 | 1895.3697 | 3848.4754 | 1041.9753 | 93.9824
2027 | 1 | 16 | 5 | MW | 10583.7768 | 3381.0811 | 2034.2569 | 15681.0655 | 7706.5383 | 1061.0926 | 2885.5942 | 299.4605 | 3037.5023 | 1586.6629 | 3057.9242 | 1444.0347 | 5714.4938 | 2778.9731 | 10362.0362 | 2448.4034 | 4856.3213 | 1871.4683 | 4421.9645 | 9181.4069 | 2044.5783 | 300.5535 | 2086.2266 | 4103.229 | 1106.43 | 99.2294
2027 | 1 | 16 | 6 | MW | 11191.5145 | 3808.4427 | 2248.5089 | 17867.8756 | 8149.0603 | 1133.6547 | 3074.266 | 335.7357 | 3285.5014 | 1660.968 | 3370.4735 | 1599.207 | 5930.8839 | 3228.03 | 11286.3149 | 2747.7122 | 5073.005 | 1999.4473 | 5221.5739 | 10790.7725 | 2343.3434 | 318.4293 | 2225.576 | 4436.2354 | 1210.2102 | 109.8924
2027 | 1 | 16 | 7 | MW | 12127.0865 | 3901.3481 | 2486.0076 | 20362.5039 | 8830.2936 | 1210.7289 | 3204.7052 | 375.5074 | 3655.848 | 1742.436 | 3570.3003 | 1713.2512 | 5841.0524 | 3728.5037 | 13261.1352 | 3129.0716 | 5522.5419 | 2135.3845 | 5237.1555 | 13215.0786 | 2905.6625 | 352.5791 | 2287.7701 | 4538.4787 | 1234.8103 | 117.7291
2027 | 1 | 16 | 8 | MW | 13110.607 | 3783.3806 | 2629.1656 | 21888.3732 | 9546.4404 | 1228.4091 | 3149.579 | 382.4377 | 3770.1116 | 1756.6321 | 3421.7104 | 1690.6386 | 5797.8737 | 3997.1468 | 14567.9235 | 3371.6807 | 5614.944 | 2166.5674 | 4585.7624 | 13810.8865 | 3127.2459 | 366.9952 | 2214.676 | 4539.0503 | 1202.6274 | 116.1752
2027 | 1 | 16 | 9 | MW | 13301.0904 | 3674.055 | 2581.8988 | 21267.0737 | 9685.1402 | 1220.1217 | 2994.4879 | 396.3609 | 3874.4543 | 1785.1519 | 3281.0922 | 1684.0848 | 5752.2129 | 3949.6863 | 15004.6973 | 3346.6017 | 5532.7058 | 2151.9507 | 4162.7757 | 14144.1782 | 3299.0361 | 364.1119 | 2102.8977 | 4487.6419 | 1164.4479 | 115.7249
2027 | 1 | 16 | 10 | MW | 13268.6995 | 3539.2355 | 2534.6311 | 20966.8024 | 9661.5549 | 1214.044 | 2914.1279 | 401.9177 | 3978.4304 | 1796.5339 | 3201.9586 | 1662.128 | 5662.8777 | 3892.4893 | 15290.7868 | 3314.4363 | 5470.7969 | 2141.2314 | 3909.2873 | 14176.1277 | 3322.8666 | 366.0341 | 2011.8503 | 4440.2329 | 1124.4177 | 114.2161
2027 | 1 | 16 | 11 | MW | 13337.3779 | 3445.4666 | 2489.8821 | 20530.5824 | 9711.5629 | 1203.7306 | 2856.8663 | 404.6649 | 4040.8901 | 1802.1622 | 3131.3642 | 1643.2846 | 5618.2101 | 3747.6706 | 15434.0817 | 3281.1795 | 5442.1517 | 2123.0414 | 3720.0258 | 14354.1911 | 3304.7275 | 366.1622 | 1953.2895 | 4386.5419 | 1073.8058 | 112.9212
2027 | 1 | 16 | 12 | MW | 13345.148 | 3359.0433 | 2455.7882 | 20101.8975 | 9717.2206 | 1183.6562 | 2847.9377 | 404.9771 | 4053.382 | 1802.8013 | 3085.8198 | 1622.1467 | 5630.6169 | 3632.669 | 15202.4891 | 3226.6603 | 5413.5073 | 2087.6359 | 3608.6731 | 14354.1911 | 3307.217 | 363.247 | 1877.631 | 4373.9742 | 1039.8589 | 111.4687
2027 | 1 | 16 | 13 | MW | 13269.9926 | 3256.2006 | 2418.2066 | 19497.599 | 9662.4965 | 1157.1361 | 2807.3689 | 403.2913 | 4056.6887 | 1799.348 | 3015.2264 | 1607.2364 | 5601.8315 | 3457.4267 | 14923.0063 | 3161.7827 | 5400.109 | 2040.8619 | 3491.6201 | 14176.1277 | 3280.542 | 358.9542 | 1785.5159 | 4315.1425 | 993.7443 | 110.4441
2027 | 1 | 16 | 14 | MW | 13188.3602 | 3149.9002 | 2383.5313 | 19080.2519 | 9603.0561 | 1125.9196 | 2870.6477 | 400.9187 | 4040.8901 | 1794.4877 | 2966.2657 | 1592.9802 | 5662.8777 | 3318.0856 | 14772.2103 | 3100.4489 | 5373.7741 | 1985.8048 | 3377.6078 | 14100.8003 | 3264.5363 | 359.0503 | 1735.5039 | 4295.1497 | 963.9411 | 109.4645
2027 | 1 | 16 | 15 | MW | 13110.607 | 3165.4568 | 2339.9442 | 18674.2427 | 9546.4404 | 1115.238 | 2886.3703 | 399.1081 | 4011.1299 | 1790.7791 | 2952.0331 | 1592.8163 | 5804.3253 | 3236.549 | 14611.8509 | 3061.7406 | 5291.0743 | 1966.9655 | 3371.5273 | 14139.6047 | 3229.6804 | 361.453 | 1748.9683 | 4369.9767 | 935.3729 | 109.4532
2027 | 1 | 16 | 16 | MW | 13277.7685 | 3212.125 | 2464.3114 | 19082.1474 | 9668.1585 | 1104.0036 | 2966.3426 | 391.7407 | 4023.6218 | 1775.6875 | 3002.7014 | 1642.4648 | 6129.904 | 3196.6939 | 14459.6899 | 3040.2053 | 5348.3633 | 1947.1512 | 3495.4209 | 14020.8994 | 3150.7214 | 359.4988 | 1794.9191 | 4579.6058 | 926.4674 | 112.8649
2027 | 1 | 16 | 17 | MW | 13806.4599 | 3473.5538 | 2486.2014 | 20609.8887 | 10053.1232 | 1120.947 | 3094.0645 | 406.7252 | 4043.462 | 1806.3823 | 3561.7601 | 1742.5816 | 6180.0311 | 3270.9278 | 14698.4265 | 3175.1402 | 5544.7185 | 1977.0346 | 3696.4633 | 14287.989 | 3300.8145 | 365.4895 | 2007.3626 | 4841.2129 | 1018.5211 | 119.7446
2027 | 1 | 16 | 18 | MW | 14432.3355 | 3749.2431 | 2715.1768 | 21882.6984 | 10508.8522 | 1214.7808 | 3053.1081 | 471.9707 | 4250.312 | 1940.0295 | 4077.5514 | 1767.8158 | 6134.8672 | 3551.1325 | 16262.981 | 3469.2693 | 6112.9923 | 2142.5309 | 4099.6883 | 16036.5973 | 3711.6172 | 393.0721 | 2160.6041 | 4809.2258 | 1143.1101 | 121.4786
2027 | 1 | 16 | 19 | MW | 14222.4153 | 3745.3535 | 2742.8785 | 21548.4487 | 10355.9996 | 1270.7678 | 3067.472 | 471.7835 | 4265.7432 | 1939.6467 | 4152.6991 | 1722.7554 | 6042.0571 | 3528.0104 | 17036.3797 | 3568.494 | 6222.951 | 2241.2761 | 4081.066 | 16363.0341 | 3664.3124 | 397.525 | 2147.9941 | 4734.9703 | 1145.6677 | 118.3822
2027 | 1 | 16 | 20 | MW | 13952.8857 | 3700.846 | 2565.4328 | 21170.7548 | 10159.7426 | 1262.6646 | 3033.1154 | 456.9861 | 4178.3005 | 1909.3359 | 4154.9763 | 1675.4005 | 5682.2336 | 3394.4495 | 16564.6564 | 3523.7886 | 6044.6148 | 2226.9844 | 4042.302 | 15424.8092 | 3487.5431 | 383.4613 | 2102.6844 | 4625.8716 | 1117.0994 | 115.1281
2027 | 1 | 16 | 21 | MW | 13587.4649 | 3566.0266 | 2525.914 | 20285.0814 | 9893.6628 | 1256.0343 | 2946.1549 | 437.0691 | 4092.694 | 1868.5375 | 3972.2299 | 1600.3538 | 5347.7211 | 3287.9658 | 15920.3998 | 3423.4736 | 5863.0442 | 2215.2905 | 3997.4567 | 14721.7136 | 3293.3459 | 370.8715 | 2008.0037 | 4358.5522 | 1069.6621 | 109.9712
2027 | 1 | 16 | 22 | MW | 12001.3965 | 3264.8426 | 2367.0645 | 18796.9932 | 8738.7729 | 1209.3479 | 2752.6312 | 401.0435 | 3924.0546 | 1794.744 | 3635.7697 | 1477.2974 | 5078.2253 | 3118.8086 | 14729.0021 | 3238.3818 | 5587.2235 | 2132.9488 | 3728.0066 | 13301.8236 | 3002.4056 | 357.2883 | 1812.8724 | 4042.6825 | 991.3634 | 101.5151
2027 | 1 | 16 | 23 | MW | 11148.7499 | 2969.2762 | 2172.959 | 17042.6238 | 8117.9214 | 1126.4721 | 2634.4197 | 353.0304 | 3668.7073 | 1696.3944 | 3240.102 | 1379.3111 | 4966.0601 | 2755.851 | 13212.2255 | 2929.8049 | 5242.5629 | 1986.7793 | 3437.6546 | 11557.778 | 2620.7686 | 334.7994 | 1698.743 | 3774.7916 | 925.9383 | 94.7818
2027 | 1 | 16 | 24 | MW | 10394.5923 | 2930.8181 | 2018.1777 | 15477.1131 | 7568.7843 | 1042.7679 | 2686.6344 | 313.0715 | 3350.1655 | 1614.5436 | 2899.6571 | 1314.0965 | 5040.0099 | 2592.7791 | 11628.1909 | 2497.47 | 4969.9759 | 1839.1487 | 3316.8008 | 9793.1895 | 2332.6729 | 314.4248 | 1617.3133 | 3682.258 | 912.1833 | 90.3005
2027 | 1 | 17 | 1 | MW | 9956.6081 | 2876.3717 | 1961.4186 | 14293.0639 | 7249.8677 | 997.9228 | 2671.4944 | 295.8391 | 3131.5583 | 1579.2448 | 2745.9444 | 1307.5418 | 4977.9711 | 2531.0182 | 10665.3373 | 2407.5133 | 4825.3664 | 1760.0546 | 3293.9985 | 9078.6818 | 2142.0325 | 301.6747 | 1619.2366 | 3585.1554 | 911.9188 | 89.8501
2027 | 1 | 17 | 2 | MW | 9990.2978 | 2860.3832 | 1873.6639 | 14770.8326 | 7274.3988 | 974.4414 | 2702.9396 | 281.916 | 2993.7805 | 1550.725 | 2710.6477 | 1307.8697 | 4984.4233 | 2315.6169 | 10136.9696 | 2289.208 | 4759.7608 | 1718.64 | 3300.459 | 8412.1093 | 2041.0215 | 291.1671 | 1629.0677 | 3524.6089 | 944.5429 | 89.8726
2027 | 1 | 17 | 3 | MW | 10443.8339 | 2885.4462 | 1906.5958 | 14640.5352 | 7604.6394 | 965.325 | 2690.7111 | 276.1095 | 2915.8904 | 1538.8304 | 2739.6824 | 1338.0199 | 5094.6039 | 2392.8934 | 9837.1997 | 2256.7686 | 4732.9636 | 1702.5613 | 3477.1787 | 8158.7206 | 1960.6391 | 288.6042 | 1677.1564 | 3545.1715 | 947.5407 | 91.9444
2027 | 1 | 17 | 4 | MW | 10516.3973 | 3015.5125 | 1911.4393 | 15120.1994 | 7657.4762 | 974.2572 | 2763.6945 | 276.8587 | 2907.8074 | 1540.365 | 2804.5834 | 1382.9164 | 5294.6161 | 2430.0109 | 9864.2566 | 2284.3011 | 4713.5598 | 1718.3151 | 3633.3758 | 8218.0733 | 1905.8657 | 288.4441 | 1745.5482 | 3711.389 | 978.402 | 95.0296
2027 | 1 | 17 | 5 | MW | 10772.9671 | 3304.5977 | 1977.8845 | 16292.9225 | 7844.2965 | 1004.9212 | 2879.7705 | 293.8412 | 2940.8743 | 1575.1523 | 2970.2504 | 1469.7607 | 5642.0322 | 2639.9358 | 10212.5007 | 2396.6105 | 4817.5121 | 1772.3977 | 4037.361 | 8838.9899 | 1965.2632 | 296.9014 | 1958.8473 | 4005.5548 | 1049.029 | 100.9972
2027 | 1 | 17 | 6 | MW | 11354.7851 | 3715.5382 | 2172.7652 | 18298.4443 | 8267.9452 | 1075.8261 | 3124.7336 | 331.4901 | 3163.8904 | 1652.2715 | 3279.3846 | 1613.1344 | 5864.3788 | 3063.7417 | 11236.2208 | 2708.1854 | 5072.0803 | 1897.4539 | 4670.1318 | 10366.1732 | 2235.2187 | 316.0907 | 2077.4645 | 4388.8264 | 1150.2527 | 110.8494
2027 | 1 | 17 | 7 | MW | 12281.2881 | 3868.9386 | 2407.7461 | 20562.677 | 8942.575 | 1158.7938 | 3291.8591 | 368.6393 | 3518.8049 | 1728.3676 | 3491.7352 | 1742.2537 | 5757.6724 | 3544.7435 | 13186.1618 | 3110.8072 | 5477.2649 | 2043.7856 | 4660.6307 | 12596.4466 | 2747.7435 | 349.696 | 2133.0331 | 4480.2168 | 1179.35 | 119.7221
2027 | 1 | 17 | 8 | MW | 13249.2627 | 3779.0584 | 2516.2279 | 21744.8425 | 9647.4021 | 1171.7776 | 3187.4298 | 377.755 | 3613.2284 | 1747.0401 | 3367.6268 | 1727.1786 | 5723.9232 | 3830.1197 | 14390.5568 | 3361.8669 | 5593.2291 | 2066.6853 | 4188.6178 | 13221.9335 | 2948.6983 | 363.7916 | 2062.2901 | 4505.3503 | 1152.1923 | 118.6862
2027 | 1 | 17 | 9 | MW | 13492.8726 | 3681.4007 | 2460.8246 | 21478.573 | 9824.7858 | 1172.1459 | 2995.4581 | 392.9893 | 3741.4536 | 1778.2453 | 3278.815 | 1716.6925 | 5693.1526 | 3803.9551 | 14846.5902 | 3333.517 | 5560.4263 | 2067.335 | 3917.2682 | 13685.3372 | 3115.5093 | 361.6452 | 1984.2805 | 4503.0658 | 1110.3981 | 117.9656
2027 | 1 | 17 | 10 | MW | 13473.4358 | 3546.1494 | 2421.4996 | 21282.1792 | 9810.6329 | 1171.317 | 2884.6232 | 399.2329 | 3860.4936 | 1791.0354 | 3237.8249 | 1696.0465 | 5621.6837 | 3720.8983 | 15105.135 | 3310.8926 | 5530.3962 | 2065.8729 | 3750.4288 | 13851.9831 | 3158.9012 | 361.9656 | 1917.8119 | 4511.0606 | 1078.8321 | 116.5469
2027 | 1 | 17 | 11 | MW | 13504.5336 | 3430.3426 | 2402.3212 | 20830.842 | 9833.2766 | 1163.4899 | 2824.6444 | 401.2309 | 3948.6711 | 1795.1279 | 3219.038 | 1666.0603 | 5593.8904 | 3585.5112 | 15244.8311 | 3271.3657 | 5501.2894 | 2052.0682 | 3627.2954 | 14107.6443 | 3169.5717 | 361.1647 | 1836.8089 | 4496.7819 | 1027.8679 | 114.4863
2027 | 1 | 17 | 12 | MW | 13452.7059 | 3324.4748 | 2363.3838 | 20294.5237 | 9795.5385 | 1150.7823 | 2811.6391 | 401.668 | 3964.4697 | 1796.0223 | 3160.9685 | 1640.4991 | 5592.4021 | 3481.1575 | 15023.7658 | 3209.2145 | 5455.0883 | 2029.6556 | 3529.6248 | 14173.8464 | 3166.726 | 356.7118 | 1780.3859 | 4441.3761 | 995.8606 | 112.7298
2027 | 1 | 17 | 13 | MW | 13363.2918 | 3215.5819 | 2329.0961 | 19733.6577 | 9730.4319 | 1128.406 | 2775.5354 | 401.7304 | 3957.8563 | 1796.151 | 3104.0382 | 1622.8025 | 5598.3573 | 3388.3643 | 14785.7103 | 3164.7819 | 5392.2547 | 1990.1901 | 3433.0936 | 14043.7344 | 3152.8548 | 351.3298 | 1694.8951 | 4407.1045 | 949.2169 | 111.5138
2027 | 1 | 17 | 14 | MW | 13307.5732 | 3112.3066 | 2312.824 | 19236.9925 | 9689.8607 | 1104.6481 | 2897.8227 | 394.1132 | 3936.5466 | 1780.5479 | 3075.573 | 1591.5055 | 5648.4844 | 3229.2475 | 14676.6874 | 3094.18 | 5348.3633 | 1948.2879 | 3332.0023 | 14046.0158 | 3124.4014 | 351.4259 | 1651.7232 | 4360.8386 | 920.2074 | 109.3631
2027 | 1 | 17 | 15 | MW | 13253.1477 | 3080.3298 | 2248.8965 | 18906.5221 | 9650.2309 | 1084.0215 | 2893.3584 | 395.5492 | 3917.0738 | 1783.4896 | 3015.796 | 1588.0651 | 5816.2363 | 3147.1022 | 14425.0849 | 3024.3955 | 5337.737 | 1911.9084 | 3389.7686 | 14052.8597 | 3087.767 | 351.3939 | 1660.0587 | 4397.9645 | 888.6414 | 109.1267
2027 | 1 | 17 | 16 | MW | 13371.0677 | 3251.4475 | 2288.6091 | 19095.3573 | 9736.0939 | 1075.0893 | 2999.729 | 390.6168 | 3888.7833 | 1773.386 | 3025.4742 | 1636.402 | 6101.118 | 3106.0307 | 14368.4204 | 3003.9505 | 5331.2691 | 1896.1545 | 3338.0836 | 14064.2773 | 3029.0806 | 351.3298 | 1704.5129 | 4551.6161 | 887.7599 | 112.4483
2027 | 1 | 17 | 17 | MW | 13842.7416 | 3592.3858 | 2441.0648 | 20213.3219 | 10079.5416 | 1091.204 | 3129.3921 | 402.2299 | 3918.1761 | 1797.1742 | 3548.6656 | 1725.8678 | 6103.1033 | 3228.9426 | 14597.332 | 3119.5307 | 5513.7636 | 1924.5763 | 3450.5756 | 13988.939 | 3088.4782 | 356.1671 | 1856.2589 | 4743.5387 | 967.9971 | 118.5961
2027 | 1 | 17 | 18 | MW | 14472.5081 | 3854.6791 | 2690.1876 | 21499.3414 | 10538.1038 | 1170.4882 | 3042.044 | 462.2308 | 4077.9985 | 1920.0786 | 4135.0513 | 1770.6012 | 6131.3929 | 3541.0922 | 16166.1861 | 3358.0515 | 5911.0932 | 2064.4113 | 3783.8734 | 15445.363 | 3416.7639 | 385.7038 | 2001.5915 | 4745.8232 | 1081.4764 | 121.67
2027 | 1 | 17 | 19 | MW | 14278.1339 | 3827.8881 | 2632.8462 | 21306.7269 | 10396.5709 | 1232.4609 | 3058.7369 | 464.6657 | 4193.7309 | 1925.0666 | 4156.1154 | 1738.1575 | 6034.116 | 3549.6112 | 16645.7345 | 3464.6353 | 6012.736 | 2173.7137 | 3854.9409 | 15787.78 | 3500.347 | 386.3446 | 1992.8293 | 4679.5645 | 1100.7868 | 119.4406
2027 | 1 | 17 | 20 | MW | 14012.4951 | 3767.824 | 2440.4842 | 20938.4871 | 10203.147 | 1227.6726 | 3033.1154 | 451.4293 | 4122.4542 | 1897.9528 | 4263.1445 | 1704.239 | 5668.8329 | 3350.6392 | 16263.1666 | 3385.5828 | 5876.4424 | 2165.2684 | 3828.3378 | 14984.2406 | 3377.9962 | 375.2283 | 1976.7994 | 4585.318 | 1068.9562 | 117.1098
2027 | 1 | 17 | 21 | MW | 13689.8388 | 3641.2146 | 2418.5942 | 20290.7444 | 9968.206 | 1215.4253 | 2945.3789 | 437.7559 | 4019.9477 | 1869.9446 | 4106.5861 | 1623.2944 | 5335.3137 | 3301.6563 | 15666.3489 | 3298.0796 | 5768.3317 | 2143.6676 | 3742.448 | 14135.042 | 3190.5565 | 365.1691 | 1887.462 | 4335.1335 | 1025.6626 | 111.5476
2027 | 1 | 17 | 22 | MW | 12073.9599 | 3340.0306 | 2336.845 | 18891.4167 | 8791.6097 | 1173.7114 | 2747.1959 | 403.4786 | 3848.0016 | 1799.732 | 3783.2194 | 1504.4981 | 5056.3879 | 3092.9478 | 14629.8034 | 3106.4461 | 5512.8396 | 2070.0961 | 3481.7389 | 12699.1717 | 2896.7705 | 353.4762 | 1761.7915 | 3986.1335 | 947.0127 | 103.3843
2027 | 1 | 17 | 23 | MW | 11234.2732 | 3083.7867 | 2168.1155 | 17307.0096 | 8180.1949 | 1091.8485 | 2629.3728 | 356.9639 | 3589.3468 | 1704.4518 | 3323.2214 | 1388.8152 | 4938.7624 | 2771.9754 | 13125.182 | 2800.0497 | 5133.5283 | 1925.7131 | 3239.2719 | 11046.4446 | 2515.1335 | 332.3007 | 1643.8154 | 3698.8232 | 884.1442 | 95.4349
2027 | 1 | 17 | 24 | MW | 10512.5122 | 2997.3634 | 2010.6226 | 16164.509 | 7654.6473 | 1009.8937 | 2683.5287 | 315.007 | 3259.4161 | 1618.5074 | 3000.4243 | 1326.7131 | 5015.6909 | 2579.0875 | 11498.3744 | 2375.348 | 4852.1629 | 1781.1679 | 3121.4588 | 9368.5957 | 2217.7907 | 310.8048 | 1562.1725 | 3616.5709 | 854.959 | 91.1675
2027 | 1 | 18 | 1 | MW | 10136.7236 | 2926.4967 | 1926.5486 | 15203.2851 | 7381.0182 | 964.128 | 2684.1113 | 295.4645 | 3039.7067 | 1578.4769 | 2820.5236 | 1302.9537 | 4957.1263 | 2492.3794 | 10541.4199 | 2311.5607 | 4706.1679 | 1700.45 | 3052.2909 | 8681.4781 | 2045.2894 | 297.7344 | 1552.127 | 3534.8902 | 856.0172 | 89.5348
2027 | 1 | 18 | 2 | MW | 10101.7408 | 2899.2739 | 1845.7684 | 14910.584 | 7355.5455 | 937.6078 | 2721.5737 | 282.2906 | 2896.7851 | 1551.4918 | 2764.7313 | 1294.7612 | 4968.0453 | 2266.9389 | 9958.863 | 2278.8485 | 4649.8022 | 1653.6759 | 3015.8073 | 7989.7945 | 1944.9896 | 286.618 | 1544.2192 | 3486.338 | 876.0323 | 88.9718
2027 | 1 | 18 | 3 | MW | 10578.5929 | 2905.3234 | 1853.5173 | 14944.5741 | 7702.7636 | 937.5159 | 2713.4211 | 273.612 | 2806.4031 | 1533.7147 | 2757.3313 | 1308.5256 | 5062.3437 | 2327.4823 | 9710.3466 | 2260.3124 | 4605.4491 | 1653.5137 | 3095.9959 | 7711.295 | 1879.1907 | 284.5678 | 1563.2402 | 3516.0406 | 887.2308 | 89.9177
2027 | 1 | 18 | 4 | MW | 10610.9895 | 2988.2897 | 1872.5011 | 15273.1608 | 7726.3532 | 943.9616 | 2759.4244 | 274.9231 | 2808.975 | 1536.4012 | 2803.4442 | 1340.6414 | 5241.0153 | 2358.8185 | 9704.5224 | 2278.0311 | 4599.9052 | 1664.8823 | 3172.7646 | 7907.6144 | 1802.3651 | 284.1513 | 1616.0311 | 3633.7058 | 918.091 | 92.1246
2027 | 1 | 18 | 5 | MW | 10844.2375 | 3252.7437 | 1960.6433 | 16277.8054 | 7896.1918 | 974.1653 | 2897.4343 | 289.2209 | 2845.716 | 1565.6879 | 2950.895 | 1408.1505 | 5567.586 | 2555.3577 | 10038.4155 | 2421.4154 | 4696.0032 | 1718.1529 | 3488.2002 | 8448.6334 | 1863.5411 | 291.9039 | 1795.7735 | 3887.8877 | 988.718 | 96.7636
2027 | 1 | 18 | 6 | MW | 11324.9804 | 3674.055 | 2157.0736 | 17937.7513 | 8246.243 | 1039.1764 | 3134.6325 | 326.0582 | 3066.1602 | 1641.1448 | 3278.2454 | 1553.9827 | 5797.8737 | 2884.2404 | 11093.3323 | 2682.5618 | 4917.3069 | 1832.8142 | 3904.3463 | 9859.3916 | 2103.6197 | 311.3815 | 1928.9252 | 4268.8748 | 1092.5871 | 106.7847
2027 | 1 | 18 | 7 | MW | 12181.512 | 3840.8513 | 2379.8498 | 20092.4551 | 8869.9233 | 1115.0538 | 3282.7363 | 361.3968 | 3399.765 | 1713.5323 | 3455.2994 | 1692.1133 | 5785.962 | 3379.8453 | 12950.7175 | 3059.2872 | 5343.2809 | 1966.6406 | 3967.8138 | 11954.9905 | 2522.9583 | 344.7945 | 2029.1625 | 4395.1103 | 1147.6073 | 116.2766
2027 | 1 | 18 | 8 | MW | 13187.0613 | 3786.8367 | 2482.9084 | 21263.2945 | 9602.1104 | 1138.7194 | 3190.9238 | 375.2575 | 3532.7665 | 1741.9245 | 3303.2954 | 1681.6272 | 5738.3165 | 3725.4622 | 14165.3021 | 3342.5134 | 5490.6631 | 2008.3801 | 3751.9491 | 12628.407 | 2758.769 | 357.833 | 1986.8449 | 4428.2387 | 1120.9786 | 115.556
2027 | 1 | 18 | 9 | MW | 13530.4532 | 3730.2304 | 2442.6152 | 21272.7368 | 9852.15 | 1149.6774 | 2999.1464 | 390.929 | 3675.3198 | 1774.0252 | 3227.5771 | 1680.8074 | 5698.1152 | 3747.6706 | 14548.8117 | 3359.6863 | 5527.1619 | 2027.7069 | 3611.7138 | 13267.5819 | 2955.4558 | 355.4944 | 1928.4974 | 4449.3729 | 1082.9758 | 115.4997
2027 | 1 | 18 | 10 | MW | 13516.1945 | 3632.1401 | 2434.4787 | 20998.9087 | 9841.7675 | 1143.692 | 2870.6477 | 397.5472 | 3819.3437 | 1787.5821 | 3190.5717 | 1680.8074 | 5613.2463 | 3692.6037 | 14933.7707 | 3374.1341 | 5534.5538 | 2017.1503 | 3516.7029 | 13600.8736 | 3040.1061 | 354.9178 | 1875.4932 | 4453.9419 | 1042.5922 | 115.4997
2027 | 1 | 18 | 11 | MW | 13521.3785 | 3544.8532 | 2422.081 | 20504.1391 | 9845.5422 | 1141.1136 | 2808.7276 | 402.9791 | 3906.0515 | 1798.7089 | 3192.85 | 1660.9812 | 5584.4609 | 3621.1074 | 15083.1999 | 3353.4163 | 5491.1247 | 2012.6028 | 3415.2315 | 13959.2708 | 3072.8286 | 355.4303 | 1818.8568 | 4436.2354 | 997.2711 | 114.1373
2027 | 1 | 18 | 12 | MW | 13459.1829 | 3438.1209 | 2385.2747 | 19920.6091 | 9800.2547 | 1126.2879 | 2773.7883 | 402.4172 | 3934.7095 | 1797.5581 | 3146.1664 | 1623.1304 | 5583.4677 | 3418.4841 | 14850.8766 | 3257.7365 | 5446.3101 | 1986.4545 | 3352.1449 | 14052.8597 | 3075.6743 | 350.9453 | 1761.5782 | 4336.8464 | 960.0619 | 111.5363
2027 | 1 | 18 | 13 | MW | 13346.4469 | 3370.7103 | 2337.4256 | 19386.1863 | 9718.1664 | 1103.8194 | 2718.8564 | 400.4192 | 3933.9747 | 1793.4645 | 3094.36 | 1605.9248 | 5580.9861 | 3226.8136 | 14598.685 | 3187.4063 | 5386.7108 | 1946.8263 | 3288.2973 | 13998.0752 | 3058.2463 | 345.9478 | 1701.3074 | 4275.7303 | 923.7342 | 110.354
2027 | 1 | 18 | 14 | MW | 13259.6247 | 3365.5254 | 2289.9649 | 18944.2915 | 9654.9472 | 1080.5222 | 2817.8504 | 393.9883 | 3921.1153 | 1780.2916 | 3077.2806 | 1581.8383 | 5608.7794 | 3074.3896 | 14431.7718 | 3082.1856 | 5323.8771 | 1905.7366 | 3202.7876 | 14009.4927 | 3036.9054 | 344.5062 | 1668.6075 | 4189.4787 | 889.8762 | 108.6988
2027 | 1 | 18 | 15 | MW | 13175.4003 | 3178.8519 | 2227.0065 | 18691.2319 | 9593.6195 | 1054.1862 | 2817.0743 | 400.6066 | 3894.6618 | 1793.8485 | 3063.6176 | 1566.4353 | 5785.4657 | 3028.1455 | 14167.6417 | 3000.1339 | 5268.8978 | 1859.2874 | 3172.3845 | 13749.247 | 2965.4151 | 342.2958 | 1644.4565 | 4216.8967 | 861.2191 | 107.6404
2027 | 1 | 18 | 16 | MW | 13200.0211 | 3160.7028 | 2244.0539 | 18770.55 | 9611.547 | 1046.175 | 2950.0374 | 392.3025 | 3852.0431 | 1776.8393 | 3025.4742 | 1592.3253 | 5995.4043 | 2954.5192 | 14067.4923 | 2975.6006 | 5240.715 | 1845.1578 | 3179.2251 | 13575.7572 | 2916.688 | 340.7901 | 1648.0899 | 4327.1367 | 848.1699 | 109.4195
2027 | 1 | 18 | 17 | MW | 13577.1028 | 3438.9854 | 2388.7615 | 19633.5711 | 9886.1177 | 1051.4237 | 3093.4819 | 395.4244 | 3853.8802 | 1783.2333 | 3507.1069 | 1660.3254 | 6029.1534 | 3088.6889 | 14261.6236 | 3078.0961 | 5359.4519 | 1854.415 | 3288.6773 | 13484.4496 | 2915.9769 | 347.005 | 1773.1193 | 4588.7439 | 921.001 | 114.0922
2027 | 1 | 18 | 18 | MW | 14139.484 | 3737.1442 | 2632.2657 | 20628.7734 | 10295.6135 | 1129.0505 | 2946.5433 | 453.4272 | 3996.8009 | 1902.0453 | 4083.8134 | 1661.3091 | 6019.227 | 3386.843 | 15725.1846 | 3402.7569 | 5765.0974 | 1991.3268 | 3568.0087 | 14739.9752 | 3187.7108 | 373.7546 | 1914.3919 | 4556.7568 | 1025.7515 | 114.1598
2027 | 1 | 18 | 19 | MW | 13903.6441 | 3705.1674 | 2492.4007 | 20413.4949 | 10123.8875 | 1192.6806 | 2974.8828 | 455.113 | 4103.7163 | 1905.4986 | 4169.7784 | 1602.8123 | 5954.7066 | 3413.0077 | 16085.145 | 3421.293 | 5846.874 | 2103.5524 | 3591.9513 | 14794.7706 | 3292.2786 | 374.2352 | 1896.652 | 4485.929 | 1029.7186 | 110.1401
2027 | 1 | 18 | 20 | MW | 13627.6375 | 3651.5854 | 2425.7617 | 20052.802 | 9922.9143 | 1176.0133 | 2944.7963 | 440.503 | 4037.9508 | 1875.5717 | 4247.2043 | 1573.154 | 5606.7941 | 3225.9011 | 15557.7373 | 3275.7269 | 5707.3469 | 2074.1561 | 3592.7114 | 14084.8201 | 3210.1178 | 362.2859 | 1883.8287 | 4428.8103 | 1010.3204 | 108.1021
2027 | 1 | 18 | 21 | MW | 13351.6308 | 3546.5812 | 2376.7506 | 19639.2342 | 9721.9411 | 1170.7647 | 2873.9475 | 431.0752 | 3942.7925 | 1856.26 | 4131.635 | 1513.5104 | 5315.9578 | 3110.5935 | 14960.7813 | 3158.7847 | 5631.5766 | 2064.8989 | 3546.3467 | 13447.9266 | 3057.8902 | 354.5654 | 1812.0168 | 4259.1651 | 985.28 | 104.0036
2027 | 1 | 18 | 22 | MW | 11887.3615 | 3311.0789 | 2279.5036 | 18644.0202 | 8655.7388 | 1148.5723 | 2730.5023 | 405.0395 | 3785.5419 | 1802.929 | 3816.8096 | 1417.6537 | 5036.5357 | 2955.1279 | 14261.1957 | 2960.8811 | 5446.7717 | 2025.7578 | 3375.3273 | 12265.4471 | 2846.265 | 345.6595 | 1730.8017 | 3959.2871 | 926.1151 | 97.4166
2027 | 1 | 18 | 23 | MW | 11169.4857 | 3087.6754 | 2146.0317 | 17159.7113 | 8133.0201 | 1079.2331 | 2645.8722 | 360.5851 | 3547.0955 | 1711.87 | 3372.1811 | 1318.3567 | 4913.4513 | 2663.0578 | 12951.6482 | 2713.0923 | 5115.9717 | 1903.463 | 3180.3653 | 10852.401 | 2485.9678 | 327.9759 | 1625.2211 | 3669.6922 | 878.1486 | 90.5932
2027 | 1 | 18 | 24 | MW | 10515.0984 | 3072.1197 | 2002.2932 | 16073.8648 | 7656.5304 | 1004.3686 | 2706.0453 | 319.2526 | 3242.5153 | 1627.205 | 3050.5231 | 1263.6282 | 4970.0306 | 2485.9904 | 11428.2452 | 2293.842 | 4819.3601 | 1771.4231 | 3060.6526 | 9213.3662 | 2204.2757 | 306.6723 | 1549.1348 | 3566.3057 | 843.3203 | 86.8325
2027 | 1 | 19 | 1 | MW | 10130.2466 | 2980.5114 | 1907.7587 | 15201.4013 | 7376.302 | 955.288 | 2697.5043 | 297.6499 | 3022.8059 | 1582.9533 | 2860.9441 | 1239.2139 | 4897.5691 | 2420.2755 | 10466.6166 | 2249.4083 | 4691.3833 | 1684.8588 | 2963.3613 | 8517.1179 | 2017.191 | 292.4165 | 1527.5482 | 3439.5006 | 840.3225 | 85.1548
2027 | 1 | 19 | 2 | MW | 10060.2693 | 2931.6826 | 1836.2761 | 14738.7263 | 7325.3482 | 926.3737 | 2744.6728 | 282.1657 | 2875.4753 | 1551.2365 | 2753.915 | 1221.1893 | 4858.361 | 2246.8584 | 9806.9722 | 2159.18 | 4640.0999 | 1633.8621 | 2898.7543 | 7743.2543 | 1890.9272 | 279.9867 | 1515.366 | 3374.3851 | 852.9316 | 83.9162
2027 | 1 | 19 | 3 | MW | 10500.8455 | 2891.9283 | 1813.8047 | 14589.5442 | 7646.1522 | 917.3493 | 2730.3088 | 271.3643 | 2761.2126 | 1529.1107 | 2743.6672 | 1210.5393 | 4895.5838 | 2287.931 | 9428.8 | 2148.5488 | 4556.0137 | 1617.9456 | 2922.3168 | 7366.5955 | 1811.2572 | 275.3096 | 1526.0527 | 3374.3851 | 869.7722 | 83.1844
2027 | 1 | 19 | 4 | MW | 10496.9605 | 2885.878 | 1778.9356 | 14869.0353 | 7643.3233 | 915.4155 | 2751.6602 | 268.1177 | 2706.1011 | 1522.4604 | 2753.3454 | 1221.5173 | 4926.355 | 2287.3223 | 9290.7852 | 2157.8168 | 4495.9521 | 1614.5348 | 3008.2066 | 7243.3254 | 1748.6589 | 272.8428 | 1552.127 | 3400.6599 | 886.8774 | 83.9387
2027 | 1 | 19 | 5 | MW | 10537.133 | 3025.0189 | 1825.428 | 15216.5067 | 7672.5748 | 917.2573 | 2809.5043 | 274.4861 | 2659.8075 | 1535.5057 | 2821.0931 | 1238.722 | 5070.2849 | 2365.8162 | 9306.9882 | 2231.6908 | 4459.4533 | 1617.7834 | 3150.7224 | 7311.8088 | 1729.8075 | 274.829 | 1658.7765 | 3480.056 | 935.0206 | 85.121
2027 | 1 | 19 | 6 | MW | 10552.679 | 3256.6324 | 1926.5486 | 15677.2862 | 7683.8946 | 932.6353 | 2943.4376 | 292.9046 | 2708.3056 | 1573.2337 | 2945.7711 | 1327.369 | 5288.1645 | 2471.6912 | 9629.2148 | 2314.0142 | 4526.9069 | 1644.9058 | 3397.7495 | 7775.2135 | 1812.6794 | 281.5245 | 1744.9071 | 3742.8045 | 1006.8824 | 91.2125
2027 | 1 | 19 | 7 | MW | 10931.0538 | 3420.8363 | 2036.1932 | 17333.4528 | 7959.4068 | 986.5965 | 3064.5605 | 313.5709 | 2874.3731 | 1615.5667 | 3040.2764 | 1454.1938 | 5348.2174 | 2772.5841 | 10641.4734 | 2554.1698 | 4829.9864 | 1740.0781 | 3538.3658 | 8882.3624 | 2047.0679 | 300.9379 | 1848.9923 | 3862.7561 | 1076.0099 | 99.9275
2027 | 1 | 19 | 8 | MW | 11807.0222 | 3499.0486 | 2131.6968 | 18870.6365 | 8597.24 | 1019.5627 | 3048.2554 | 327.8063 | 2986.4323 | 1644.7257 | 2909.9049 | 1483.3602 | 5391.893 | 3160.1851 | 11586.8238 | 2885.9168 | 4999.0827 | 1798.2211 | 3501.8814 | 9478.1702 | 2282.8785 | 310.4525 | 1870.5776 | 3971.2832 | 1090.5586 | 101.9317
2027 | 1 | 19 | 9 | MW | 12405.6851 | 3543.1243 | 2180.3203 | 19707.2144 | 9033.1542 | 1049.8582 | 2912.1867 | 353.4674 | 3163.8904 | 1697.29 | 2891.118 | 1504.4981 | 5372.0402 | 3332.6886 | 12427.5466 | 3063.1038 | 5126.1363 | 1851.654 | 3463.8776 | 10286.2722 | 2537.8967 | 315.1617 | 1845.7855 | 4009.5522 | 1060.5798 | 103.3843
2027 | 1 | 19 | 10 | MW | 12610.4272 | 3498.1842 | 2195.2366 | 19869.6298 | 9182.2364 | 1056.6724 | 2792.6166 | 364.3313 | 3321.8749 | 1719.5434 | 2934.9538 | 1508.9223 | 5329.3579 | 3387.4518 | 12920.2002 | 3153.3321 | 5217.1521 | 1863.6722 | 3438.7948 | 10793.0538 | 2646.3764 | 319.2302 | 1800.6903 | 4035.8271 | 1043.7381 | 103.6883
2027 | 1 | 19 | 11 | MW | 12719.2723 | 3419.5392 | 2209.5715 | 19650.5603 | 9261.4916 | 1055.7517 | 2733.2203 | 373.0723 | 3408.9502 | 1737.448 | 2945.7711 | 1502.2036 | 5303.5498 | 3364.6335 | 13081.0355 | 3193.4035 | 5212.9937 | 1862.0484 | 3357.0851 | 11190.2554 | 2706.8412 | 319.0701 | 1741.0605 | 4017.549 | 998.506 | 103.2266
2027 | 1 | 19 | 12 | MW | 12680.3987 | 3365.9572 | 2189.6188 | 19097.2528 | 9233.1858 | 1049.5821 | 2690.1285 | 376.2566 | 3435.7712 | 1743.9707 | 2901.9343 | 1470.0877 | 5262.3565 | 3190 | 12985.7017 | 3106.9906 | 5172.3374 | 1851.1669 | 3282.2168 | 11318.086 | 2714.3099 | 316.2509 | 1695.3229 | 3956.4309 | 971.6128 | 101.0197
2027 | 1 | 19 | 13 | MW | 12559.8868 | 3272.189 | 2116.7805 | 18506.1642 | 9145.4355 | 1028.771 | 2619.0855 | 373.1972 | 3423.2792 | 1737.7033 | 2852.9746 | 1447.64 | 5290.6455 | 2991.6367 | 12704.4231 | 3024.9401 | 5097.9527 | 1814.462 | 3210.3892 | 11167.4313 | 2680.5212 | 311.0612 | 1653.8598 | 3888.4593 | 927.9669 | 99.4772
2027 | 1 | 19 | 14 | MW | 12457.5186 | 3256.6324 | 2076.4873 | 17935.8558 | 9070.8965 | 1005.566 | 2803.8749 | 376.319 | 3392.7842 | 1744.0983 | 2822.8007 | 1429.9434 | 5306.5278 | 2857.4671 | 12503.6547 | 2901.7278 | 5011.557 | 1773.5349 | 3141.9814 | 11146.8775 | 2633.2164 | 308.5944 | 1618.3822 | 3832.4819 | 901.5149 | 98.2611
2027 | 1 | 19 | 15 | MW | 12364.2253 | 3114.8991 | 2033.6755 | 17510.9619 | 9002.9653 | 992.9503 | 2787.7639 | 371.886 | 3376.9856 | 1735.0179 | 2769.2867 | 1444.5266 | 5551.2075 | 2811.5267 | 12304.5787 | 2789.4185 | 4976.4438 | 1751.2844 | 3113.4779 | 10980.2426 | 2586.2677 | 307.3771 | 1589.7423 | 3928.4432 | 869.7722 | 99.2632
2027 | 1 | 19 | 16 | MW | 12464.0014 | 3128.2942 | 2099.1525 | 17690.3665 | 9075.617 | 994.4238 | 2888.1173 | 359.8359 | 3376.2516 | 1710.3342 | 2749.9291 | 1493.6832 | 5772.5614 | 2812.4393 | 12349.4572 | 2791.3262 | 4931.1668 | 1753.8833 | 3127.5392 | 11108.0732 | 2575.9534 | 309.1711 | 1584.4002 | 4131.2167 | 839.1766 | 102.6411
2027 | 1 | 19 | 17 | MW | 12925.3075 | 3384.9707 | 2158.0427 | 18521.2814 | 9411.5153 | 997.9228 | 3019.3333 | 371.5114 | 3386.5382 | 1734.2511 | 3318.666 | 1599.0431 | 5798.8657 | 2950.5641 | 12760.3157 | 2913.1765 | 5039.7398 | 1760.0546 | 3241.9325 | 11254.1762 | 2633.2164 | 315.418 | 1704.5129 | 4457.9412 | 900.4568 | 109.8811
2027 | 1 | 19 | 18 | MW | 13571.9189 | 3720.7232 | 2377.7196 | 19880.9559 | 9882.343 | 1084.0215 | 2866.7652 | 426.3301 | 3630.8641 | 1846.5404 | 3802.577 | 1635.0921 | 5814.748 | 3184.5246 | 14290.6851 | 3278.9989 | 5429.6775 | 1911.9084 | 3482.499 | 12626.1257 | 2965.0601 | 337.6186 | 1837.4512 | 4455.0851 | 990.7465 | 112.3583
2027 | 1 | 19 | 19 | MW | 13377.5446 | 3692.2041 | 2343.2372 | 19771.427 | 9740.8101 | 1153.9132 | 2917.0394 | 426.892 | 3793.9932 | 1847.6911 | 3972.7995 | 1584.7878 | 5831.1259 | 3153.7961 | 14854.3211 | 3337.0607 | 5588.1475 | 2035.1776 | 3495.0408 | 13041.5888 | 3109.1068 | 343.9295 | 1824.4135 | 4403.1051 | 998.3293 | 108.9015
2027 | 1 | 19 | 20 | MW | 13070.4402 | 3635.1644 | 2284.5409 | 19276.6574 | 9517.1932 | 1135.3121 | 2887.5347 | 413.9678 | 3746.5974 | 1821.2175 | 3983.6157 | 1565.6164 | 5511.9994 | 2979.7713 | 14558.748 | 3227.4777 | 5529.4722 | 2002.3705 | 3466.5373 | 12601.0093 | 3068.9156 | 334.7353 | 1806.6735 | 4375.689 | 984.8388 | 107.5841
2027 | 1 | 19 | 21 | MW | 12898.0948 | 3524.1116 | 2252.771 | 19216.2241 | 9391.7005 | 1128.7744 | 2814.5513 | 410.5339 | 3693.6903 | 1814.1833 | 3955.1506 | 1506.4638 | 5228.111 | 2873.8963 | 14113.3526 | 3170.5062 | 5461.0939 | 1990.8398 | 3407.6307 | 12094.2386 | 2963.2817 | 327.8477 | 1752.8149 | 4199.1903 | 962.4428 | 103.5193
2027 | 1 | 19 | 22 | MW | 11532.3145 | 3278.6703 | 2186.9063 | 18204.0208 | 8397.2125 | 1109.8049 | 2667.0301 | 386.8707 | 3583.1017 | 1765.7126 | 3648.8632 | 1424.2085 | 4955.6373 | 2757.0685 | 13471.1079 | 3025.4858 | 5289.688 | 1957.3829 | 3249.5333 | 11133.1896 | 2755.9244 | 319.999 | 1649.1588 | 3935.8683 | 897.8992 | 97.867
2027 | 1 | 19 | 23 | MW | 10896.071 | 3074.7122 | 2054.7902 | 16783.9129 | 7933.9342 | 1046.4512 | 2595.9871 | 346.5995 | 3402.3369 | 1683.2215 | 3279.3846 | 1347.5231 | 4829.5751 | 2461.652 | 12338.2551 | 2789.4185 | 4998.1587 | 1845.6449 | 3079.274 | 9891.352 | 2434.7512 | 303.8212 | 1551.4859 | 3669.1206 | 848.8757 | 92.5975
2027 | 1 | 19 | 24 | MW | 10292.2242 | 3047.4893 | 1932.5541 | 15692.3916 | 7494.2453 | 977.3882 | 2664.5063 | 308.4512 | 3123.4753 | 1605.0792 | 2961.1418 | 1294.7612 | 4943.2299 | 2342.998 | 11017.9267 | 2326.2802 | 4743.1283 | 1723.8372 | 2977.4226 | 8434.9367 | 2182.9348 | 284.0553 | 1522.2049 | 3530.3212 | 816.6917 | 88.9718
2027 | 1 | 20 | 1 | MW | 9946.2402 | 2957.1773 | 1865.7212 | 14712.2947 | 7242.3184 | 933.8324 | 2667.4178 | 290.2823 | 2930.5868 | 1567.8628 | 2760.1769 | 1273.4603 | 4817.6634 | 2334.1751 | 10131.8516 | 2389.7947 | 4600.8284 | 1647.0171 | 2878.2317 | 7832.2827 | 1992.2944 | 272.3303 | 1490.5739 | 3418.3664 | 811.4009 | 87.5081
2027 | 1 | 20 | 2 | MW | 9922.9183 | 2900.5702 | 1798.3069 | 14514.0054 | 7225.3366 | 905.931 | 2708.1807 | 274.2364 | 2792.4416 | 1534.9942 | 2627.5283 | 1263.3012 | 4777.4627 | 2129.4218 | 9546.5268 | 2283.7554 | 4538.9195 | 1597.8069 | 2805.2638 | 7090.3795 | 1864.2522 | 260.9256 | 1478.8196 | 3345.8238 | 831.8572 | 86.81
2027 | 1 | 20 | 3 | MW | 10364.7876 | 2854.7665 | 1798.8884 | 14362.9279 | 7547.0821 | 888.2508 | 2684.4997 | 264.871 | 2676.7083 | 1515.8101 | 2624.6816 | 1258.7131 | 4796.8185 | 2233.4717 | 9192.2884 | 2206.6117 | 4450.675 | 1566.624 | 2822.7458 | 6754.8108 | 1772.4883 | 256.6008 | 1482.6662 | 3329.8321 | 845.4366 | 86.4947
2027 | 1 | 20 | 4 | MW | 10333.6898 | 2854.3338 | 1760.5324 | 14242.0729 | 7524.4384 | 883.8308 | 2698.0869 | 261.1872 | 2608.7383 | 1508.2643 | 2641.1924 | 1263.7922 | 4826.1008 | 2220.6937 | 9012.0053 | 2182.0784 | 4400.3156 | 1558.8285 | 2899.1344 | 6517.4012 | 1708.4678 | 253.9739 | 1489.7195 | 3334.9728 | 864.8349 | 86.8437
2027 | 1 | 20 | 5 | MW | 10290.9253 | 2967.5481 | 1768.2813 | 14134.4278 | 7493.2995 | 884.4754 | 2732.8319 | 264.3715 | 2549.2188 | 1514.787 | 2702.6771 | 1262.6454 | 4930.8219 | 2274.2405 | 8958.0973 | 2186.1667 | 4345.7987 | 1559.9652 | 3017.7077 | 6556.2089 | 1650.1375 | 254.5825 | 1613.2522 | 3384.0948 | 909.6268 | 86.7649
2027 | 1 | 20 | 6 | MW | 10227.4308 | 3171.0736 | 1858.5538 | 14699.0731 | 7447.0663 | 894.5124 | 2858.8068 | 275.6724 | 2557.6692 | 1537.9359 | 2822.2312 | 1340.8054 | 5146.22 | 2366.7288 | 9100.5373 | 2212.8818 | 4383.6831 | 1577.6677 | 3226.731 | 6747.9613 | 1709.89 | 257.3696 | 1666.0431 | 3593.1522 | 982.2812 | 92.1358
2027 | 1 | 20 | 7 | MW | 10494.3685 | 3308.4864 | 1958.8999 | 16164.509 | 7641.436 | 942.212 | 3014.4806 | 291.7185 | 2653.5623 | 1570.8035 | 2911.6125 | 1466.6473 | 5153.1685 | 2616.205 | 10007.4728 | 2435.8633 | 4643.7959 | 1661.7964 | 3331.2421 | 7590.3083 | 1896.2625 | 274.2844 | 1757.5171 | 3711.9606 | 1047.0894 | 100.7833
2027 | 1 | 20 | 8 | MW | 11334.0552 | 3376.7606 | 2061.9586 | 17930.1928 | 8252.8508 | 968.456 | 2958.19 | 304.8299 | 2738.8006 | 1597.661 | 2767.0085 | 1510.7249 | 5183.9391 | 3001.3721 | 10818.3818 | 2744.4402 | 4823.0568 | 1708.0834 | 3373.0468 | 8097.0856 | 2086.1918 | 280.7555 | 1777.607 | 3821.0593 | 1064.2834 | 103.8121
2027 | 1 | 20 | 9 | MW | 11897.7294 | 3386.6996 | 2128.5976 | 18715.7914 | 8663.2881 | 993.5029 | 2837.4555 | 331.1779 | 2901.5614 | 1651.6323 | 2744.2368 | 1534.3195 | 5151.6795 | 3209.1669 | 11578.8562 | 2927.3514 | 4933.0148 | 1752.259 | 3389.0093 | 8836.7075 | 2313.1115 | 286.49 | 1767.9904 | 3913.0212 | 1041.0938 | 105.4335
2027 | 1 | 20 | 10 | MW | 12160.782 | 3389.7239 | 2140.6077 | 19029.2726 | 8854.8289 | 1009.4334 | 2723.5149 | 343.9772 | 3052.5661 | 1677.8495 | 2805.7214 | 1534.4834 | 5175.5023 | 3249.327 | 12061.394 | 3039.115 | 5027.7272 | 1780.356 | 3385.2085 | 9402.8363 | 2440.7975 | 291.2633 | 1736.5728 | 3958.1457 | 1019.6671 | 105.4448
2027 | 1 | 20 | 11 | MW | 12331.8286 | 3330.9561 | 2122.3983 | 18857.4149 | 8979.3758 | 1012.7485 | 2683.3345 | 350.7828 | 3163.1556 | 1691.7904 | 2813.1225 | 1529.8953 | 5181.9538 | 3226.5087 | 12314.6677 | 3065.8301 | 5060.53 | 1786.2029 | 3336.9434 | 9905.0508 | 2527.9374 | 291.2633 | 1687.2019 | 3975.2806 | 983.8684 | 105.1295
2027 | 1 | 20 | 12 | MW | 12383.6621 | 3287.7448 | 2120.6549 | 18455.1849 | 9017.1182 | 1012.5643 | 2648.2011 | 355.84 | 3227.4515 | 1702.1492 | 2801.7366 | 1506.4638 | 5176.4949 | 3122.7638 | 12272.8661 | 3015.672 | 5073.9282 | 1785.878 | 3281.0766 | 10167.5669 | 2554.9686 | 290.8467 | 1655.9976 | 3954.1464 | 961.3846 | 103.5193
2027 | 1 | 20 | 13 | MW | 12278.702 | 3206.5074 | 2070.4818 | 17877.318 | 8940.6919 | 997.9228 | 2586.0875 | 358.0253 | 3257.9465 | 1706.6257 | 2756.1922 | 1493.1913 | 5201.8066 | 2991.6367 | 12121.9015 | 2930.8952 | 5028.6519 | 1760.0546 | 3211.1493 | 10160.723 | 2552.8352 | 288.5082 | 1628.6411 | 3925.0154 | 915.5345 | 102.6073
2027 | 1 | 20 | 14 | MW | 12181.512 | 3190.0871 | 2040.6491 | 17456.2033 | 8869.9233 | 979.1378 | 2715.9449 | 355.5903 | 3279.9902 | 1701.6377 | 2727.1574 | 1478.4451 | 5263.8454 | 2858.0758 | 12014.4207 | 2846.9357 | 4970.8999 | 1726.9231 | 3129.4396 | 10343.3381 | 2552.479 | 287.7072 | 1611.7567 | 3879.8909 | 894.7258 | 101.594
2027 | 1 | 20 | 15 | MW | 12176.328 | 3107.5534 | 1994.3505 | 17259.7978 | 8866.1487 | 974.1653 | 2726.4264 | 363.4572 | 3280.725 | 1717.7524 | 2703.2466 | 1493.3553 | 5448.4723 | 2795.7062 | 11897.3559 | 2756.9803 | 4920.5413 | 1718.1529 | 3127.1591 | 10297.6898 | 2520.1126 | 287.7072 | 1582.9035 | 3968.9986 | 868.8908 | 102.6186
2027 | 1 | 20 | 16 | MW | 12351.2654 | 3162.8635 | 2067.7694 | 17546.8475 | 8993.5287 | 966.3379 | 2879.3821 | 351.0949 | 3287.7058 | 1692.4296 | 2714.6325 | 1568.7298 | 5686.7005 | 2835.5614 | 12010.9323 | 2788.3282 | 4902.5223 | 1704.3477 | 3136.6603 | 10589.8849 | 2528.2935 | 290.2381 | 1589.7423 | 4154.0657 | 841.9098 | 107.7981
2027 | 1 | 20 | 17 | MW | 12938.2674 | 3448.9235 | 2168.697 | 18679.9058 | 9420.952 | 984.2945 | 3008.075 | 362.5207 | 3325.9165 | 1715.8338 | 3317.528 | 1694.7357 | 5783.9768 | 3007.1523 | 12536.1809 | 2975.056 | 5007.3986 | 1736.0181 | 3276.8965 | 10968.825 | 2607.6086 | 300.3293 | 1701.3074 | 4591.0303 | 901.8673 | 116.4568
2027 | 1 | 20 | 18 | MW | 13654.8502 | 3786.8367 | 2373.6514 | 20162.3308 | 9942.7291 | 1081.9957 | 2839.5909 | 417.4642 | 3580.5289 | 1828.3794 | 3816.24 | 1732.0946 | 5830.6296 | 3333.9061 | 14358.971 | 3405.482 | 5459.2459 | 1908.3354 | 3541.7857 | 12461.7611 | 2962.9255 | 329.834 | 1841.9389 | 4673.2806 | 1003.7079 | 119.024
2027 | 1 | 20 | 19 | MW | 13556.3671 | 3791.5899 | 2364.1591 | 20164.2146 | 9871.019 | 1152.7161 | 2883.653 | 423.9575 | 3786.6442 | 1841.6811 | 3946.6104 | 1705.3858 | 5791.9179 | 3204.2992 | 14966.3244 | 3486.1706 | 5672.6953 | 2033.0663 | 3563.0685 | 13021.0459 | 3114.7982 | 335.5363 | 1843.8622 | 4621.3026 | 1013.1425 | 117.1886
2027 | 1 | 20 | 20 | MW | 13333.487 | 3755.7243 | 2328.5147 | 19894.1776 | 9708.7297 | 1136.8775 | 2872.3947 | 414.7795 | 3784.0732 | 1822.8799 | 3987.6005 | 1651.9689 | 5456.9091 | 3031.4919 | 14747.7903 | 3452.0964 | 5615.4056 | 2005.1315 | 3523.1634 | 12658.0861 | 3132.2262 | 331.4998 | 1818.8568 | 4561.3258 | 994.0088 | 113.518
2027 | 1 | 20 | 21 | MW | 13079.5092 | 3608.3742 | 2289.1897 | 19486.2728 | 9523.7967 | 1132.6418 | 2806.5929 | 407.0999 | 3735.2076 | 1807.1491 | 3837.3041 | 1577.0863 | 5158.1317 | 2899.7561 | 14272.7588 | 3322.0684 | 5552.5728 | 1997.6608 | 3434.994 | 12117.0628 | 2970.0392 | 326.4382 | 1751.5327 | 4334.5619 | 959.445 | 108.3723
2027 | 1 | 20 | 22 | MW | 11590.625 | 3312.807 | 2202.4041 | 18234.2317 | 8439.6711 | 1098.2946 | 2630.3438 | 387.2453 | 3577.9579 | 1766.4794 | 3502.5526 | 1462.3871 | 4906.5029 | 2754.3297 | 13397.7965 | 3081.6399 | 5335.889 | 1937.0821 | 3224.4505 | 10918.6031 | 2665.5828 | 313.9444 | 1627.1444 | 4043.8238 | 877.8841 | 100.4905
2027 | 1 | 20 | 23 | MW | 10822.2087 | 3066.502 | 2040.8429 | 16613.9506 | 7880.1516 | 1020.6675 | 2534.8431 | 342.1041 | 3339.878 | 1674.0134 | 3159.2609 | 1364.8918 | 4810.7149 | 2447.3527 | 12059.7722 | 2726.7215 | 4977.3686 | 1800.1698 | 3010.4862 | 9530.6734 | 2286.0804 | 296.1005 | 1514.2971 | 3835.338 | 818.6313 | 93.791
2027 | 1 | 20 | 24 | MW | 10148.3845 | 3037.9822 | 1901.1718 | 15095.6517 | 7389.509 | 951.5126 | 2624.3266 | 304.1431 | 3043.0134 | 1596.255 | 2803.4442 | 1321.6341 | 4908.9845 | 2303.1428 | 10730.0411 | 2263.0387 | 4721.4141 | 1678.1999 | 2932.9582 | 8113.0658 | 2040.6653 | 278.4811 | 1495.9173 | 3706.8199 | 799.7622 | 90.8184
2027 | 1 | 21 | 1 | MW | 9874.9699 | 2951.9915 | 1854.2917 | 14400.6973 | 7190.4231 | 914.7709 | 2637.1377 | 290.5321 | 2898.2548 | 1568.3744 | 2646.3163 | 1311.639 | 4844.9604 | 2232.864 | 10042.4168 | 2302.0198 | 4635.48 | 1613.3981 | 2847.0684 | 7788.9102 | 1908.3552 | 267.1725 | 1461.9352 | 3631.4231 | 793.5899 | 90.1316
2027 | 1 | 21 | 2 | MW | 9887.9297 | 2920.8791 | 1779.9038 | 14283.6215 | 7199.8598 | 888.8953 | 2694.787 | 272.3633 | 2762.6822 | 1531.1569 | 2554.0882 | 1300.0052 | 4847.9383 | 2132.1606 | 9523.2931 | 2301.4741 | 4584.6582 | 1567.7608 | 2793.4821 | 7117.7717 | 1806.2769 | 258.7792 | 1445.0508 | 3572.018 | 820.9243 | 89.3322
2027 | 1 | 21 | 3 | MW | 10404.9602 | 2916.126 | 1774.8673 | 14480.0153 | 7576.3336 | 876.1877 | 2704.2982 | 265.0583 | 2667.5231 | 1516.194 | 2531.3165 | 1318.8486 | 4952.1631 | 2227.3876 | 9197.4119 | 2238.7783 | 4550.9314 | 1545.3481 | 2795.7626 | 6871.2315 | 1727.318 | 255.4155 | 1454.0275 | 3610.8586 | 840.8516 | 90.627
2027 | 1 | 21 | 4 | MW | 10491.7765 | 2998.2279 | 1774.8673 | 15310.9302 | 7639.5486 | 885.2121 | 2755.5426 | 268.305 | 2642.1726 | 1522.8443 | 2608.1729 | 1345.7205 | 5100.0628 | 2230.4302 | 9122.7282 | 2349.4516 | 4575.8799 | 1561.2646 | 2908.2555 | 6919.1698 | 1696.375 | 256.8571 | 1486.9406 | 3719.9573 | 871.9764 | 92.4736
2027 | 1 | 21 | 5 | MW | 10629.1333 | 3222.4958 | 1822.135 | 16175.8351 | 7739.5645 | 899.393 | 2863.2719 | 278.6693 | 2664.5838 | 1544.0747 | 2753.3454 | 1387.0126 | 5341.7659 | 2467.4322 | 9352.0974 | 2397.9724 | 4631.7832 | 1586.2757 | 3142.3615 | 7373.4439 | 1729.4526 | 262.5274 | 1650.6543 | 3866.7535 | 930.7001 | 95.311
2027 | 1 | 21 | 6 | MW | 10879.2261 | 3552.6315 | 1990.0884 | 17248.4717 | 7921.6686 | 940.7388 | 3073.4892 | 302.7696 | 2793.5438 | 1593.4409 | 2964.558 | 1500.074 | 5571.0603 | 2698.654 | 9993.633 | 2551.7163 | 4832.2968 | 1659.198 | 3434.994 | 8218.0733 | 1919.3818 | 276.7191 | 1737.4272 | 4168.9161 | 1013.2303 | 103.0803
2027 | 1 | 21 | 7 | MW | 11433.8314 | 3663.2524 | 2149.7124 | 18755.4445 | 8325.5024 | 1004.8292 | 3221.0104 | 329.9916 | 2990.1064 | 1649.2021 | 3075.0035 | 1626.5708 | 5537.3111 | 3044.5737 | 11335.8942 | 2829.4899 | 5155.7048 | 1772.2355 | 3530.0049 | 9733.8423 | 2199.6516 | 302.6999 | 1829.329 | 4252.3115 | 1068.1626 | 111.7727
2027 | 1 | 21 | 8 | MW | 12356.4494 | 3645.9678 | 2241.5353 | 20122.6777 | 8997.3033 | 1029.2313 | 3137.1563 | 345.0386 | 3113.5552 | 1680.0245 | 2954.3102 | 1663.2748 | 5592.8978 | 3318.6932 | 12368.9628 | 3124.7105 | 5287.84 | 1815.2739 | 3508.342 | 10252.0305 | 2425.5041 | 313.2076 | 1835.1001 | 4311.7148 | 1071.3371 | 114.2949
2027 | 1 | 21 | 9 | MW | 12816.4624 | 3589.3606 | 2287.8339 | 20434.2634 | 9332.2601 | 1044.4254 | 3008.2692 | 372.885 | 3306.0763 | 1737.0641 | 2943.494 | 1681.7903 | 5575.5272 | 3490.8929 | 13184.1984 | 3251.1936 | 5346.5153 | 1842.0719 | 3511.3826 | 11082.9677 | 2659.1814 | 320.3194 | 1836.1678 | 4320.2832 | 1050.5284 | 115.5672
2027 | 1 | 21 | 10 | MW | 13038.0436 | 3550.0381 | 2298.4882 | 20804.3987 | 9493.6036 | 1060.632 | 2889.0883 | 388.1193 | 3468.1032 | 1768.2704 | 2987.3297 | 1678.5138 | 5581.4824 | 3544.1348 | 13762.5939 | 3327.2481 | 5395.4891 | 1870.6559 | 3522.7842 | 11694.7448 | 2761.9697 | 328.1361 | 1805.3913 | 4333.4206 | 1031.3947 | 115.3421
2027 | 1 | 21 | 11 | MW | 13158.5555 | 3455.8374 | 2323.4783 | 20723.1969 | 9581.354 | 1062.842 | 2832.6027 | 398.5461 | 3566.5682 | 1789.6284 | 3016.934 | 1662.128 | 5577.0155 | 3565.7355 | 14002.9102 | 3389.3994 | 5415.3552 | 1874.5537 | 3475.2783 | 12183.2649 | 2848.3984 | 329.2894 | 1748.3272 | 4304.8612 | 998.1526 | 114.2161
2027 | 1 | 21 | 12 | MW | 13148.1876 | 3370.7103 | 2314.1798 | 20135.8993 | 9573.8046 | 1058.0537 | 2786.4052 | 404.2278 | 3624.9855 | 1801.2667 | 2976.5135 | 1632.4697 | 5520.9332 | 3464.1195 | 13988.4375 | 3346.0571 | 5385.786 | 1866.1084 | 3394.7097 | 12379.5789 | 2849.8218 | 328.8089 | 1713.704 | 4218.6115 | 967.9093 | 112.1781
2027 | 1 | 21 | 13 | MW | 13034.1585 | 3273.9171 | 2255.6764 | 19552.3693 | 9490.7748 | 1038.7161 | 2708.9567 | 411.7201 | 3654.7457 | 1816.6135 | 2890.5484 | 1609.0382 | 5483.7104 | 3313.2179 | 13805.7204 | 3235.1109 | 5315.0989 | 1832.0023 | 3303.1196 | 12313.3877 | 2843.7754 | 324.8685 | 1667.7531 | 4151.7793 | 920.1195 | 110.5679
2027 | 1 | 21 | 14 | MW | 12938.2674 | 3297.2512 | 2187.8754 | 19002.8293 | 9420.952 | 1026.2848 | 2895.2989 | 408.0364 | 3666.8703 | 1809.0677 | 2858.0974 | 1580.6915 | 5462.3686 | 3160.7938 | 13625.1836 | 3130.9793 | 5225.4687 | 1810.0772 | 3247.6329 | 12450.3545 | 2803.9393 | 321.4406 | 1639.7543 | 4035.8271 | 881.3231 | 108.62
2027 | 1 | 21 | 15 | MW | 12917.5316 | 3151.6291 | 2145.2574 | 18625.1472 | 9405.8533 | 1016.0633 | 2902.0928 | 403.2288 | 3667.6051 | 1799.2204 | 2826.7855 | 1576.4313 | 5641.5366 | 3088.9927 | 13401.5271 | 3000.6796 | 5190.8172 | 1792.0493 | 3181.1255 | 12281.4273 | 2779.7538 | 318.5575 | 1605.7723 | 4079.2387 | 858.6626 | 108.3273
2027 | 1 | 21 | 16 | MW | 13067.8483 | 3150.332 | 2151.6496 | 18717.6751 | 9515.3058 | 1006.7631 | 3003.0281 | 397.1101 | 3614.3306 | 1786.6866 | 2818.2464 | 1650.0023 | 5921.9507 | 3084.4288 | 13372.0115 | 3053.0171 | 5108.1174 | 1775.6463 | 3187.9661 | 12285.99 | 2778.3315 | 318.2372 | 1600.6423 | 4175.1999 | 842.2622 | 113.3828
2027 | 1 | 21 | 17 | MW | 13595.2408 | 3470.0969 | 2221.3887 | 19622.2333 | 9899.3248 | 1025.2719 | 3113.4754 | 393.6761 | 3618.3722 | 1779.6524 | 3438.2201 | 1768.1428 | 6059.4277 | 3262.4099 | 13632.8968 | 3115.4424 | 5224.544 | 1808.2907 | 3314.9004 | 12217.5066 | 2846.265 | 320.3515 | 1695.3229 | 4546.4755 | 897.5468 | 121.5011
2027 | 1 | 21 | 18 | MW | 14265.174 | 3801.9615 | 2372.4885 | 21168.871 | 10387.1342 | 1124.078 | 2957.8016 | 446.4344 | 3832.5704 | 1887.7216 | 3946.0419 | 1799.9316 | 6062.4063 | 3500.0206 | 15217.1205 | 3505.797 | 5672.2329 | 1982.5567 | 3626.5352 | 13612.2802 | 3208.3394 | 345.7556 | 1807.1013 | 4635.5813 | 1002.0329 | 123.6855
2027 | 1 | 21 | 19 | MW | 14075.9895 | 3841.284 | 2367.8397 | 21112.2169 | 10249.3802 | 1181.4465 | 3007.1048 | 456.112 | 3977.6965 | 1907.5449 | 3992.7244 | 1760.6061 | 6018.2344 | 3437.956 | 15632.6433 | 3522.9712 | 5740.6113 | 2083.7386 | 3650.8578 | 14002.6378 | 3345.6298 | 350.6891 | 1824.199 | 4576.7496 | 1014.3763 | 120.9832
2027 | 1 | 21 | 20 | MW | 13812.9369 | 3836.9618 | 2384.4994 | 20793.0726 | 10057.8394 | 1161.7403 | 2984.1999 | 456.9861 | 3961.163 | 1909.3359 | 4061.0417 | 1721.6076 | 5609.2757 | 3215.557 | 15395.3848 | 3457.0021 | 5632.5006 | 2048.9823 | 3635.6563 | 13660.2208 | 3348.1193 | 350.7852 | 1806.888 | 4517.3445 | 991.5401 | 118.3033
2027 | 1 | 21 | 21 | MW | 13523.9704 | 3710.785 | 2328.3209 | 20347.3985 | 9847.4295 | 1150.4139 | 2885.5942 | 439.5041 | 3874.0877 | 1873.5255 | 3875.4475 | 1623.6214 | 5269.8007 | 3033.6208 | 14839.6854 | 3296.4448 | 5547.4904 | 2029.0058 | 3534.1849 | 12979.9603 | 3146.4523 | 342.6482 | 1738.4961 | 4252.8831 | 949.128 | 111.57
2027 | 1 | 21 | 22 | MW | 11884.7696 | 3397.934 | 2217.5142 | 19055.7042 | 8653.8514 | 1107.1345 | 2689.9343 | 410.7836 | 3671.6466 | 1814.6949 | 3529.3091 | 1498.9272 | 5000.8019 | 2824.6085 | 13766.8546 | 3023.0324 | 5319.7188 | 1952.6733 | 3293.6184 | 11637.6789 | 2816.7443 | 333.6782 | 1626.5033 | 3937.0115 | 872.2409 | 103.0014
2027 | 1 | 21 | 23 | MW | 10995.8471 | 3148.1722 | 2037.3561 | 17239.0293 | 8006.5858 | 1027.0213 | 2586.6694 | 357.5882 | 3398.2953 | 1705.7302 | 3135.9196 | 1396.5167 | 4893.5985 | 2509.7212 | 12255.9319 | 2705.7319 | 4960.2736 | 1811.3761 | 3042.0304 | 10028.3188 | 2404.5193 | 315.5782 | 1502.5428 | 3600.0057 | 809.1967 | 95.9641
2027 | 1 | 21 | 24 | MW | 10284.4483 | 3117.9234 | 1901.1718 | 15898.2395 | 7488.5833 | 953.9987 | 2685.47 | 319.0653 | 3075.712 | 1626.821 | 2780.6725 | 1361.1235 | 5037.032 | 2349.6919 | 10944.0954 | 2260.8581 | 4683.0666 | 1682.5848 | 2978.1827 | 8521.6827 | 2118.5581 | 298.7916 | 1492.0706 | 3631.4231 | 789.6224 | 93.532
2027 | 1 | 22 | 1 | MW | 10090.074 | 3057.8601 | 1864.9468 | 15528.1041 | 7347.0504 | 920.4802 | 2701.1925 | 301.7705 | 2939.7721 | 1591.3946 | 2548.9643 | 1339.9856 | 4956.63 | 2428.7935 | 10245.1303 | 2359.537 | 4596.6708 | 1623.4677 | 2874.0516 | 8380.15 | 1984.4696 | 292.8009 | 1449.9664 | 3559.4522 | 785.6547 | 92.0795
2027 | 1 | 22 | 2 | MW | 10084.8901 | 3053.5388 | 1799.8574 | 15231.6121 | 7343.2758 | 895.6175 | 2765.8299 | 289.0337 | 2801.6268 | 1565.305 | 2460.7221 | 1331.3013 | 4955.6373 | 2216.4348 | 9728.6435 | 2307.7441 | 4550.0074 | 1579.6169 | 2806.024 | 7704.4477 | 1871.3659 | 284.6959 | 1428.1665 | 3491.4786 | 814.0463 | 91.4827
2027 | 1 | 22 | 3 | MW | 10634.3172 | 3049.65 | 1819.4226 | 15732.0448 | 7743.3391 | 882.2654 | 2750.8841 | 279.1064 | 2705.7337 | 1544.9691 | 2493.1721 | 1347.0313 | 5127.8568 | 2351.517 | 9470.9568 | 2282.6651 | 4522.7493 | 1556.0674 | 2811.3442 | 7457.9074 | 1811.2572 | 281.7167 | 1428.5943 | 3528.0367 | 826.7431 | 92.5637
2027 | 1 | 22 | 4 | MW | 10691.3347 | 3158.5429 | 1841.1188 | 16402.4514 | 7784.8562 | 892.6708 | 2826.974 | 281.6038 | 2692.1395 | 1550.0858 | 2593.3708 | 1390.29 | 5351.1953 | 2430.3147 | 9495.8065 | 2378.0732 | 4560.6337 | 1574.4196 | 2938.6586 | 7599.4391 | 1766.0869 | 283.3825 | 1468.3462 | 3673.1199 | 873.1223 | 95.5362
2027 | 1 | 22 | 5 | MW | 10890.887 | 3451.0842 | 1904.078 | 17399.5492 | 7930.1595 | 917.4415 | 2957.219 | 296.963 | 2750.5577 | 1581.5473 | 2784.6573 | 1485.4907 | 5711.0195 | 2643.2822 | 9875.4655 | 2510.0089 | 4686.7626 | 1618.1082 | 3221.7899 | 8259.1622 | 1845.402 | 292 | 1648.0899 | 3968.9986 | 941.5452 | 102.0781
2027 | 1 | 22 | 6 | MW | 11404.0266 | 3935.9165 | 2124.1417 | 19337.0791 | 8303.8002 | 980.7033 | 3240.227 | 330.9905 | 2965.1234 | 1651.2484 | 3110.3001 | 1639.3523 | 5963.1441 | 3001.0672 | 10991.3967 | 2814.7704 | 4986.1461 | 1729.6841 | 3615.8947 | 9701.8819 | 2109.3111 | 312.1504 | 1792.1402 | 4340.2742 | 1053.8785 | 112.651
2027 | 1 | 22 | 7 | MW | 12300.7308 | 4034.8705 | 2341.8814 | 21623.9874 | 8956.7321 | 1080.338 | 3383.6716 | 369.5759 | 3277.4192 | 1730.2862 | 3314.1117 | 1735.0441 | 5909.0464 | 3437.6511 | 12809.8298 | 3219.8457 | 5415.8169 | 1905.4117 | 3663.7797 | 11742.6853 | 2535.051 | 342.8403 | 1872.2877 | 4395.1103 | 1083.8573 | 119.2266
2027 | 1 | 22 | 8 | MW | 13285.5444 | 3902.6435 | 2479.8092 | 22768.3835 | 9673.8205 | 1105.0165 | 3257.1141 | 382.5002 | 3468.4706 | 1756.7598 | 3182.0326 | 1728.6542 | 5886.7126 | 3738.2391 | 13974.0215 | 3507.433 | 5470.3346 | 1948.9376 | 3543.6861 | 12390.9964 | 2754.501 | 353.4762 | 1861.8155 | 4383.6858 | 1073.8058 | 118.7876
2027 | 1 | 22 | 9 | MW | 13586.1718 | 3764.3671 | 2430.0229 | 22485.1131 | 9892.7212 | 1100.5965 | 3073.8776 | 401.5431 | 3672.3806 | 1795.7671 | 3093.2208 | 1727.9984 | 5872.8162 | 3755.5809 | 14497.437 | 3509.6136 | 5451.3916 | 1941.1421 | 3529.2447 | 13096.3733 | 2949.7655 | 354.3732 | 1849.2056 | 4365.4077 | 1038.8886 | 118.7425
2027 | 1 | 22 | 10 | MW | 13556.3671 | 3701.7105 | 2406.1956 | 21960.1327 | 9871.019 | 1107.3187 | 2957.9958 | 409.7222 | 3850.2061 | 1812.521 | 3073.8643 | 1711.2846 | 5795.8885 | 3741.5866 | 14812.2457 | 3463.8179 | 5452.778 | 1952.9981 | 3545.5865 | 13559.777 | 3039.7511 | 354.8857 | 1816.719 | 4368.2638 | 1010.2325 | 117.594
2027 | 1 | 22 | 11 | MW | 13553.7751 | 3605.7808 | 2369.5831 | 21355.8224 | 9869.1317 | 1100.4123 | 2877.0532 | 422.5215 | 3927.3613 | 1838.7393 | 3038.5677 | 1697.8482 | 5768.0951 | 3632.9728 | 14979.5982 | 3496.2561 | 5450.93 | 1940.8172 | 3495.0408 | 13934.1544 | 3087.0559 | 353.0918 | 1758.3715 | 4339.7026 | 973.3757 | 116.6707
2027 | 1 | 22 | 12 | MW | 13542.1142 | 3528.8647 | 2327.1589 | 20936.5916 | 9860.6408 | 1090.1911 | 2831.6325 | 430.0138 | 3978.7987 | 1854.0862 | 2985.0526 | 1665.7323 | 5701.0931 | 3507.626 | 14847.4356 | 3404.9375 | 5428.2911 | 1922.7898 | 3420.1726 | 14107.6443 | 3125.4675 | 349.5037 | 1747.2583 | 4295.7213 | 944.8075 | 114.4638
2027 | 1 | 22 | 13 | MW | 13479.9128 | 3483.9246 | 2275.4362 | 20591.004 | 9815.3491 | 1073.8 | 2760.3954 | 436.8817 | 4022.5196 | 1868.1546 | 2915.0288 | 1648.3637 | 5649.9734 | 3375.5864 | 14668.3274 | 3283.3601 | 5394.1027 | 1893.8805 | 3339.6031 | 14059.7146 | 3128.3132 | 346.3643 | 1731.6561 | 4259.7367 | 903.8069 | 113.2702
2027 | 1 | 22 | 14 | MW | 13431.9701 | 3516.3333 | 2255.2888 | 20154.7723 | 9780.4399 | 1060.632 | 2926.3564 | 439.3168 | 4020.6826 | 1873.1426 | 2867.2072 | 1632.4697 | 5704.5674 | 3272.1452 | 14539.6807 | 3193.4035 | 5330.3451 | 1870.6559 | 3324.0215 | 14185.2639 | 3094.5245 | 344.8586 | 1719.0473 | 4197.4754 | 886.9663 | 112.1781
2027 | 1 | 22 | 15 | MW | 13361.9987 | 3393.6126 | 2182.6451 | 19871.5136 | 9729.4904 | 1047.3721 | 2958.5784 | 433.5102 | 4025.8263 | 1861.248 | 2856.9594 | 1630.6671 | 5851.4751 | 3201.8654 | 14308.3213 | 3070.1912 | 5298.0039 | 1847.2692 | 3244.213 | 13920.4556 | 3043.3079 | 339.9252 | 1684.2097 | 4253.4529 | 862.3651 | 112.0542
2027 | 1 | 22 | 16 | MW | 13443.6311 | 3480.9003 | 2180.9017 | 19835.628 | 9788.9307 | 1046.175 | 3075.2362 | 407.2248 | 3908.9908 | 1807.4054 | 2876.8854 | 1669.9935 | 6078.2879 | 3225.9011 | 14254.6835 | 3057.924 | 5248.1069 | 1845.1578 | 3270.8152 | 13915.8929 | 3019.4774 | 338.9 | 1682.2864 | 4420.2419 | 827.449 | 114.7566
2027 | 1 | 22 | 17 | MW | 13924.3798 | 3781.6517 | 2279.6974 | 20592.8995 | 10138.9862 | 1052.805 | 3175.0071 | 406.6003 | 3870.4128 | 1806.126 | 3579.9774 | 1796.1624 | 6188.9649 | 3418.7879 | 14409.0055 | 3374.9516 | 5345.1289 | 1856.8512 | 3415.9917 | 13810.8865 | 3040.4622 | 341.0144 | 1789.5758 | 4752.1052 | 879.2068 | 123.4265
2027 | 1 | 22 | 18 | MW | 14545.0715 | 4088.4533 | 2488.7201 | 22033.7759 | 10590.9405 | 1133.1024 | 3004.3875 | 463.4794 | 4069.9155 | 1922.6364 | 4072.4275 | 1828.4422 | 6159.6826 | 3786.0056 | 15869.3976 | 3590.301 | 5731.833 | 1998.4732 | 3664.92 | 14949.9989 | 3395.7791 | 365.105 | 1899.0031 | 4772.098 | 979.6369 | 125.6447
2027 | 1 | 22 | 19 | MW | 14314.4156 | 4126.0469 | 2486.7828 | 21992.2273 | 10422.9893 | 1193.5093 | 3051.1669 | 468.1621 | 4175.3613 | 1932.2285 | 4082.1058 | 1774.3696 | 6161.1715 | 3627.4964 | 16328.7132 | 3625.7384 | 5818.6911 | 2105.014 | 3710.1445 | 15260.4556 | 3451.6199 | 371.9286 | 1918.8796 | 4704.1264 | 1003.7079 | 121.929
2027 | 1 | 22 | 20 | MW | 14029.3399 | 4103.1455 | 2423.8244 | 21680.6415 | 10215.4125 | 1178.4075 | 2977.9885 | 465.7895 | 4137.8855 | 1927.3681 | 4098.6155 | 1741.2709 | 5740.7981 | 3397.1872 | 15962.4241 | 3572.3106 | 5746.6176 | 2078.3787 | 3687.3422 | 14979.6671 | 3489.6765 | 366.7389 | 1891.3098 | 4552.7593 | 990.0407 | 119.6545
2027 | 1 | 22 | 21 | MW | 13722.2297 | 3932.8922 | 2398.4476 | 21085.7854 | 9991.7913 | 1166.4366 | 2887.3405 | 451.8664 | 4004.8839 | 1898.8483 | 3956.2886 | 1641.9738 | 5370.0549 | 3305.3076 | 15395.3563 | 3414.7501 | 5604.7801 | 2057.2655 | 3563.8287 | 14205.8067 | 3329.9802 | 361.485 | 1799.6214 | 4267.1619 | 954.6833 | 112.8312
2027 | 1 | 22 | 22 | MW | 12077.8507 | 3610.9667 | 2300.4254 | 19573.1378 | 8794.4428 | 1111.9229 | 2694.3986 | 416.0282 | 3774.1531 | 1825.4377 | 3568.5916 | 1516.2958 | 5076.737 | 3095.9904 | 14223.1138 | 3145.4272 | 5374.6981 | 1961.1186 | 3335.043 | 12660.3674 | 2941.5846 | 348.9912 | 1640.8232 | 3961.0019 | 872.4176 | 104.195
2027 | 1 | 22 | 23 | MW | 11168.1868 | 3311.5115 | 2112.7122 | 17603.4899 | 8132.0743 | 1029.5997 | 2583.9521 | 364.3313 | 3476.9211 | 1719.5434 | 3147.3055 | 1413.3936 | 4954.6447 | 2719.3423 | 12672.7561 | 2768.1561 | 5026.8032 | 1815.9236 | 3073.5737 | 10895.7789 | 2494.8599 | 327.6556 | 1511.3049 | 3710.8174 | 807.2571 | 97.1239
2027 | 1 | 22 | 24 | MW | 10439.943 | 3201.7542 | 1959.8681 | 16226.8261 | 7601.8062 | 953.5384 | 2670.1358 | 323.8105 | 3152.1333 | 1636.5407 | 2786.9345 | 1356.2075 | 5025.6173 | 2568.4395 | 11260.9543 | 2308.5615 | 4729.73 | 1681.7729 | 2947.0195 | 9249.8903 | 2186.4916 | 308.2421 | 1474.3307 | 3558.8806 | 776.5729 | 93.1942
2027 | 1 | 23 | 1 | MW | 10084.8901 | 3152.0609 | 1887.0307 | 15575.3159 | 7343.2758 | 911.1797 | 2682.9469 | 299.8975 | 2940.5069 | 1587.5574 | 2518.7916 | 1322.289 | 4973.0079 | 2462.8684 | 10362.0813 | 2351.0864 | 4598.5188 | 1607.0641 | 2845.9282 | 8551.3596 | 1979.1344 | 294.3387 | 1424.3187 | 3467.4883 | 772.605 | 90.8634
2027 | 1 | 23 | 2 | MW | 10048.6084 | 3118.7878 | 1820.7784 | 15105.0823 | 7316.8574 | 887.6982 | 2735.5492 | 287.7225 | 2801.9942 | 1562.6185 | 2408.9157 | 1315.2433 | 4993.3571 | 2305.5766 | 9831.9075 | 2320.5559 | 4553.2418 | 1565.6495 | 2771.0599 | 7877.9387 | 1877.4122 | 285.5609 | 1406.3666 | 3435.5031 | 804.5239 | 90.3793
2027 | 1 | 23 | 3 | MW | 10529.3571 | 3113.6028 | 1816.9039 | 14965.3426 | 7666.9128 | 874.9906 | 2731.8617 | 279.9804 | 2717.8582 | 1546.7601 | 2459.5841 | 1310.9831 | 5134.3089 | 2340.869 | 9549.2382 | 2261.4027 | 4541.2291 | 1543.2368 | 2776.3802 | 7583.46 | 1762.5301 | 282.1651 | 1408.2899 | 3469.2031 | 818.4556 | 90.0865
2027 | 1 | 23 | 4 | MW | 10547.4951 | 3228.1126 | 1830.2707 | 15080.5346 | 7680.1199 | 885.3041 | 2824.6444 | 283.1023 | 2689.9351 | 1553.1551 | 2570.598 | 1342.2801 | 5353.6769 | 2388.9383 | 9541.5067 | 2326.826 | 4550.9314 | 1561.4268 | 2887.7328 | 7720.4268 | 1750.4373 | 283.8309 | 1451.0353 | 3576.0154 | 865.0105 | 92.2372
2027 | 1 | 23 | 5 | MW | 10763.8981 | 3521.0864 | 1899.4284 | 16005.8729 | 7837.693 | 911.0877 | 2926.3564 | 297.4625 | 2760.1104 | 1582.5705 | 2748.7911 | 1433.7117 | 5667.3446 | 2524.0205 | 9941.8178 | 2447.8576 | 4641.0239 | 1606.9019 | 3133.6205 | 8327.6467 | 1823.7061 | 292.7368 | 1608.7645 | 3831.9122 | 931.935 | 98.52
2027 | 1 | 23 | 6 | MW | 11284.8136 | 4003.3263 | 2082.6857 | 17901.8657 | 8216.9957 | 972.8759 | 3203.5408 | 333.925 | 2984.5952 | 1657.2595 | 3024.9047 | 1582.0023 | 5904.5801 | 2888.4994 | 10992.5845 | 2770.8824 | 4912.2246 | 1715.8789 | 3507.5818 | 9724.7061 | 2098.2845 | 312.2465 | 1752.6016 | 4197.4754 | 1035.9797 | 108.7101
2027 | 1 | 23 | 7 | MW | 12187.989 | 4103.5765 | 2282.9913 | 20201.984 | 8874.6395 | 1070.1168 | 3356.6907 | 371.6987 | 3286.6036 | 1734.6339 | 3239.5325 | 1696.2105 | 5895.6464 | 3355.8107 | 12744.6837 | 3151.1515 | 5315.0989 | 1887.3843 | 3591.1911 | 11658.2218 | 2517.2669 | 341.0144 | 1820.9934 | 4262.591 | 1065.5172 | 116.5581
2027 | 1 | 23 | 8 | MW | 13161.1474 | 3967.4607 | 2395.3475 | 21304.8431 | 9583.2413 | 1097.4656 | 3214.4106 | 382.0007 | 3475.0832 | 1755.7366 | 3091.5132 | 1686.7063 | 5884.7273 | 3586.12 | 13951.462 | 3386.6731 | 5438.4558 | 1935.62 | 3487.4401 | 12331.6492 | 2744.1867 | 350.3047 | 1817.3601 | 4282.0122 | 1048.4999 | 115.905
2027 | 1 | 23 | 9 | MW | 13426.7862 | 3855.1117 | 2360.0908 | 21051.7836 | 9776.6652 | 1089.5463 | 3032.5328 | 401.8552 | 3664.6658 | 1796.4063 | 3022.6275 | 1681.4633 | 5848.0002 | 3572.7333 | 14460.646 | 3366.2292 | 5451.854 | 1921.6526 | 3487.8202 | 13039.3075 | 2946.2087 | 350.4007 | 1799.4081 | 4311.1432 | 1026.9853 | 115.5447
2027 | 1 | 23 | 10 | MW | 13396.9815 | 3792.8861 | 2365.7087 | 20602.3419 | 9754.963 | 1090.7437 | 2900.54 | 406.1009 | 3835.1423 | 1805.1028 | 3018.6416 | 1671.9591 | 5783.4804 | 3566.953 | 14826.5967 | 3329.4287 | 5487.4288 | 1923.7644 | 3494.6608 | 13573.4759 | 3066.4261 | 351.9385 | 1778.8892 | 4313.4277 | 997.6235 | 114.8916
2027 | 1 | 23 | 11 | MW | 13409.9413 | 3686.1547 | 2369.3893 | 20222.7642 | 9764.3997 | 1084.3899 | 2835.1266 | 424.9566 | 3943.1599 | 1843.7273 | 3011.8101 | 1664.7495 | 5735.8349 | 3524.664 | 14991.4065 | 3336.2433 | 5476.8025 | 1912.5581 | 3469.578 | 13984.3763 | 3137.9164 | 350.9774 | 1752.6016 | 4302.0051 | 958.7392 | 114.3962
2027 | 1 | 23 | 12 | MW | 13369.7687 | 3585.9037 | 2330.4519 | 19760.0892 | 9735.1481 | 1073.8922 | 2795.3346 | 428.9524 | 3988.7179 | 1851.9123 | 2949.1863 | 1646.8889 | 5672.3072 | 3455.2967 | 14924.1741 | 3288.5399 | 5432.9118 | 1894.0432 | 3400.03 | 14182.9826 | 3168.5044 | 347.7739 | 1736.5728 | 4227.7496 | 934.2269 | 113.1689
2027 | 1 | 23 | 13 | MW | 13293.3203 | 3506.3951 | 2291.1269 | 19337.0791 | 9679.4825 | 1059.0666 | 2729.9204 | 431.8869 | 4035.0115 | 1857.9234 | 2883.7158 | 1632.3057 | 5588.4315 | 3361.2871 | 14809.1378 | 3211.9396 | 5368.6918 | 1867.8949 | 3346.8238 | 14141.886 | 3179.886 | 344.314 | 1717.5506 | 4179.1974 | 902.5731 | 112.1668
2027 | 1 | 23 | 14 | MW | 13244.0787 | 3523.6798 | 2251.9957 | 19023.5978 | 9643.6274 | 1048.477 | 2917.2336 | 439.2544 | 4052.6472 | 1873.0139 | 2843.8648 | 1623.4574 | 5655.4329 | 3260.2798 | 14631.2288 | 3126.0725 | 5320.6428 | 1849.2178 | 3322.5011 | 14272.0088 | 3175.973 | 341.8152 | 1701.5207 | 4100.9445 | 878.8544 | 111.5588
2027 | 1 | 23 | 15 | MW | 13192.2452 | 3314.5358 | 2200.4669 | 18902.7428 | 9605.885 | 1047.1879 | 2913.5453 | 448.9319 | 4042.3597 | 1892.8372 | 2805.7214 | 1621.9827 | 5789.4363 | 3142.8433 | 14467.2493 | 3044.0219 | 5304.9342 | 1846.9443 | 3206.9685 | 14036.8795 | 3154.6332 | 338.836 | 1651.7232 | 4103.229 | 857.3399 | 111.4574
2027 | 1 | 23 | 16 | MW | 13314.0502 | 3394.9089 | 2167.3412 | 18963.1762 | 9694.5769 | 1035.5851 | 2978.1827 | 424.8941 | 4038.6856 | 1843.5986 | 2797.7508 | 1671.1403 | 5970.5889 | 3069.217 | 14503.9563 | 3057.3795 | 5242.5629 | 1826.4803 | 3181.5056 | 13762.9459 | 3164.5926 | 337.7788 | 1640.1821 | 4267.7335 | 837.3248 | 114.8354
2027 | 1 | 23 | 17 | MW | 13752.0344 | 3729.7977 | 2193.88 | 19763.8685 | 10013.4935 | 1035.7693 | 3108.8168 | 414.6546 | 3941.3229 | 1822.6246 | 3472.9483 | 1777.8109 | 6111.5408 | 3221.0334 | 14448.1952 | 3245.4693 | 5300.3142 | 1826.8051 | 3392.0491 | 13523.254 | 3094.1684 | 336.7216 | 1723.5351 | 4619.0161 | 899.3986 | 122.1654
2027 | 1 | 23 | 18 | MW | 14341.6283 | 4019.3147 | 2359.7032 | 20961.1394 | 10442.8041 | 1118.4609 | 2949.2606 | 458.7343 | 4161.3997 | 1912.9168 | 3939.2104 | 1800.2595 | 6089.2063 | 3589.1625 | 15585.6889 | 3615.1072 | 5663.4554 | 1972.6498 | 3619.6946 | 14858.6805 | 3395.4241 | 358.0252 | 1840.87 | 4653.2896 | 987.8366 | 123.708
2027 | 1 | 23 | 19 | MW | 14164.1048 | 4082.8357 | 2478.0658 | 20942.2547 | 10313.541 | 1178.4998 | 2966.5368 | 470.7844 | 4273.0914 | 1937.6004 | 3979.6299 | 1774.2056 | 6083.7474 | 3539.8758 | 16192.3042 | 3634.7348 | 5777.5724 | 2078.5414 | 3670.6203 | 15351.7632 | 3443.7951 | 366.9311 | 1862.8844 | 4577.891 | 1008.0284 | 121.9177
2027 | 1 | 23 | 20 | MW | 13925.6729 | 4030.5499 | 2454.0448 | 20608.0049 | 10139.9277 | 1165.5157 | 2921.5037 | 457.9226 | 4149.2752 | 1911.2545 | 3976.7842 | 1723.7382 | 5701.0931 | 3311.0878 | 15833.018 | 3558.4085 | 5731.3714 | 2055.6412 | 3627.2954 | 15013.9088 | 3454.1094 | 363.5994 | 1836.5956 | 4416.8142 | 995.8606 | 118.4497
2027 | 1 | 23 | 21 | MW | 13609.4937 | 3895.2978 | 2443.7772 | 20090.5713 | 9909.703 | 1154.0974 | 2833.7672 | 440.1284 | 4017.3767 | 1874.8049 | 3837.8736 | 1637.5497 | 5341.2689 | 3244.7631 | 15324.6745 | 3440.9194 | 5643.5885 | 2035.5025 | 3519.3635 | 14262.8835 | 3224.3451 | 357.7369 | 1747.0449 | 4154.6355 | 951.5977 | 112.5271
2027 | 1 | 23 | 22 | MW | 11965.1147 | 3591.9539 | 2307.7867 | 18755.4445 | 8712.3545 | 1104.8323 | 2644.7077 | 410.0343 | 3778.5612 | 1813.1602 | 3468.394 | 1510.233 | 5059.8621 | 3010.4987 | 14174.1504 | 3225.57 | 5378.3941 | 1948.6128 | 3304.639 | 12858.9736 | 2886.4562 | 344.8586 | 1609.4056 | 3877.6064 | 873.5636 | 103.7783
2027 | 1 | 23 | 23 | MW | 11116.3591 | 3339.1662 | 2121.6231 | 17016.1923 | 8094.3361 | 1019.0101 | 2523.5848 | 358.1502 | 3459.2854 | 1706.882 | 3036.8601 | 1420.1113 | 4946.2072 | 2643.5871 | 12717.2472 | 2880.4654 | 4987.5325 | 1797.2466 | 3059.1323 | 11053.2886 | 2457.8705 | 325.1568 | 1495.4895 | 3620.5702 | 809.3734 | 97.5855
2027 | 1 | 23 | 24 | MW | 10401.0693 | 3236.7553 | 1988.9264 | 15469.5546 | 7573.5005 | 946.632 | 2602.5862 | 318.2537 | 3140.7436 | 1625.1587 | 2669.6576 | 1358.1741 | 5025.1203 | 2482.9489 | 11282.1951 | 2408.332 | 4701.0856 | 1669.592 | 2950.8195 | 9414.2505 | 2155.9036 | 307.5693 | 1463.2174 | 3460.6348 | 774.0157 | 93.3293
2027 | 1 | 24 | 1 | MW | 9976.0449 | 3183.1733 | 1924.2246 | 14536.6694 | 7264.0206 | 903.9049 | 2583.3695 | 296.4011 | 2931.3216 | 1580.3955 | 2382.1581 | 1329.6626 | 4949.1852 | 2451.9155 | 10433.0048 | 2456.0354 | 4570.7983 | 1594.2335 | 2838.7075 | 8667.7814 | 1973.088 | 293.2174 | 1416.8387 | 3390.3786 | 765.7275 | 91.3701
2027 | 1 | 24 | 2 | MW | 9898.2976 | 3144.7152 | 1849.4491 | 13941.8132 | 7207.4091 | 877.569 | 2609.9627 | 283.789 | 2795.3808 | 1554.5611 | 2281.9594 | 1322.289 | 4974.4969 | 2287.6261 | 9910.975 | 2326.826 | 4479.3195 | 1547.7843 | 2766.879 | 8065.1274 | 1866.7418 | 285.5288 | 1396.1078 | 3353.2509 | 780.188 | 90.8634
2027 | 1 | 24 | 3 | MW | 10341.4657 | 3168.9129 | 1814.58 | 13581.1203 | 7530.1004 | 870.939 | 2602.7804 | 278.4196 | 2720.4301 | 1543.5631 | 2304.7322 | 1319.6675 | 5114.4561 | 2239.8607 | 9575.6974 | 2269.5804 | 4444.2071 | 1536.0909 | 2776.3802 | 7693.0335 | 1764.6635 | 281.7167 | 1401.6644 | 3396.6606 | 782.1278 | 90.6833
2027 | 1 | 24 | 4 | MW | 10342.7588 | 3282.5598 | 1806.6373 | 13620.7734 | 7531.0419 | 880.8841 | 2649.3663 | 281.4789 | 2709.4078 | 1549.8295 | 2376.4647 | 1358.502 | 5332.3358 | 2288.5397 | 9540.5713 | 2307.7441 | 4457.6053 | 1553.6312 | 2883.1727 | 7756.952 | 1758.6171 | 283.1583 | 1440.9897 | 3486.9096 | 818.808 | 93.3519
2027 | 1 | 24 | 5 | MW | 10566.9319 | 3567.7546 | 1875.9887 | 14497.0162 | 7694.2728 | 906.2071 | 2765.8299 | 297.5874 | 2792.809 | 1582.8257 | 2519.3611 | 1441.7411 | 5626.1506 | 2426.3596 | 9914.7529 | 2423.0515 | 4598.0564 | 1598.2939 | 3087.635 | 8409.8268 | 1843.2674 | 292.3204 | 1592.949 | 3751.9444 | 877.355 | 99.0718
2027 | 1 | 24 | 6 | MW | 11069.7095 | 4037.032 | 2037.1623 | 16275.9216 | 8060.3684 | 971.1263 | 2999.5348 | 332.7387 | 3024.6429 | 1654.8293 | 2796.0432 | 1585.6066 | 5886.7126 | 2760.11 | 10958.7681 | 2730.5381 | 4875.7258 | 1712.7931 | 3429.6737 | 9850.2663 | 2129.5836 | 312.2144 | 1729.305 | 4151.7793 | 967.1156 | 108.9578
2027 | 1 | 24 | 7 | MW | 11993.6206 | 4148.5174 | 2230.1057 | 19040.5987 | 8733.1109 | 1072.4187 | 3128.6154 | 370.6998 | 3337.3062 | 1732.5877 | 3011.8101 | 1696.3744 | 5847.5045 | 3219.2072 | 12766.4593 | 3118.4404 | 5299.8519 | 1891.4443 | 3532.6646 | 11630.8349 | 2510.5094 | 339.1243 | 1797.0569 | 4286.5832 | 992.6861 | 116.5694
2027 | 1 | 24 | 8 | MW | 13049.7045 | 4030.1181 | 2317.4728 | 20589.1202 | 9502.0945 | 1086.9682 | 3041.8498 | 383.8113 | 3533.8687 | 1759.4452 | 2932.6766 | 1687.0342 | 5797.8737 | 3396.2746 | 13955.1846 | 3337.3336 | 5429.2151 | 1917.1056 | 3479.0791 | 12516.5457 | 2750.5892 | 348.3185 | 1813.9413 | 4376.2587 | 1008.7342 | 115.9276
2027 | 1 | 24 | 9 | MW | 13286.8375 | 3937.2128 | 2305.8495 | 20337.9562 | 9674.762 | 1082.548 | 2900.7342 | 404.9771 | 3702.5082 | 1802.8013 | 2915.0288 | 1681.9542 | 5792.4136 | 3385.6267 | 14457.925 | 3326.4295 | 5437.0694 | 1909.3095 | 3526.9642 | 13345.2015 | 2981.7758 | 349.76 | 1831.4668 | 4389.9677 | 992.8628 | 115.5785
2027 | 1 | 24 | 10 | MW | 13236.3028 | 3863.321 | 2331.421 | 19920.6091 | 9637.9654 | 1092.0327 | 2816.4918 | 417.8389 | 3861.2284 | 1829.1473 | 2954.8798 | 1670.8123 | 5733.3533 | 3365.851 | 14909.9924 | 3323.1586 | 5444.9237 | 1926.0379 | 3584.3505 | 14009.4927 | 3151.7875 | 354.5654 | 1830.8257 | 4368.8335 | 979.4602 | 114.8128
2027 | 1 | 24 | 11 | MW | 13258.3316 | 3746.218 | 2345.1745 | 19592.0224 | 9654.0056 | 1080.7064 | 2766.0241 | 417.4642 | 3975.4911 | 1828.3794 | 2954.8798 | 1652.6239 | 5710.0269 | 3337.8612 | 15120.8486 | 3319.6149 | 5459.7083 | 1906.0614 | 3558.5075 | 14452.3536 | 3233.2372 | 357.0641 | 1804.9647 | 4312.8561 | 954.0664 | 113.563
2027 | 1 | 24 | 12 | MW | 13233.7109 | 3625.658 | 2331.2272 | 19146.3483 | 9636.0781 | 1068.1829 | 2743.896 | 422.9586 | 4022.887 | 1839.6338 | 2930.3994 | 1633.1255 | 5651.4623 | 3276.7091 | 15059.7118 | 3261.5519 | 5410.7353 | 1883.9736 | 3490.86 | 14703.4521 | 3262.4017 | 355.8788 | 1803.6825 | 4255.1658 | 935.3729 | 112.2231
2027 | 1 | 24 | 13 | MW | 13260.9236 | 3545.7176 | 2306.2371 | 18934.8491 | 9655.8929 | 1054.0021 | 2701.1925 | 422.7712 | 4026.1937 | 1839.2509 | 2875.7463 | 1619.8531 | 5614.2396 | 3238.6791 | 14975.5847 | 3188.7695 | 5366.8438 | 1858.9625 | 3414.8514 | 14639.5423 | 3262.4017 | 355.4303 | 1854.5489 | 4192.3348 | 895.8718 | 111.3111
2027 | 1 | 24 | 14 | MW | 13190.9463 | 3678.8082 | 2263.2315 | 18685.5688 | 9604.9392 | 1042.0312 | 2806.9805 | 418.151 | 3972.1853 | 1829.7865 | 2839.88 | 1585.7706 | 5540.7854 | 3154.0999 | 14790.9161 | 3115.7141 | 5302.6246 | 1837.8493 | 3411.0515 | 14742.2565 | 3280.542 | 354.277 | 1827.619 | 4080.9516 | 878.8544 | 108.969
2027 | 1 | 24 | 15 | MW | 13144.3026 | 3573.3722 | 2214.608 | 18394.7516 | 9570.9758 | 1031.6258 | 2789.5109 | 418.5881 | 3938.751 | 1830.682 | 2772.1324 | 1586.0985 | 5616.2248 | 3096.2953 | 14571.504 | 3041.5685 | 5210.2218 | 1819.4971 | 3342.6437 | 14383.8702 | 3220.0772 | 345.1469 | 1788.9347 | 4150.0664 | 871.2716 | 108.9916
2027 | 1 | 24 | 16 | MW | 13166.3314 | 3536.2104 | 2191.9436 | 18430.6372 | 9587.0159 | 1025.0878 | 2836.4852 | 428.5154 | 3940.2207 | 1851.0168 | 2751.6378 | 1629.0293 | 5810.7774 | 3027.8406 | 14306.0202 | 3004.2234 | 5156.1664 | 1807.9659 | 3251.0536 | 14167.0024 | 3156.4116 | 339.2524 | 1742.1294 | 4251.1683 | 841.0273 | 111.9416
2027 | 1 | 24 | 17 | MW | 13663.9192 | 3732.3902 | 2200.8545 | 19457.9458 | 9949.3327 | 1026.469 | 2977.9885 | 403.4786 | 3908.6234 | 1799.732 | 3388.1213 | 1714.7259 | 5965.1293 | 3123.0676 | 14413.6034 | 3122.8016 | 5265.6635 | 1810.402 | 3359.3656 | 13516.41 | 3066.0711 | 338.6118 | 1806.6735 | 4622.4439 | 896.1363 | 117.8304
2027 | 1 | 24 | 18 | MW | 14236.6682 | 4093.6383 | 2344.0125 | 20320.967 | 10366.3778 | 1092.6773 | 2869.0948 | 439.0046 | 4125.7609 | 1872.5024 | 3792.3292 | 1751.5939 | 5933.8624 | 3366.4586 | 15429.6755 | 3399.212 | 5547.0281 | 1927.1747 | 3684.6816 | 15223.9326 | 3279.8297 | 355.9429 | 1860.3188 | 4666.4271 | 977.4316 | 120.3639
2027 | 1 | 24 | 19 | MW | 14047.4779 | 4136.4177 | 2437.9656 | 20149.1092 | 10228.6196 | 1154.0054 | 2885.9819 | 453.8018 | 4261.7017 | 1902.8132 | 3872.6008 | 1714.7259 | 5927.9066 | 3332.0799 | 16159.2167 | 3439.2846 | 5662.993 | 2035.3403 | 3740.1683 | 15924.7469 | 3371.2375 | 367.5398 | 1861.3877 | 4559.6129 | 1011.6431 | 117.8304
2027 | 1 | 24 | 20 | MW | 13840.1496 | 4157.1593 | 2441.4524 | 19913.0622 | 10077.6543 | 1153.821 | 2840.1728 | 445.373 | 4180.1376 | 1885.5477 | 3906.7594 | 1680.4804 | 5597.861 | 3154.7087 | 15791.5347 | 3382.8565 | 5628.8046 | 2035.015 | 3705.9645 | 15737.5582 | 3332.4698 | 364.6566 | 1839.5878 | 4416.2445 | 994.1855 | 115.4772
2027 | 1 | 24 | 21 | MW | 13540.8153 | 4051.7225 | 2412.0073 | 19505.1575 | 9859.695 | 1141.2978 | 2761.5598 | 426.892 | 4051.9124 | 1847.6911 | 3803.1455 | 1592.9802 | 5253.919 | 3092.644 | 15307.5637 | 3244.9247 | 5480.9608 | 2012.9276 | 3614.7544 | 14972.8231 | 3150.3653 | 358.3135 | 1748.1139 | 4160.3477 | 952.9193 | 109.4645
2027 | 1 | 24 | 22 | MW | 11953.448 | 3757.8858 | 2291.3207 | 18481.6165 | 8703.8594 | 1090.9276 | 2575.6053 | 403.2913 | 3821.9155 | 1799.348 | 3459.8549 | 1471.8904 | 4985.4159 | 2852.9032 | 14137.4536 | 3044.5677 | 5206.0634 | 1924.0888 | 3419.0323 | 13511.8474 | 2814.2547 | 346.3643 | 1611.3289 | 3903.3115 | 875.2387 | 101.1436
2027 | 1 | 24 | 23 | MW | 11118.951 | 3430.7744 | 2110.5812 | 16789.576 | 8096.2235 | 1009.8937 | 2451.1832 | 360.5227 | 3509.2523 | 1711.7413 | 3061.9089 | 1374.7239 | 4856.3757 | 2510.33 | 12668.7626 | 2748.8025 | 4843.3846 | 1781.1679 | 3171.6243 | 11610.2812 | 2401.3175 | 326.4702 | 1506.8172 | 3650.2709 | 808.1386 | 94.4666
2027 | 1 | 24 | 24 | MW | 10389.4084 | 3310.6471 | 1973.2348 | 15110.7571 | 7565.0096 | 936.3188 | 2500.098 | 319.3151 | 3202.1002 | 1627.3326 | 2714.0629 | 1315.5712 | 4890.1249 | 2390.7634 | 11244.1344 | 2285.936 | 4568.9504 | 1651.4024 | 3072.8135 | 9873.0905 | 2105.7543 | 308.4663 | 1465.1407 | 3494.9064 | 775.5147 | 90.4018
2027 | 1 | 25 | 1 | MW | 9955.3092 | 3260.5212 | 1871.9205 | 14111.7638 | 7248.9219 | 895.8937 | 2467.2942 | 298.8361 | 2975.0426 | 1585.3835 | 2461.8612 | 1290.829 | 4810.2186 | 2275.153 | 10373.3291 | 2294.3866 | 4483.4778 | 1580.1039 | 3018.4671 | 8998.7842 | 1947.8353 | 292.3845 | 1439.2797 | 3401.8012 | 762.9941 | 88.7016
2027 | 1 | 25 | 2 | MW | 9893.1136 | 3220.3351 | 1806.6373 | 13541.4554 | 7203.6345 | 870.2023 | 2473.6998 | 290.2823 | 2832.1218 | 1567.8628 | 2376.4647 | 1272.4765 | 4816.6707 | 2154.3701 | 9773.1751 | 2171.4472 | 4383.2214 | 1534.7915 | 2933.3383 | 8391.5642 | 1848.6027 | 285.1124 | 1411.2821 | 3354.9638 | 774.8975 | 87.4405
2027 | 1 | 25 | 3 | MW | 10351.8278 | 3257.0642 | 1769.6371 | 13290.303 | 7537.6455 | 859.8888 | 2470.9818 | 282.9149 | 2748.7206 | 1552.7712 | 2377.6038 | 1276.7367 | 4897.5691 | 2088.6541 | 9534.8226 | 2094.8481 | 4333.7861 | 1516.6015 | 2915.4762 | 8005.7747 | 1770.7099 | 280.0829 | 1429.0209 | 3368.1012 | 772.8695 | 87.7332
2027 | 1 | 25 | 4 | MW | 10363.4887 | 3293.7942 | 1765.375 | 13292.1868 | 7546.1363 | 869.9261 | 2521.2559 | 288.9712 | 2721.5323 | 1565.1763 | 2428.8407 | 1313.4407 | 5078.2253 | 2130.3355 | 9502.1289 | 2089.1238 | 4327.7805 | 1534.3045 | 3034.8097 | 8026.3197 | 1774.979 | 280.9478 | 1474.9718 | 3492.6218 | 811.6654 | 90.2554
2027 | 1 | 25 | 5 | MW | 10565.6388 | 3584.1756 | 1827.7529 | 14079.6692 | 7693.3312 | 897.9195 | 2617.5327 | 302.5822 | 2789.5023 | 1593.0569 | 2580.2762 | 1389.962 | 5393.382 | 2260.55 | 9865.2194 | 2211.5186 | 4447.9031 | 1583.6768 | 3210.0091 | 8567.3387 | 1877.7672 | 288.3159 | 1629.4955 | 3754.229 | 859.8964 | 95.5137
2027 | 1 | 25 | 6 | MW | 11041.1978 | 4027.9566 | 1971.8791 | 15786.8151 | 8039.6078 | 957.0377 | 2806.9805 | 335.6109 | 3006.6398 | 1660.7128 | 2811.9834 | 1528.5846 | 5646.4991 | 2570.5695 | 10855.8961 | 2454.4006 | 4708.9391 | 1687.9447 | 3607.5329 | 9879.9344 | 2131.362 | 306.6723 | 1748.9683 | 4134.6445 | 940.2225 | 105.0394
2027 | 1 | 25 | 7 | MW | 11961.2239 | 4111.3548 | 2150.1 | 18200.2415 | 8709.5213 | 1037.7951 | 2937.4205 | 368.8267 | 3329.5905 | 1728.7515 | 3008.3949 | 1638.3686 | 5642.0322 | 3036.0557 | 12532.012 | 2860.839 | 5100.2631 | 1830.3781 | 3686.202 | 11566.9142 | 2496.2833 | 332.8132 | 1813.9413 | 4299.7206 | 985.4557 | 112.5834
2027 | 1 | 25 | 8 | MW | 12960.2962 | 3973.5102 | 2246.9593 | 19522.1467 | 9436.9922 | 1063.5788 | 2911.4099 | 384.5605 | 3532.0317 | 1760.9799 | 2970.2504 | 1634.6002 | 5645.0102 | 3225.5962 | 13640.1164 | 3120.0753 | 5265.6635 | 1875.8531 | 3585.1107 | 12477.7413 | 2755.5683 | 341.559 | 1829.5423 | 4373.4045 | 1003.0021 | 112.3245
2027 | 1 | 25 | 9 | MW | 13263.5156 | 3804.5532 | 2258.5826 | 19338.9746 | 9657.7803 | 1068.9197 | 2802.322 | 404.54 | 3729.6965 | 1801.9058 | 2971.3896 | 1631.9787 | 5658.4108 | 3220.1198 | 14203.4341 | 3099.6314 | 5338.1994 | 1885.273 | 3551.6669 | 13386.2872 | 2994.2247 | 343.0326 | 1832.1079 | 4391.6825 | 1007.7638 | 112.1443
2027 | 1 | 25 | 10 | MW | 13246.6707 | 3707.7599 | 2303.9122 | 19059.4834 | 9645.5147 | 1078.036 | 2749.5255 | 410.3465 | 3897.9685 | 1813.8004 | 3014.0873 | 1625.9159 | 5628.1359 | 3233.8114 | 14679.2318 | 3087.0925 | 5371.0022 | 1901.3517 | 3521.2639 | 13988.939 | 3173.1285 | 348.0622 | 1816.9335 | 4376.2587 | 991.9803 | 111.7277
2027 | 1 | 25 | 11 | MW | 13253.1477 | 3530.5928 | 2344.5939 | 18808.3193 | 9650.2309 | 1075.2735 | 2720.6034 | 415.3414 | 4024.7241 | 1824.0317 | 2983.345 | 1609.858 | 5602.3279 | 3228.03 | 14941.1335 | 3100.176 | 5384.4004 | 1896.4794 | 3422.8323 | 14392.9955 | 3221.8556 | 351.2977 | 1774.4015 | 4301.4335 | 955.4769 | 110.6243
2027 | 1 | 25 | 12 | MW | 13210.389 | 3374.5999 | 2348.2737 | 18407.9732 | 9619.0963 | 1062.5659 | 2713.2269 | 419.2124 | 4079.8356 | 1831.9603 | 2931.5375 | 1583.641 | 5532.8449 | 3160.7938 | 14865.1401 | 3060.1046 | 5343.7433 | 1874.0667 | 3314.1402 | 14509.4194 | 3247.4633 | 349.5999 | 1739.565 | 4254.0245 | 930.0832 | 108.8227
2027 | 1 | 25 | 13 | MW | 13124.8657 | 3261.3856 | 2318.248 | 17983.0676 | 9556.8229 | 1049.3979 | 2675.9587 | 419.2749 | 4100.0431 | 1832.089 | 2876.3158 | 1564.3057 | 5494.6288 | 3104.8132 | 14754.3881 | 2996.0456 | 5283.2193 | 1850.8421 | 3240.7923 | 14301.6879 | 3262.0467 | 346.7807 | 1710.284 | 4186.0509 | 892.0804 | 107.494
2027 | 1 | 25 | 14 | MW | 13035.4516 | 3319.289 | 2282.7975 | 17569.4998 | 9491.7163 | 1032.4545 | 2738.4607 | 423.8327 | 4045.299 | 1841.4248 | 2836.4637 | 1546.937 | 5437.0569 | 3017.1926 | 14553.4036 | 2934.166 | 5215.3041 | 1820.9587 | 3288.2973 | 14194.4001 | 3241.062 | 345.2431 | 1627.3589 | 4168.9161 | 864.3936 | 106.3005
2027 | 1 | 25 | 15 | MW | 12905.8707 | 3455.8374 | 2240.5662 | 17261.6816 | 9397.3625 | 1022.4172 | 2744.0902 | 423.1459 | 4007.4558 | 1840.0177 | 2777.8258 | 1538.9076 | 5460.8797 | 2947.8264 | 14298.1391 | 2887.8257 | 5106.731 | 1803.2557 | 3286.7778 | 13849.6908 | 3163.8803 | 342.9044 | 1633.7699 | 4174.0567 | 848.61 | 105.7488
2027 | 1 | 25 | 16 | MW | 12864.405 | 3586.7681 | 2243.8601 | 17093.6149 | 9367.1694 | 1010.1701 | 2759.4244 | 413.9678 | 3972.1853 | 1821.2175 | 2781.8106 | 1574.9566 | 5657.4182 | 2862.3347 | 14058.4398 | 2853.4787 | 5067.4603 | 1781.6554 | 3308.0598 | 13630.5417 | 3065.0038 | 341.591 | 1628.2133 | 4257.4503 | 839.7935 | 108.2259
2027 | 1 | 25 | 17 | MW | 13227.2339 | 3779.491 | 2171.797 | 17730.0197 | 9631.3619 | 1009.4334 | 2866.7652 | 417.1521 | 3951.9778 | 1827.7402 | 3426.8343 | 1642.3017 | 5791.9179 | 2947.2177 | 14111.6754 | 2937.7098 | 5172.3374 | 1780.356 | 3406.8706 | 13306.3971 | 3011.2965 | 336.4973 | 1710.4973 | 4546.4755 | 896.0474 | 112.8537
2027 | 1 | 25 | 18 | MW | 13802.5749 | 4049.1308 | 2311.0797 | 18872.532 | 10050.2943 | 1067.5384 | 2792.6166 | 450.1181 | 4122.0868 | 1895.2674 | 3761.0173 | 1653.7716 | 5730.3754 | 3175.3969 | 15064.5824 | 3166.4167 | 5493.8967 | 1882.8368 | 3646.2977 | 14904.3397 | 3143.6078 | 350.9453 | 1805.8191 | 4537.9071 | 980.9585 | 113.6419
2027 | 1 | 25 | 19 | MW | 13615.9765 | 4072.8967 | 2397.8662 | 18568.4931 | 9914.4234 | 1118.737 | 2809.116 | 463.2297 | 4166.5434 | 1922.1249 | 3813.9628 | 1619.6891 | 5705.56 | 3135.5417 | 15646.4227 | 3217.6651 | 5579.3692 | 1973.1368 | 3695.3231 | 15518.4091 | 3206.206 | 359.627 | 1812.8724 | 4426.5239 | 992.3337 | 111.2998
2027 | 1 | 25 | 20 | MW | 13308.8663 | 4097.9589 | 2369.7769 | 18018.9532 | 9690.8022 | 1119.658 | 2775.147 | 445.9974 | 4108.8601 | 1886.8272 | 3840.7204 | 1594.9468 | 5468.3238 | 3033.317 | 15163.5576 | 3173.2313 | 5474.9545 | 1974.7611 | 3628.8157 | 15150.8756 | 3191.2676 | 353.8606 | 1775.8982 | 4313.4277 | 978.7543 | 109.5996
2027 | 1 | 25 | 21 | MW | 12962.8882 | 3976.1035 | 2341.8814 | 17478.8556 | 9438.8795 | 1114.5932 | 2712.0624 | 428.7651 | 3992.7594 | 1851.5284 | 3759.3086 | 1548.5757 | 5215.2067 | 3001.0672 | 14722.8476 | 3067.7378 | 5370.5398 | 1965.8283 | 3515.9427 | 14577.9029 | 3061.0909 | 349.3756 | 1738.7094 | 4106.0851 | 949.3047 | 106.4131
2027 | 1 | 25 | 22 | MW | 11558.2283 | 3728.9333 | 2258.9694 | 16708.3741 | 8416.0816 | 1083.1005 | 2559.8827 | 402.0426 | 3796.9317 | 1796.7902 | 3497.9972 | 1444.6905 | 4962.0895 | 2838.9078 | 13902.5146 | 2910.1785 | 5142.3066 | 1910.2841 | 3354.8046 | 13532.3902 | 2796.8268 | 342.488 | 1630.9922 | 3872.4658 | 890.6699 | 99.2745
2027 | 1 | 25 | 23 | MW | 10841.6455 | 3422.1325 | 2100.5083 | 15416.6798 | 7894.3044 | 1014.3137 | 2445.1661 | 362.5831 | 3511.0893 | 1715.9625 | 3145.5968 | 1349.9807 | 4821.6339 | 2538.9285 | 12672.6899 | 2662.6625 | 4811.9682 | 1788.9634 | 3153.3822 | 11927.5927 | 2421.5912 | 325.4772 | 1526.0527 | 3498.3341 | 831.9461 | 92.7663
2027 | 1 | 25 | 24 | MW | 10161.3444 | 3361.6366 | 1957.3503 | 13973.9079 | 7398.9457 | 944.8826 | 2481.2698 | 322.4993 | 3219.7358 | 1633.8553 | 2792.0584 | 1298.6935 | 4810.7149 | 2376.1603 | 11254.232 | 2228.9645 | 4571.7223 | 1666.5066 | 3087.635 | 10121.9077 | 2111.4445 | 306.8646 | 1473.0485 | 3507.4722 | 801.3494 | 89.242
2027 | 1 | 26 | 1 | MW | 9753.1649 | 3314.5358 | 1833.9513 | 13054.2443 | 7101.7313 | 907.4042 | 2432.1608 | 307.7019 | 2996.7198 | 1603.5445 | 2490.8949 | 1268.3803 | 4737.2613 | 2217.956 | 10280.8162 | 2253.7706 | 4435.8912 | 1600.4053 | 3043.1706 | 9190.5377 | 1951.0359 | 289.6934 | 1428.8076 | 3412.0844 | 781.5987 | 87.159
2027 | 1 | 26 | 2 | MW | 9662.4577 | 3222.0631 | 1774.2859 | 12669.0036 | 7035.6832 | 877.8454 | 2436.6251 | 297.4001 | 2850.1249 | 1582.4418 | 2379.881 | 1249.045 | 4709.9643 | 2069.791 | 9596.3313 | 2135.1912 | 4333.3244 | 1548.2718 | 2943.9789 | 8514.8344 | 1838.6433 | 280.1149 | 1397.8166 | 3343.5412 | 778.0718 | 85.8303
2027 | 1 | 26 | 3 | MW | 10057.6773 | 3254.4718 | 1722.757 | 12429.1656 | 7323.4609 | 863.2959 | 2434.6839 | 287.9723 | 2756.4354 | 1563.1301 | 2341.7365 | 1244.7848 | 4689.6158 | 2005.9012 | 9257.4169 | 2101.9356 | 4292.205 | 1522.6106 | 2907.1153 | 7957.8363 | 1766.4419 | 273.3554 | 1405.2977 | 3279.567 | 765.3748 | 85.5376
2027 | 1 | 26 | 4 | MW | 9999.3668 | 3312.3751 | 1697.767 | 12025.0402 | 7281.0023 | 859.5204 | 2459.7242 | 287.8474 | 2679.6476 | 1562.8748 | 2334.3365 | 1252.6503 | 4696.5643 | 2008.0312 | 9031.1909 | 2109.0231 | 4261.7125 | 1515.9517 | 2931.4379 | 7706.7301 | 1725.1846 | 269.8635 | 1426.6698 | 3290.4199 | 785.3902 | 86.0781
2027 | 1 | 26 | 5 | MW | 10087.4821 | 3430.3426 | 1706.6787 | 12440.5035 | 7345.1631 | 863.7565 | 2494.8569 | 292.4677 | 2670.4623 | 1572.3382 | 2379.881 | 1261.4986 | 4850.4199 | 2043.9312 | 9108.6231 | 2118.564 | 4285.2747 | 1523.423 | 2993.3843 | 7640.5291 | 1749.3701 | 271.7857 | 1526.266 | 3370.9573 | 814.3108 | 86.6861
2027 | 1 | 26 | 6 | MW | 10182.0801 | 3698.6862 | 1752.7835 | 13118.4453 | 7414.0443 | 879.687 | 2600.2573 | 308.3887 | 2706.8359 | 1604.9515 | 2455.5982 | 1345.0656 | 5062.3437 | 2180.5347 | 9436.0852 | 2144.1876 | 4398.93 | 1551.5199 | 3137.0404 | 8014.9055 | 1836.5099 | 279.0257 | 1570.9347 | 3641.7044 | 862.6307 | 92.4286
2027 | 1 | 26 | 7 | MW | 10585.0757 | 3817.9491 | 1840.925 | 14914.3516 | 7707.4841 | 927.1102 | 2704.4924 | 331.1779 | 2872.5361 | 1651.6323 | 2530.1774 | 1466.9743 | 5176.4949 | 2485.0779 | 10326.92 | 2386.2509 | 4651.6502 | 1635.161 | 3268.9157 | 8818.4449 | 2034.9751 | 293.2494 | 1660.0587 | 3796.4974 | 925.1447 | 100.8058
2027 | 1 | 26 | 8 | MW | 11479.182 | 3862.0256 | 1940.1091 | 16625.2768 | 8358.5244 | 965.5092 | 2758.8425 | 345.7254 | 3038.9719 | 1681.4316 | 2524.485 | 1510.233 | 5268.3117 | 2736.9879 | 11256.9668 | 2683.9249 | 4850.3149 | 1702.8861 | 3377.6078 | 9507.8493 | 2285.7242 | 301.2263 | 1738.4961 | 3909.5935 | 973.817 | 103.7783
2027 | 1 | 26 | 9 | MW | 12000.0976 | 3852.0866 | 2028.832 | 17331.5573 | 8737.8271 | 991.2929 | 2702.357 | 372.7601 | 3252.0679 | 1736.8089 | 2624.6816 | 1531.207 | 5322.9057 | 2859.5971 | 12115.3702 | 2828.6725 | 4991.2284 | 1748.3612 | 3469.1979 | 10580.7487 | 2589.4695 | 308.146 | 1783.3781 | 4006.698 | 989.7762 | 105.2196
2027 | 1 | 26 | 10 | MW | 12138.7532 | 3853.8146 | 2096.4401 | 17356.1051 | 8838.7887 | 1005.0134 | 2667.4178 | 379.0662 | 3428.423 | 1749.7255 | 2746.5139 | 1527.6017 | 5320.4241 | 2935.3523 | 12781.4171 | 2904.4542 | 5067.4603 | 1772.5604 | 3506.0615 | 11345.4838 | 2761.2585 | 314.8734 | 1798.7658 | 4013.5516 | 981.5765 | 104.9719
2027 | 1 | 26 | 11 | MW | 12242.4145 | 3750.1075 | 2144.6759 | 17342.8952 | 8914.2692 | 1013.0246 | 2649.7546 | 384.5605 | 3526.1531 | 1760.9799 | 2773.2715 | 1505.8089 | 5285.6823 | 2948.4341 | 13045.4328 | 2940.9806 | 5086.4032 | 1786.6899 | 3493.5205 | 11845.4105 | 2852.3114 | 320.2874 | 1770.5548 | 3990.7025 | 971.3483 | 103.4743
2027 | 1 | 26 | 12 | MW | 12222.9776 | 3568.619 | 2153.7806 | 16916.1057 | 8900.1164 | 1007.4076 | 2646.2606 | 382.9996 | 3561.0571 | 1757.7829 | 2778.9639 | 1479.7558 | 5206.2735 | 2884.5443 | 13045.9099 | 2874.7411 | 5054.5244 | 1776.783 | 3385.9687 | 12064.5595 | 2877.5641 | 319.1982 | 1735.2894 | 3896.4561 | 943.6615 | 101.6841
2027 | 1 | 26 | 13 | MW | 12116.7244 | 3490.4067 | 2140.6077 | 16462.8731 | 8822.7485 | 996.7258 | 2610.7388 | 383.8113 | 3556.2807 | 1759.4452 | 2731.1422 | 1458.9458 | 5168.0575 | 2799.3575 | 12924.9826 | 2806.0469 | 4985.6845 | 1757.9433 | 3317.1809 | 11802.0435 | 2855.157 | 318.3652 | 1719.6884 | 3827.9128 | 908.921 | 100.2541
2027 | 1 | 26 | 14 | MW | 11994.9136 | 3516.3333 | 2114.068 | 16007.7684 | 8734.0524 | 992.49 | 2629.9554 | 383.3742 | 3499.6996 | 1758.5508 | 2700.3999 | 1442.396 | 5145.2274 | 2716.2997 | 12644.577 | 2737.8984 | 4917.7685 | 1750.4725 | 3298.1785 | 11509.8374 | 2833.8161 | 316.2189 | 1661.982 | 3825.6283 | 883.7918 | 99.1168
2027 | 1 | 26 | 15 | MW | 11910.6892 | 3567.7546 | 2080.1679 | 15633.8538 | 8672.7247 | 979.6901 | 2634.2255 | 384.623 | 3486.1055 | 1761.1086 | 2654.8554 | 1454.6856 | 5198.3324 | 2650.8886 | 12328.033 | 2699.7347 | 4799.9556 | 1727.8972 | 3253.7133 | 11222.2158 | 2803.9393 | 314.0084 | 1621.5878 | 3890.1722 | 862.454 | 99.9613
2027 | 1 | 26 | 16 | MW | 12044.1552 | 3593.682 | 2025.539 | 15837.8061 | 8769.9075 | 966.3379 | 2654.0248 | 389.7427 | 3425.1163 | 1771.595 | 2660.5489 | 1493.6832 | 5444.0054 | 2607.3821 | 12464.3867 | 2710.366 | 4806.8859 | 1704.3477 | 3187.206 | 11229.0598 | 2768.0172 | 311.798 | 1626.9311 | 4022.1199 | 842.968 | 102.6411
2027 | 1 | 26 | 17 | MW | 12571.5535 | 3779.0584 | 2036.0003 | 16687.6056 | 9153.9306 | 973.2443 | 2761.3656 | 378.2545 | 3486.1055 | 1748.0632 | 3291.34 | 1588.2291 | 5649.9734 | 2700.4792 | 12565.3691 | 2780.6962 | 4925.6228 | 1716.5287 | 3317.5609 | 11274.719 | 2790.0681 | 306.8005 | 1679.7208 | 4372.8329 | 891.9037 | 109.138
2027 | 1 | 26 | 18 | MW | 13259.6247 | 4050.4271 | 2202.5979 | 17979.3 | 9654.9472 | 1034.6645 | 2730.8907 | 424.7692 | 3742.5558 | 1843.3434 | 3701.2402 | 1608.5472 | 5587.9346 | 2937.4823 | 13761.0031 | 3002.0428 | 5280.4481 | 1824.8565 | 3609.8134 | 13021.0459 | 2965.0601 | 322.5619 | 1749.3961 | 4414.5296 | 972.9355 | 110.5342
2027 | 1 | 26 | 19 | MW | 13082.1012 | 3995.9806 | 2325.4155 | 17956.636 | 9525.684 | 1087.5205 | 2743.3134 | 438.5051 | 3815.3021 | 1871.4792 | 3817.9476 | 1578.561 | 5578.0088 | 2960.6044 | 14490.4883 | 3025.2129 | 5341.8953 | 1918.0797 | 3700.2633 | 13934.1544 | 3057.534 | 328.7448 | 1753.6705 | 4293.4367 | 992.0692 | 108.4736
2027 | 1 | 26 | 20 | MW | 12795.7267 | 4019.3147 | 2264.3943 | 17492.0772 | 9317.1615 | 1090.3753 | 2721.7678 | 426.8296 | 3775.9901 | 1847.5635 | 3780.3738 | 1541.366 | 5381.4703 | 2920.4443 | 14183.3715 | 2990.8658 | 5268.8978 | 1923.1147 | 3661.4993 | 13753.8206 | 3050.0654 | 326.2139 | 1715.6273 | 4225.4651 | 978.1374 | 105.9177
2027 | 1 | 26 | 21 | MW | 12550.8178 | 3908.2611 | 2248.7027 | 17091.7311 | 9138.832 | 1092.2169 | 2663.9244 | 412.5942 | 3726.7572 | 1818.4045 | 3692.1316 | 1489.0951 | 5138.7752 | 2891.2371 | 13884.4336 | 2939.3458 | 5177.8813 | 1926.3628 | 3587.7712 | 13315.5224 | 2922.0232 | 323.7793 | 1664.5464 | 4047.2516 | 944.2784 | 102.3258
2027 | 1 | 26 | 22 | MW | 11271.8538 | 3678.8082 | 2193.88 | 16426.9992 | 8207.559 | 1066.0649 | 2527.4673 | 389.1184 | 3585.6727 | 1770.3167 | 3388.1213 | 1396.8437 | 4889.628 | 2753.4172 | 13161.4936 | 2786.1476 | 4996.7724 | 1880.238 | 3445.2553 | 12480.0227 | 2718.5778 | 315.418 | 1592.3079 | 3813.0625 | 889.7873 | 95.9866
2027 | 1 | 26 | 23 | MW | 10666.7139 | 3346.08 | 2062.5391 | 15207.0643 | 7766.9287 | 999.028 | 2415.6614 | 353.6548 | 3357.5137 | 1697.6739 | 3052.2318 | 1294.9252 | 4746.6914 | 2494.8133 | 12117.2143 | 2548.99 | 4717.2558 | 1762.0037 | 3297.0383 | 11062.4139 | 2384.6018 | 299.7847 | 1511.7327 | 3464.6322 | 832.034 | 88.9831
2027 | 1 | 26 | 24 | MW | 10074.528 | 3316.6965 | 1928.0991 | 13885.1592 | 7335.7307 | 937.1475 | 2451.9593 | 322.4368 | 3096.287 | 1633.7266 | 2761.8846 | 1242.9831 | 4766.5436 | 2348.1706 | 10913.3153 | 2146.3682 | 4485.7882 | 1652.864 | 3236.2321 | 9457.6274 | 2084.7695 | 283.1583 | 1475.1863 | 3459.4934 | 808.9322 | 85.4138
2027 | 1 | 27 | 1 | MW | 9712.9923 | 3248.8541 | 1818.6482 | 13107.1191 | 7072.4798 | 900.9584 | 2394.1159 | 305.3294 | 2911.4815 | 1598.6841 | 2484.6329 | 1204.6404 | 4650.4071 | 2247.7709 | 10074.6625 | 2162.9966 | 4333.3244 | 1589.0367 | 3162.5032 | 8585.6013 | 1922.2264 | 267.3967 | 1434.3642 | 3371.5289 | 780.3643 | 82.779
2027 | 1 | 27 | 2 | MW | 9635.2449 | 3170.6418 | 1751.0401 | 12593.4648 | 7015.8683 | 875.8193 | 2397.8041 | 291.5311 | 2773.3363 | 1570.4206 | 2370.2027 | 1182.8476 | 4603.7543 | 2109.951 | 9440.0466 | 2050.4144 | 4218.2834 | 1544.6984 | 3086.1146 | 7960.1177 | 1792.7619 | 259.9004 | 1404.2288 | 3329.2605 | 772.6931 | 81.2815
2027 | 1 | 27 | 3 | MW | 10022.6945 | 3194.8403 | 1718.8826 | 12317.753 | 7297.9883 | 855.3769 | 2404.5974 | 280.2302 | 2691.0373 | 1547.2717 | 2326.3659 | 1169.0833 | 4574.9683 | 2081.0487 | 9075.5151 | 1989.0817 | 4164.6897 | 1508.6437 | 3052.2909 | 7414.5339 | 1704.1998 | 254.935 | 1407.0077 | 3276.7109 | 762.9941 | 80.3356
2027 | 1 | 27 | 4 | MW | 9968.269 | 3253.1755 | 1701.8352 | 12132.6853 | 7258.3586 | 847.6418 | 2432.1608 | 279.6058 | 2625.6392 | 1545.9922 | 2312.1333 | 1160.3989 | 4561.5683 | 2106.2997 | 8855.5812 | 1943.8305 | 4152.2155 | 1495.0012 | 3032.1491 | 7163.4277 | 1669.3439 | 251.6033 | 1428.1665 | 3275.5677 | 778.4244 | 79.7389
2027 | 1 | 27 | 5 | MW | 10008.4416 | 3352.1294 | 1704.5477 | 12347.9638 | 7287.6101 | 847.826 | 2459.53 | 279.0439 | 2598.0834 | 1544.8415 | 2338.3213 | 1169.0833 | 4695.5717 | 2115.4275 | 8757.03 | 1956.0966 | 4179.9359 | 1495.326 | 3079.274 | 7015.0477 | 1663.6525 | 251.2509 | 1520.2816 | 3324.1199 | 804.6117 | 80.3356
2027 | 1 | 27 | 6 | MW | 10031.7635 | 3548.7419 | 1761.6944 | 12878.619 | 7304.5918 | 847.0892 | 2553.6714 | 285.0378 | 2602.8598 | 1557.1189 | 2353.6919 | 1249.209 | 4894.0955 | 2213.0884 | 8871.644 | 1986.9 | 4246.9279 | 1494.0266 | 3188.7263 | 7177.1244 | 1731.9421 | 253.6856 | 1560.248 | 3510.3283 | 853.0194 | 85.8416
2027 | 1 | 27 | 7 | MW | 10331.0978 | 3668.0056 | 1858.1661 | 14476.236 | 7522.5511 | 888.1586 | 2635.5842 | 304.0182 | 2699.8551 | 1595.9987 | 2415.7472 | 1376.0347 | 4980.4527 | 2490.5543 | 9649.371 | 2212.0632 | 4466.8452 | 1566.4614 | 3332.7625 | 7738.6883 | 1899.4632 | 264.4816 | 1632.7022 | 3650.2709 | 924.44 | 94.5567
2027 | 1 | 27 | 8 | MW | 11104.6981 | 3724.1801 | 1945.5332 | 16090.854 | 8085.8453 | 919.1909 | 2679.8412 | 320.5637 | 2812.2817 | 1629.8904 | 2418.0244 | 1424.6994 | 5057.3805 | 2769.8465 | 10486.3925 | 2499.106 | 4661.3524 | 1621.1937 | 3387.8691 | 8311.6676 | 2081.5677 | 271.7857 | 1687.2019 | 3750.2315 | 969.3198 | 97.9008
2027 | 1 | 27 | 9 | MW | 11616.5388 | 3743.6255 | 2002.6808 | 16912.3265 | 8458.5402 | 946.1716 | 2634.6139 | 348.8472 | 2967.3278 | 1687.8255 | 2511.9601 | 1451.5722 | 5115.4488 | 2915.8804 | 11297.1205 | 2641.673 | 4817.5121 | 1668.7801 | 3452.8561 | 9217.9311 | 2326.2715 | 278.8014 | 1709.6429 | 3827.3412 | 989.5116 | 99.7474
2027 | 1 | 27 | 10 | MW | 11830.3499 | 3744.4899 | 2061.3771 | 17222.0284 | 8614.226 | 969.2847 | 2608.2157 | 358.275 | 3124.5775 | 1707.1372 | 2639.4837 | 1460.7485 | 5149.6942 | 2974.2949 | 11868.8906 | 2733.2644 | 4921.4645 | 1709.545 | 3476.0385 | 9948.4178 | 2484.5455 | 284.5678 | 1718.1917 | 3878.7496 | 977.256 | 100.3779
2027 | 1 | 27 | 11 | MW | 11968.9998 | 3652.0172 | 2084.8167 | 17074.7302 | 8715.1833 | 976.3753 | 2597.7335 | 362.8328 | 3245.0871 | 1716.474 | 2673.0728 | 1470.5796 | 5164.0869 | 2934.1348 | 12122.6403 | 2778.2427 | 4967.2039 | 1722.0507 | 3436.8944 | 10434.6566 | 2589.4695 | 288.4441 | 1722.0384 | 3898.169 | 954.3309 | 101.0535
2027 | 1 | 27 | 12 | MW | 12029.9023 | 3482.6284 | 2088.1106 | 16742.3642 | 8759.5293 | 977.3882 | 2610.9329 | 363.2699 | 3317.466 | 1717.3685 | 2681.613 | 1458.6179 | 5120.412 | 2844.9929 | 12141.1212 | 2755.0714 | 4966.7423 | 1723.8372 | 3337.7035 | 10557.9245 | 2620.4125 | 286.9064 | 1698.3152 | 3867.3251 | 933.7857 | 100.2315
2027 | 1 | 27 | 13 | MW | 11971.5917 | 3375.4644 | 2064.4763 | 16319.3541 | 8717.0707 | 969.0085 | 2586.4752 | 362.2709 | 3338.4084 | 1715.3222 | 2648.5924 | 1441.9051 | 5118.923 | 2777.148 | 12104.1902 | 2703.5513 | 4930.2428 | 1709.0579 | 3255.6137 | 10512.2653 | 2617.2118 | 284.9842 | 1654.2876 | 3836.4812 | 903.8069 | 99.0831
2027 | 1 | 27 | 14 | MW | 11901.6203 | 3329.228 | 2031.9321 | 15985.1044 | 8666.1212 | 965.0489 | 2588.4164 | 359.2116 | 3301.3 | 1709.0559 | 2619.5587 | 1428.1407 | 5102.0481 | 2705.6518 | 11894.4286 | 2635.6758 | 4877.1114 | 1702.0742 | 3251.8137 | 10299.9711 | 2596.9382 | 282.5816 | 1619.0233 | 3815.9186 | 874.7985 | 98.1372
2027 | 1 | 27 | 15 | MW | 11879.5915 | 3592.8176 | 2016.8219 | 15705.6132 | 8650.081 | 950.3155 | 2581.6232 | 361.6466 | 3295.7888 | 1714.0439 | 2575.7219 | 1442.2321 | 5123.3899 | 2633.8506 | 11730.665 | 2634.3126 | 4802.2659 | 1676.0886 | 3302.7395 | 10290.8349 | 2596.5832 | 278.4491 | 1622.87 | 3907.8806 | 848.9635 | 99.1055
2027 | 1 | 27 | 16 | MW | 12106.3566 | 3687.8828 | 2059.2461 | 16015.3152 | 8815.1992 | 948.658 | 2597.3458 | 362.9577 | 3300.5652 | 1716.7293 | 2508.5438 | 1505.6449 | 5376.5071 | 2609.2072 | 11761.0125 | 2637.0389 | 4821.2081 | 1673.1654 | 3241.9325 | 10306.8151 | 2598.3604 | 281.2361 | 1635.9077 | 4098.0883 | 847.1117 | 103.4631
2027 | 1 | 27 | 17 | MW | 12698.5424 | 3892.7053 | 2060.0213 | 17048.2986 | 9246.3972 | 962.1022 | 2706.4336 | 370.5125 | 3348.3285 | 1732.2048 | 3091.5132 | 1624.2772 | 5599.8463 | 2726.0351 | 12282.155 | 2798.9594 | 4985.2221 | 1696.877 | 3382.1679 | 10430.094 | 2681.9446 | 286.7783 | 1720.3284 | 4452.8006 | 903.9836 | 111.6151
2027 | 1 | 27 | 18 | MW | 13407.3494 | 4241.4211 | 2328.5147 | 18651.5787 | 9762.5123 | 1034.8487 | 2727.0089 | 418.9002 | 3686.3421 | 1831.3212 | 3606.735 | 1666.7161 | 5587.4382 | 3018.409 | 13971.6129 | 3019.2157 | 5426.4431 | 1825.1813 | 3644.7774 | 12557.6423 | 3033.7047 | 309.6196 | 1836.1678 | 4456.2283 | 986.6017 | 114.5314
2027 | 1 | 27 | 19 | MW | 13317.9411 | 4227.5934 | 2438.1594 | 19012.2717 | 9697.41 | 1098.9391 | 2755.9303 | 447.9329 | 3860.4936 | 1890.791 | 3802.0074 | 1632.6336 | 5559.6449 | 3068.3045 | 14770.6491 | 3107.5363 | 5546.1048 | 1938.2188 | 3732.9477 | 13883.9325 | 3213.3197 | 322.9784 | 1829.9701 | 4361.4084 | 1015.0821 | 112.1893
2027 | 1 | 27 | 20 | MW | 13118.3829 | 4270.3736 | 2396.3166 | 18755.4445 | 9552.1024 | 1102.0698 | 2745.0604 | 438.068 | 3878.8641 | 1870.5848 | 3844.1356 | 1594.7829 | 5363.6034 | 3062.828 | 14662.0547 | 3059.0143 | 5476.3409 | 1943.7404 | 3702.5437 | 13788.0623 | 3158.9012 | 323.1385 | 1776.9659 | 4241.4586 | 998.506 | 109.5883
2027 | 1 | 27 | 21 | MW | 12886.4338 | 4133.8252 | 2371.9079 | 18283.3389 | 9383.2096 | 1095.8082 | 2669.9416 | 418.9627 | 3801.708 | 1831.4488 | 3794.0368 | 1518.9174 | 5091.626 | 3008.3698 | 14346.878 | 3011.038 | 5296.6183 | 1932.6968 | 3577.1298 | 13370.307 | 3009.1631 | 321.3126 | 1725.6717 | 4016.9774 | 957.8578 | 104.3751
2027 | 1 | 27 | 22 | MW | 11475.297 | 3774.306 | 2285.5091 | 17278.6825 | 8355.6955 | 1053.8179 | 2512.3266 | 388.1818 | 3645.1931 | 1768.398 | 3500.2743 | 1404.2173 | 4851.9089 | 2819.437 | 13314.5208 | 2859.4758 | 5006.4754 | 1858.6377 | 3380.2675 | 12397.8404 | 2767.3061 | 308.9148 | 1618.5955 | 3710.2458 | 888.9937 | 96.4933
2027 | 1 | 27 | 23 | MW | 10706.8807 | 3375.8962 | 2127.6285 | 15650.843 | 7796.1759 | 979.414 | 2387.7103 | 343.9148 | 3403.0717 | 1677.7219 | 3112.0088 | 1303.7735 | 4734.2834 | 2520.9779 | 11996.4847 | 2572.7059 | 4664.1244 | 1727.4101 | 3187.206 | 10943.7086 | 2389.5809 | 292.2563 | 1522.6327 | 3376.6696 | 821.1 | 89.5911
2027 | 1 | 27 | 24 | MW | 10069.3441 | 3345.2156 | 1961.6124 | 14276.063 | 7331.956 | 915.2315 | 2411.1971 | 307.7644 | 3115.3923 | 1603.6721 | 2816.5388 | 1251.5035 | 4700.5342 | 2359.1234 | 10667.5763 | 2189.1659 | 4416.9482 | 1614.2105 | 3128.2994 | 9345.7671 | 2081.2127 | 275.7901 | 1437.9975 | 3317.2644 | 800.9081 | 85.9993
2027 | 1 | 28 | 1 | MW | 9720.7682 | 3252.7437 | 1828.5273 | 13592.4464 | 7078.1418 | 879.5948 | 2358.7882 | 289.5332 | 2947.1203 | 1566.3281 | 2519.9296 | 1223.3199 | 4693.5864 | 2250.5097 | 9965.087 | 2181.5327 | 4280.1931 | 1551.3572 | 3103.2166 | 8578.7519 | 1899.1082 | 261.8546 | 1405.0844 | 3254.4335 | 773.4868 | 84.0626
2027 | 1 | 28 | 2 | MW | 9711.6992 | 3219.4706 | 1778.1604 | 13150.5516 | 7071.5382 | 858.8759 | 2369.4646 | 279.9804 | 2814.8536 | 1546.7601 | 2454.4602 | 1213.8167 | 4703.0165 | 2170.4944 | 9539.9822 | 2069.4962 | 4180.3983 | 1514.815 | 3069.7729 | 8062.8439 | 1789.9162 | 258.0424 | 1383.7111 | 3250.436 | 768.5489 | 83.4096
2027 | 1 | 28 | 3 | MW | 10157.4593 | 3248.4223 | 1793.6581 | 13071.2335 | 7396.1168 | 851.4172 | 2404.2097 | 266.2446 | 2742.8421 | 1518.6231 | 2459.0145 | 1206.7701 | 4793.8406 | 2165.9306 | 9392.1328 | 2017.7033 | 4164.2274 | 1501.66 | 3006.6862 | 7756.952 | 1743.3237 | 257.1133 | 1407.221 | 3256.1483 | 756.9101 | 82.9254
2027 | 1 | 28 | 4 | MW | 10205.402 | 3417.3793 | 1813.2233 | 13413.0418 | 7431.0261 | 857.0343 | 2474.67 | 268.5547 | 2743.2095 | 1523.3559 | 2512.5296 | 1241.8354 | 5031.5725 | 2248.0758 | 9325.7313 | 2035.1491 | 4208.5812 | 1511.5669 | 3095.6158 | 7916.7452 | 1717.0037 | 261.6945 | 1459.3696 | 3420.0812 | 786.9772 | 85.3349
2027 | 1 | 28 | 5 | MW | 10480.1156 | 3722.0203 | 1872.6949 | 14410.1396 | 7631.0578 | 884.6595 | 2606.0802 | 279.6058 | 2801.2594 | 1545.9922 | 2686.7369 | 1331.9571 | 5381.4703 | 2422.1006 | 9720.2561 | 2171.7189 | 4373.0568 | 1560.2901 | 3336.5633 | 8581.0354 | 1816.5924 | 273.0671 | 1624.3667 | 3694.2541 | 833.709 | 91.5278
2027 | 1 | 28 | 6 | MW | 11026.9449 | 4214.6301 | 2050.1414 | 16274.0379 | 8029.2296 | 940.7388 | 2816.8802 | 308.8883 | 3021.3362 | 1605.9747 | 2989.608 | 1488.4402 | 5623.669 | 2792.6636 | 10693.5906 | 2472.6638 | 4665.5108 | 1659.198 | 3686.202 | 10124.1999 | 2092.5943 | 294.5308 | 1777.8215 | 4091.8045 | 914.9176 | 102.2808
2027 | 1 | 28 | 7 | MW | 11936.6031 | 4349.0186 | 2255.4826 | 18729.0013 | 8691.5938 | 1027.2977 | 2941.8848 | 347.6609 | 3368.5351 | 1685.3953 | 3204.8054 | 1611.8236 | 5673.2998 | 3241.4167 | 12490.3596 | 2878.2848 | 5055.91 | 1811.8637 | 3775.8917 | 12085.1024 | 2503.7519 | 328.5526 | 1860.3188 | 4227.178 | 969.761 | 110.7593
2027 | 1 | 28 | 8 | MW | 12892.9109 | 4233.6436 | 2357.3792 | 19824.3018 | 9387.9258 | 1058.8824 | 2924.221 | 370.2627 | 3550.4022 | 1731.6933 | 3172.3544 | 1612.8074 | 5717.4711 | 3430.3495 | 13728.8894 | 3093.3614 | 5235.1703 | 1867.57 | 3670.6203 | 13000.5031 | 2713.5987 | 343.9616 | 1847.7089 | 4335.7051 | 991.8047 | 110.8269
2027 | 1 | 28 | 9 | MW | 13158.5555 | 4161.4807 | 2359.3156 | 19688.3297 | 9581.354 | 1065.7887 | 2828.721 | 393.2391 | 3719.409 | 1778.7569 | 3136.4881 | 1614.4461 | 5781.4952 | 3412.7039 | 14360.5325 | 3077.5516 | 5325.2627 | 1879.7509 | 3642.877 | 13785.781 | 2904.2391 | 346.941 | 1842.3667 | 4382.5426 | 995.2426 | 110.9395
2027 | 1 | 28 | 10 | MW | 13174.1014 | 4154.9986 | 2373.2637 | 19416.3971 | 9592.6737 | 1076.3784 | 2796.1107 | 405.4141 | 3864.9025 | 1803.6968 | 3151.2903 | 1616.5757 | 5771.5687 | 3417.5716 | 14827.5034 | 3085.1836 | 5367.3055 | 1898.428 | 3628.8157 | 14244.6111 | 3014.8533 | 351.8103 | 1832.9623 | 4428.8103 | 983.6039 | 111.0859
2027 | 1 | 28 | 11 | MW | 13189.6532 | 4031.4144 | 2357.573 | 19101.0321 | 9603.9977 | 1076.4706 | 2776.894 | 417.5891 | 3948.3037 | 1828.6357 | 3125.1023 | 1609.53 | 5769.5841 | 3398.0997 | 15016.2675 | 3103.1752 | 5376.0837 | 1898.5907 | 3581.3107 | 14557.36 | 3088.122 | 353.3481 | 1827.4057 | 4396.2516 | 964.2946 | 110.6017
2027 | 1 | 28 | 12 | MW | 13166.3314 | 3774.7378 | 2329.2899 | 18719.5589 | 9587.0159 | 1072.3268 | 2787.5697 | 419.4621 | 4002.3129 | 1832.4719 | 3103.4686 | 1590.8506 | 5697.1232 | 3316.2594 | 14932.3644 | 3095.2703 | 5356.6792 | 1891.2821 | 3470.3381 | 14509.4194 | 3084.2102 | 350.6891 | 1798.7658 | 4389.398 | 938.8998 | 109.3181
2027 | 1 | 28 | 13 | MW | 13102.8369 | 3603.1884 | 2305.8495 | 18387.193 | 9540.7827 | 1064.2233 | 2758.0657 | 418.2135 | 3990.555 | 1829.9141 | 3030.0275 | 1575.6115 | 5641.5366 | 3250.5445 | 14799.1448 | 3071.2815 | 5313.7125 | 1876.9899 | 3300.459 | 14303.9692 | 3068.2045 | 346.941 | 1754.9527 | 4340.2742 | 905.482 | 108.271
2027 | 1 | 28 | 14 | MW | 13039.3424 | 3451.516 | 2275.6292 | 18022.7324 | 9494.5494 | 1061.1846 | 2736.326 | 411.9074 | 3970.7157 | 1816.9974 | 2981.6374 | 1560.7004 | 5567.586 | 3190.3049 | 14648.9647 | 3020.306 | 5254.1132 | 1871.6305 | 3224.0704 | 14059.7146 | 3040.4622 | 344.9547 | 1685.2786 | 4262.0212 | 874.1805 | 107.2463
2027 | 1 | 28 | 15 | MW | 12948.6352 | 3380.6493 | 2238.2423 | 17720.5773 | 9428.5013 | 1052.7127 | 2711.4806 | 416.3404 | 3965.5719 | 1826.0779 | 2930.969 | 1564.7976 | 5528.378 | 3098.4242 | 14383.7889 | 2984.0512 | 5203.7538 | 1856.6885 | 3159.0834 | 13813.1678 | 3016.2767 | 341.8473 | 1692.9718 | 4298.5774 | 849.5804 | 107.5278
2027 | 1 | 28 | 16 | MW | 13031.5665 | 3368.1179 | 2220.2258 | 17884.8765 | 9488.8874 | 1042.6757 | 2722.5439 | 416.2779 | 3918.9109 | 1825.9492 | 2891.118 | 1603.7951 | 5825.1707 | 3026.6242 | 14312.845 | 2966.8783 | 5185.7356 | 1838.986 | 3168.5845 | 13646.5328 | 2943.7192 | 343.5131 | 1720.9706 | 4376.2587 | 856.3695 | 110.2076
2027 | 1 | 28 | 17 | MW | 13544.7061 | 3565.1621 | 2338.5884 | 18678.022 | 9862.5282 | 1042.1231 | 2823.4799 | 413.281 | 3902.3774 | 1819.8105 | 3561.1905 | 1710.6297 | 6023.6939 | 3085.0376 | 14526.8072 | 3052.1997 | 5290.612 | 1838.0115 | 3462.7374 | 13498.1485 | 2989.6006 | 344.6985 | 1839.8011 | 4767.529 | 954.5066 | 117.549
2027 | 1 | 28 | 18 | MW | 14131.7081 | 3930.2989 | 2471.8665 | 20111.3398 | 10289.9515 | 1104.372 | 2859.972 | 463.9789 | 4142.2944 | 1923.6596 | 4108.2937 | 1753.7235 | 5978.5294 | 3332.3848 | 15903.3798 | 3271.6386 | 5708.7325 | 1947.8009 | 3840.1194 | 15472.7498 | 3364.48 | 368.5649 | 1958.6328 | 4841.7826 | 1057.2286 | 120.5102
2027 | 1 | 28 | 19 | MW | 13950.2937 | 4046.1057 | 2584.2236 | 20158.5516 | 10157.8552 | 1166.1602 | 2882.682 | 477.9021 | 4260.9669 | 1952.1794 | 4232.9718 | 1719.8059 | 5918.9728 | 3425.7856 | 16565.9064 | 3332.6996 | 5811.7608 | 2056.7779 | 3936.2697 | 16522.836 | 3544.8061 | 377.5028 | 1980.2194 | 4676.1368 | 1070.1911 | 118.1795
2027 | 1 | 28 | 20 | MW | 13740.3735 | 4030.1181 | 2496.6628 | 19952.7154 | 10005.0026 | 1168.1863 | 2873.365 | 465.1652 | 4208.4282 | 1926.0898 | 4202.2294 | 1668.3548 | 5651.958 | 3374.6738 | 16119.7916 | 3256.9179 | 5717.0484 | 2060.3514 | 3910.0466 | 16118.7795 | 3432.4135 | 367.9241 | 1928.0696 | 4487.0722 | 1056.7885 | 114.644
2027 | 1 | 28 | 21 | MW | 13437.1541 | 3909.1255 | 2425.5679 | 19340.8583 | 9784.2145 | 1153.2687 | 2776.1179 | 447.9953 | 4068.0784 | 1890.9186 | 4061.6112 | 1573.8089 | 5345.7364 | 3265.1475 | 15522.89 | 3166.6896 | 5545.6424 | 2034.0409 | 3777.7921 | 15529.8157 | 3255.2881 | 359.2746 | 1837.8778 | 4206.6154 | 1005.7353 | 108.1471
2027 | 1 | 28 | 22 | MW | 11921.0571 | 3613.1273 | 2322.8968 | 18130.3658 | 8680.2741 | 1096.913 | 2605.3042 | 407.0374 | 3899.0716 | 1807.0215 | 3714.3337 | 1455.5045 | 5071.7738 | 3035.447 | 14365.812 | 2951.613 | 5270.2834 | 1934.6454 | 3537.9857 | 14212.6616 | 2948.3433 | 343.9295 | 1679.9353 | 3879.3212 | 926.1151 | 100.0176
2027 | 1 | 28 | 23 | MW | 11072.3015 | 3309.7827 | 2165.4039 | 16374.1244 | 8062.2557 | 1011.0908 | 2471.176 | 356.0898 | 3597.0624 | 1702.6608 | 3290.7704 | 1350.1447 | 4933.7999 | 2691.9612 | 12802.3548 | 2663.7528 | 4921.0029 | 1783.2792 | 3341.5035 | 12297.4075 | 2532.5615 | 322.7861 | 1567.088 | 3548.5993 | 865.4518 | 92.7776
2027 | 1 | 28 | 24 | MW | 10346.6438 | 3336.5737 | 1988.9264 | 14840.7083 | 7533.8708 | 938.2524 | 2486.7044 | 316.3806 | 3286.2362 | 1621.3215 | 2965.6972 | 1299.8412 | 4883.6727 | 2486.5992 | 11262.7587 | 2264.4018 | 4661.3524 | 1654.8127 | 3333.1425 | 10489.4411 | 2183.6471 | 307.1848 | 1514.2971 | 3535.4618 | 840.4104 | 89.3209
2027 | 1 | 29 | 1 | MW | 9912.5505 | 3252.7437 | 1875.4073 | 13749.187 | 7217.7873 | 898.8404 | 2418.5729 | 292.7798 | 3070.2017 | 1572.9784 | 2640.6228 | 1263.9561 | 4838.0119 | 2275.7618 | 10395.9543 | 2223.7847 | 4518.1286 | 1585.3011 | 3240.0321 | 9546.6536 | 1983.4023 | 293.5697 | 1476.0407 | 3452.0664 | 815.0166 | 86.855
2027 | 1 | 29 | 2 | MW | 9837.3951 | 3193.5441 | 1830.0769 | 13409.2742 | 7163.0632 | 877.3848 | 2419.5439 | 278.919 | 2920.6668 | 1544.5862 | 2550.1035 | 1252.4863 | 4844.9604 | 2204.2655 | 9794.6593 | 2088.3052 | 4416.9482 | 1547.4594 | 3147.3017 | 8964.5435 | 1857.8497 | 285.1445 | 1464.7129 | 3441.2135 | 813.1648 | 86.0668
2027 | 1 | 29 | 3 | MW | 10253.3446 | 3238.916 | 1839.3753 | 13297.8499 | 7465.9353 | 869.3735 | 2445.1661 | 271.6765 | 2843.5115 | 1529.7499 | 2535.3013 | 1247.8982 | 4931.3183 | 2209.1332 | 9527.3243 | 2005.9818 | 4412.3283 | 1533.3299 | 3122.9791 | 8555.9244 | 1791.6947 | 281.7487 | 1488.4373 | 3433.2167 | 816.3393 | 85.7515
2027 | 1 | 29 | 4 | MW | 10257.2355 | 3413.058 | 1822.135 | 13422.4842 | 7468.7685 | 871.7677 | 2514.462 | 273.3622 | 2799.7898 | 1533.2032 | 2597.3555 | 1278.0484 | 5179.9685 | 2252.031 | 9566.61 | 1995.8963 | 4501.9584 | 1537.5525 | 3234.7118 | 8638.1045 | 1782.4476 | 283.3184 | 1551.2726 | 3598.8644 | 853.1072 | 87.8234
2027 | 1 | 29 | 5 | MW | 10543.61 | 3714.242 | 1889.9361 | 14389.3711 | 7677.291 | 893.9601 | 2641.4079 | 284.788 | 2855.2687 | 1556.6074 | 2735.127 | 1359.6488 | 5506.0436 | 2389.2421 | 9975.1298 | 2130.0127 | 4665.5108 | 1576.6936 | 3500.3611 | 9259.0211 | 1872.7881 | 292.8971 | 1687.2019 | 3849.6186 | 909.5379 | 93.4307
2027 | 1 | 29 | 6 | MW | 11107.2843 | 4184.3821 | 2061.7647 | 16251.3739 | 8087.7283 | 955.38 | 2840.3669 | 314.1329 | 3070.5683 | 1616.7174 | 2988.4689 | 1515.64 | 5729.3828 | 2827.3473 | 10969.2383 | 2425.7778 | 4960.736 | 1685.021 | 3948.4314 | 10804.4605 | 2160.8839 | 312.3426 | 1863.9521 | 4226.6064 | 1003.0021 | 104.1499
2027 | 1 | 29 | 7 | MW | 12032.4942 | 4314.0166 | 2287.4463 | 18611.9255 | 8761.4166 | 1050.6869 | 2963.8188 | 357.4633 | 3406.3784 | 1705.4749 | 3189.4337 | 1617.7225 | 5789.4363 | 3270.6239 | 12775.4129 | 2823.4927 | 5331.7314 | 1853.1156 | 4047.6223 | 12827.0133 | 2614.3661 | 342.0715 | 1931.7041 | 4351.6987 | 1055.3779 | 111.1647
2027 | 1 | 29 | 8 | MW | 12935.6754 | 4180.926 | 2371.5203 | 19656.2351 | 9419.0647 | 1075.8261 | 2924.0268 | 375.882 | 3558.1178 | 1743.2028 | 3096.6371 | 1614.7731 | 5785.4657 | 3460.1644 | 13996.2262 | 3049.7462 | 5456.9363 | 1897.4539 | 3822.6374 | 13557.4957 | 2801.4497 | 353.6683 | 1875.2799 | 4393.9671 | 1053.614 | 110.962
2027 | 1 | 29 | 9 | MW | 13130.0438 | 4049.1308 | 2376.17 | 19310.6475 | 9560.5933 | 1072.8793 | 2821.5387 | 394.7375 | 3717.9394 | 1781.8263 | 3056.785 | 1613.9542 | 5819.7112 | 3411.7913 | 14524.5305 | 3006.404 | 5459.7083 | 1892.2567 | 3699.123 | 13982.095 | 2953.3224 | 352.3228 | 1822.7035 | 4411.1038 | 1033.5989 | 110.9057
2027 | 1 | 29 | 10 | MW | 13054.8884 | 3951.4731 | 2360.2846 | 18870.6365 | 9505.8692 | 1075.6419 | 2784.464 | 405.3517 | 3864.1677 | 1803.5681 | 3072.1567 | 1609.3661 | 5778.0215 | 3392.9282 | 14886.8917 | 2989.5027 | 5423.2095 | 1897.1291 | 3608.6731 | 14274.2902 | 3050.0654 | 355.5265 | 1783.5914 | 4441.3761 | 1011.732 | 110.5905
2027 | 1 | 29 | 11 | MW | 13052.2964 | 3830.4806 | 2349.8241 | 18538.2706 | 9503.9818 | 1070.5771 | 2775.5354 | 415.3414 | 3941.6903 | 1824.0317 | 3104.0382 | 1598.0602 | 5761.643 | 3325.3871 | 15037.0506 | 3000.6796 | 5392.7163 | 1888.1962 | 3525.0638 | 14516.2634 | 3106.6173 | 354.5974 | 1736.5728 | 4417.9574 | 979.1078 | 109.8136
2027 | 1 | 29 | 12 | MW | 13001.7618 | 3644.2389 | 2318.0542 | 18141.7037 | 9467.1852 | 1061.8291 | 2784.464 | 421.5226 | 3979.1661 | 1836.6931 | 3106.8838 | 1580.3636 | 5704.071 | 3260.2798 | 14969.4909 | 2994.9553 | 5340.9713 | 1872.7673 | 3432.7135 | 14388.4328 | 3072.8286 | 351.4579 | 1712.6351 | 4402.5354 | 951.7734 | 108.5975
2027 | 1 | 29 | 13 | MW | 12933.0834 | 3525.8396 | 2288.6091 | 17862.2125 | 9417.1773 | 1055.4753 | 2755.5426 | 421.4601 | 3986.5134 | 1836.5644 | 3037.9981 | 1566.2723 | 5639.0543 | 3204.2992 | 14833.4287 | 2981.5978 | 5279.9857 | 1861.5609 | 3354.0453 | 14176.1277 | 3072.4725 | 347.9661 | 1716.6962 | 4429.9516 | 917.1218 | 107.6292
2027 | 1 | 29 | 14 | MW | 12879.9569 | 3431.6389 | 2257.0322 | 17565.7205 | 9378.4934 | 1053.4495 | 2700.61 | 421.3352 | 3972.5527 | 1836.3091 | 2963.4189 | 1548.7396 | 5588.4315 | 3137.063 | 14705.9218 | 2969.8763 | 5236.095 | 1857.988 | 3283.3571 | 13913.6116 | 3045.7974 | 345.6915 | 1671.8131 | 4365.4077 | 886.4372 | 106.4244
2027 | 1 | 29 | 15 | MW | 12813.8704 | 3335.7092 | 2221.0011 | 17274.9032 | 9330.3728 | 1044.8857 | 2675.5703 | 425.5184 | 3975.8594 | 1844.8781 | 2919.0136 | 1551.1972 | 5531.8516 | 3064.6542 | 14433.8911 | 2928.7146 | 5199.1339 | 1842.8838 | 3217.6099 | 13607.7176 | 3016.9879 | 341.8473 | 1685.4919 | 4412.2451 | 866.8623 | 106.5933
2027 | 1 | 29 | 16 | MW | 12920.1236 | 3339.1662 | 2202.4041 | 17378.7691 | 9407.7407 | 1040.8341 | 2682.3643 | 417.2769 | 3930.668 | 1827.9955 | 2834.1866 | 1587.0814 | 5816.2363 | 3003.5021 | 14323.8316 | 2916.7202 | 5229.6263 | 1835.738 | 3267.3954 | 13669.357 | 2975.7294 | 341.0144 | 1738.7094 | 4553.9006 | 860.5144 | 109.0591
2027 | 1 | 29 | 17 | MW | 13420.3092 | 3578.1262 | 2278.923 | 18192.683 | 9771.949 | 1053.6337 | 2798.0519 | 424.6443 | 3910.4605 | 1843.0871 | 3479.2103 | 1693.752 | 6049.9983 | 3036.9683 | 14478.5639 | 2934.7118 | 5403.805 | 1858.3128 | 3547.867 | 13566.6319 | 2998.8488 | 341.8793 | 1926.5741 | 4846.3535 | 943.4848 | 116.3892
2027 | 1 | 29 | 18 | MW | 14007.3111 | 3920.3608 | 2467.6044 | 19565.5909 | 10199.3723 | 1145.1652 | 2862.1067 | 480.3995 | 4208.4282 | 1957.295 | 3955.1506 | 1742.5816 | 6022.7013 | 3225.9011 | 15851.6423 | 3121.4384 | 5908.7828 | 2019.7486 | 3946.1509 | 15438.5081 | 3444.1512 | 366.3865 | 2073.4034 | 4924.6065 | 1058.2868 | 119.7446
2027 | 1 | 29 | 19 | MW | 13816.8278 | 3988.2023 | 2528.8194 | 19527.8215 | 10060.6725 | 1225.8307 | 2886.5645 | 486.8929 | 4280.4396 | 1970.5967 | 4121.3883 | 1729.965 | 5948.2551 | 3328.4297 | 16522.2832 | 3187.1346 | 5997.4897 | 2162.0198 | 3952.6114 | 16207.8058 | 3581.7966 | 373.0819 | 2025.1014 | 4802.3703 | 1070.5435 | 118.8776
2027 | 1 | 29 | 20 | MW | 13605.6086 | 3974.8064 | 2460.8246 | 19127.4637 | 9906.8741 | 1239.1831 | 2875.8888 | 469.723 | 4191.5265 | 1935.4255 | 4099.7546 | 1685.3956 | 5682.7299 | 3300.7437 | 16273.8497 | 3149.2438 | 5948.0543 | 2185.5698 | 3943.4912 | 15929.3095 | 3476.1615 | 367.6999 | 1959.2739 | 4669.8529 | 1054.3198 | 115.815
2027 | 1 | 29 | 21 | MW | 13262.2167 | 3869.3704 | 2397.6724 | 18355.0984 | 9656.8345 | 1223.8049 | 2784.8524 | 448.7445 | 4070.6503 | 1892.4543 | 3974.5071 | 1594.291 | 5357.6475 | 3165.9653 | 15569.722 | 3067.7378 | 5755.8575 | 2158.4469 | 3826.0581 | 15301.5413 | 3293.7009 | 357 | 1859.6777 | 4405.9632 | 1004.0603 | 109.5545
2027 | 1 | 29 | 22 | MW | 11800.5452 | 3527.5685 | 2295.7766 | 17074.7302 | 8592.5238 | 1172.7905 | 2621.6086 | 408.5359 | 3908.2568 | 1810.0908 | 3627.2306 | 1471.0715 | 5064.329 | 2932.6146 | 14395.3562 | 2860.839 | 5479.1129 | 2068.4718 | 3610.9536 | 14025.4729 | 2989.2456 | 344.1539 | 1705.3685 | 4076.3825 | 924.8802 | 101.0873
2027 | 1 | 29 | 23 | MW | 10964.7494 | 3217.7418 | 2124.3355 | 15397.7951 | 7983.9421 | 1079.6015 | 2487.6753 | 359.5862 | 3612.861 | 1709.8227 | 3187.1565 | 1370.1358 | 4922.3845 | 2611.946 | 12846.1202 | 2581.974 | 5111.3517 | 1904.1128 | 3346.0644 | 12176.41 | 2563.5045 | 323.7472 | 1588.0323 | 3770.7941 | 861.1313 | 94.1513
2027 | 1 | 29 | 24 | MW | 10246.8677 | 3206.5074 | 1955.6069 | 13775.6303 | 7461.2191 | 995.5287 | 2501.0683 | 316.6927 | 3303.137 | 1621.9607 | 2841.5876 | 1322.7809 | 4907.4955 | 2370.0752 | 11280.4209 | 2217.243 | 4847.543 | 1755.832 | 3285.6375 | 10388.9974 | 2222.4148 | 308.4343 | 1507.8861 | 3721.6703 | 847.6408 | 90.8972
2027 | 1 | 30 | 1 | MW | 9828.3203 | 3150.332 | 1837.2443 | 12888.0613 | 7156.4554 | 954.0909 | 2444.5835 | 294.5905 | 3069.0986 | 1576.687 | 2531.3165 | 1287.8795 | 4822.6266 | 2192.4001 | 10416.9991 | 2165.1772 | 4714.9462 | 1682.7474 | 3208.1087 | 9510.1306 | 2021.104 | 294.8833 | 1472.1941 | 3635.9922 | 822.7761 | 88.4989
2027 | 1 | 30 | 2 | MW | 9742.797 | 3108.8497 | 1780.679 | 12506.5999 | 7094.182 | 926.926 | 2445.9421 | 283.2272 | 2925.0757 | 1553.4104 | 2439.658 | 1283.1275 | 4811.2112 | 2135.2031 | 9939.0426 | 2049.8698 | 4637.3279 | 1634.8362 | 3162.1232 | 8902.9074 | 1882.0363 | 286.49 | 1472.1941 | 3622.8547 | 832.1218 | 88.1724
2027 | 1 | 30 | 3 | MW | 10112.1028 | 3159.8392 | 1771.5743 | 12279.9836 | 7363.0906 | 915.0471 | 2470.7876 | 276.9211 | 2857.1057 | 1540.4937 | 2460.7221 | 1284.6022 | 4915.4366 | 2115.7313 | 9668.9684 | 1967.2736 | 4627.1633 | 1613.8851 | 3189.1064 | 8469.1795 | 1820.1492 | 282.966 | 1502.5428 | 3631.9928 | 832.6509 | 88.2737
2027 | 1 | 30 | 4 | MW | 10128.9477 | 3340.0306 | 1761.6944 | 12580.2432 | 7375.3562 | 917.4415 | 2529.9904 | 278.045 | 2804.5661 | 1542.7952 | 2529.6079 | 1317.7009 | 5142.7458 | 2140.0708 | 9617.4806 | 1969.9999 | 4698.3136 | 1618.1082 | 3300.8391 | 8539.9453 | 1788.8501 | 283.9271 | 1569.8657 | 3778.7909 | 861.4836 | 90.5482
2027 | 1 | 30 | 5 | MW | 10386.8164 | 3657.203 | 1829.883 | 13486.6968 | 7563.1223 | 940.4623 | 2642.3781 | 288.784 | 2873.2709 | 1564.7924 | 2649.162 | 1395.042 | 5460.8797 | 2221.9112 | 10050.6547 | 2087.2149 | 4850.7773 | 1658.7105 | 3585.1107 | 9092.3774 | 1883.8136 | 295.4918 | 1735.2894 | 4035.2573 | 916.5927 | 95.8628
2027 | 1 | 30 | 6 | MW | 10950.4906 | 4151.9735 | 1996.2877 | 15503.5447 | 7973.5596 | 1003.8163 | 2831.6325 | 323.311 | 3102.9004 | 1635.5176 | 2879.1626 | 1545.9532 | 5684.7152 | 2640.2396 | 11075.4574 | 2397.9724 | 5129.8323 | 1770.449 | 3945.7708 | 10546.507 | 2181.1564 | 315.3539 | 1921.8718 | 4432.2361 | 1008.9098 | 106.2329
2027 | 1 | 30 | 7 | MW | 11873.1086 | 4287.6574 | 2228.75 | 17692.2503 | 8645.3606 | 1099.0311 | 2950.62 | 364.6435 | 3454.8765 | 1720.1826 | 3093.7904 | 1647.8727 | 5732.857 | 3107.552 | 12834.3447 | 2791.0545 | 5527.6243 | 1938.381 | 3979.9747 | 12493.7215 | 2627.8811 | 344.5382 | 1963.9761 | 4527.6258 | 1051.9389 | 113.2365
2027 | 1 | 30 | 8 | MW | 12774.9967 | 4138.1458 | 2319.7976 | 18678.022 | 9302.0671 | 1119.7499 | 2919.1741 | 381.189 | 3599.2677 | 1754.0743 | 3001.5634 | 1639.0244 | 5731.8644 | 3360.9833 | 14069.7689 | 3019.2157 | 5642.2029 | 1974.9233 | 3818.4565 | 13123.7711 | 2824.5691 | 353.0277 | 1886.6076 | 4525.3413 | 1039.3299 | 112.6285
2027 | 1 | 30 | 9 | MW | 12953.8192 | 3997.2769 | 2336.2636 | 18415.52 | 9432.276 | 1107.3187 | 2818.433 | 400.4192 | 3752.1085 | 1793.4645 | 2970.2504 | 1634.1084 | 5777.0283 | 3332.3848 | 14549.0076 | 2993.5922 | 5599.2354 | 1952.9981 | 3683.5422 | 13717.2976 | 2984.6215 | 352.5791 | 1833.8167 | 4505.3503 | 1013.1425 | 112.2907
2027 | 1 | 30 | 10 | MW | 12894.2097 | 3900.051 | 2319.7976 | 18181.3569 | 9388.8716 | 1105.8452 | 2780.7765 | 413.5308 | 3873.7203 | 1820.322 | 2986.1917 | 1624.4412 | 5726.4048 | 3282.1844 | 14888.1339 | 2965.2423 | 5540.5601 | 1950.3993 | 3586.2509 | 14036.8795 | 3066.7822 | 356.4235 | 1779.317 | 4513.3471 | 988.3656 | 111.6264
2027 | 1 | 30 | 11 | MW | 12879.9569 | 3766.9595 | 2310.693 | 17856.5495 | 9378.4934 | 1095.4398 | 2772.6239 | 421.3352 | 3970.3483 | 1836.3091 | 2998.7167 | 1606.7446 | 5701.0931 | 3181.7859 | 15107.6661 | 2952.4305 | 5475.4169 | 1932.047 | 3498.0806 | 14260.5913 | 3137.5603 | 356.4235 | 1742.3427 | 4516.7729 | 961.3846 | 110.4103
2027 | 1 | 30 | 12 | MW | 12837.1923 | 3579.8543 | 2292.6765 | 17497.7403 | 9347.3545 | 1081.5351 | 2781.1648 | 429.6392 | 4010.0277 | 1853.3183 | 2966.8352 | 1589.8668 | 5651.4623 | 3124.8927 | 14992.6389 | 2941.5264 | 5422.7472 | 1907.523 | 3407.2507 | 14098.519 | 3108.7518 | 352.6112 | 1695.9641 | 4431.0948 | 939.5177 | 109.2505
2027 | 1 | 30 | 13 | MW | 12758.146 | 3507.6905 | 2265.1687 | 17125.7212 | 9289.7973 | 1068.6433 | 2754.7659 | 430.1387 | 3994.2299 | 1854.3414 | 2903.6419 | 1572.6621 | 5573.5419 | 3072.5645 | 14925.0135 | 2934.9846 | 5347.4393 | 1884.7855 | 3343.0238 | 13897.6314 | 3092.7461 | 349.664 | 1682.2864 | 4413.958 | 906.8047 | 108.0683
2027 | 1 | 30 | 14 | MW | 12672.6228 | 3473.122 | 2238.0484 | 16768.8075 | 9227.5238 | 1062.3817 | 2663.1476 | 433.5727 | 3981.3697 | 1861.3756 | 2860.3746 | 1558.4068 | 5514.9773 | 3019.3216 | 14777.5738 | 2906.3619 | 5303.5478 | 1873.7418 | 3261.695 | 13632.834 | 3087.4109 | 344.3461 | 1663.692 | 4304.2896 | 877.9719 | 107.0887
2027 | 1 | 30 | 15 | MW | 12640.2319 | 3380.6493 | 2198.9173 | 16604.5083 | 9203.9386 | 1055.1069 | 2642.3781 | 429.5768 | 3957.1215 | 1853.1907 | 2813.1225 | 1557.9149 | 5472.7914 | 2950.8679 | 14503.8437 | 2885.3723 | 5269.3594 | 1860.9112 | 3210.3892 | 13377.1619 | 3026.5911 | 338.4194 | 1672.6687 | 4313.4277 | 859.9853 | 107.0549
2027 | 1 | 30 | 16 | MW | 12714.0942 | 3392.749 | 2175.6706 | 16723.4795 | 9257.7211 | 1046.0828 | 2654.219 | 417.4642 | 3942.4251 | 1828.3794 | 2847.8496 | 1596.9134 | 5770.0804 | 2924.0956 | 14354.4596 | 2899.2744 | 5251.3412 | 1844.9952 | 3263.9746 | 13274.4368 | 2994.9358 | 336.3372 | 1698.3152 | 4403.6767 | 845.2599 | 109.7347
2027 | 1 | 30 | 17 | MW | 13185.7682 | 3579.8543 | 2192.1374 | 17675.2611 | 9601.1688 | 1055.1991 | 2760.2012 | 422.0221 | 3910.4605 | 1837.7162 | 3538.9873 | 1705.3858 | 5974.0631 | 2969.4272 | 14388.7074 | 2994.6824 | 5342.8193 | 1861.0739 | 3558.5075 | 13324.6586 | 3007.7397 | 334.1908 | 1830.3979 | 4712.1213 | 905.0418 | 117.1886
2027 | 1 | 30 | 18 | MW | 13806.4599 | 3924.2495 | 2372.1018 | 19021.714 | 10053.1232 | 1131.1685 | 2836.291 | 484.8325 | 4155.5211 | 1966.3755 | 3955.1506 | 1745.3671 | 5959.1735 | 3186.0448 | 15607.221 | 3172.9597 | 5758.6295 | 1995.0624 | 3838.5991 | 15203.3788 | 3393.2896 | 358.6979 | 1987.2727 | 4763.5297 | 1014.3763 | 119.936
2027 | 1 | 30 | 19 | MW | 13707.9768 | 3977.8315 | 2475.1595 | 18965.06 | 9981.4131 | 1197.3767 | 2845.8022 | 492.0126 | 4173.8916 | 1981.0831 | 4083.8134 | 1709.3189 | 5893.6611 | 3282.1844 | 16280.5818 | 3200.2181 | 5838.0957 | 2111.8351 | 3868.242 | 15778.6438 | 3522.0429 | 365.4895 | 1981.0738 | 4691.5587 | 1038.0071 | 117.4589
2027 | 1 | 30 | 20 | MW | 13529.1544 | 3991.6593 | 2437.7717 | 18373.9831 | 9851.2042 | 1196.8245 | 2835.5142 | 473.6566 | 4104.0846 | 1943.4828 | 4079.8286 | 1662.4559 | 5623.1727 | 3251.1521 | 15976.3066 | 3130.4348 | 5793.2802 | 2110.861 | 3843.9194 | 15538.9519 | 3394.7119 | 361.485 | 1929.7796 | 4615.5903 | 1026.633 | 114.2386
2027 | 1 | 30 | 21 | MW | 13172.8084 | 3852.951 | 2389.7297 | 17541.1728 | 9591.7322 | 1187.1555 | 2761.5598 | 452.3658 | 3990.555 | 1899.8714 | 3952.8734 | 1576.5953 | 5296.6013 | 3112.1148 | 15298.7124 | 3026.3032 | 5660.6834 | 2093.8077 | 3736.3675 | 14956.8429 | 3195.1806 | 353.4441 | 1836.3823 | 4380.258 | 978.2253 | 108.3386
2027 | 1 | 30 | 22 | MW | 11740.9358 | 3531.4572 | 2284.7347 | 16245.7108 | 8549.1194 | 1144.6126 | 2601.4217 | 416.8399 | 3826.6919 | 1827.101 | 3585.6709 | 1456.3243 | 5012.7129 | 2863.2473 | 14197.1876 | 2834.1239 | 5406.1146 | 2018.7741 | 3479.4592 | 13646.5328 | 2885.0327 | 341.6231 | 1667.3253 | 4046.68 | 898.9574 | 100.0739
2027 | 1 | 30 | 23 | MW | 10863.6743 | 3169.7774 | 2100.1207 | 14546.1118 | 7910.3446 | 1062.9342 | 2460.1119 | 365.58 | 3544.5236 | 1722.1012 | 3142.7501 | 1358.502 | 4869.7758 | 2550.7939 | 12658.9177 | 2552.5338 | 5052.6765 | 1874.7164 | 3263.2145 | 11865.9533 | 2487.3912 | 321.5688 | 1534.3882 | 3777.0761 | 837.0602 | 93.3519
2027 | 1 | 30 | 24 | MW | 10141.9075 | 3196.1366 | 1937.9781 | 12891.8406 | 7384.7928 | 983.0972 | 2463.606 | 325.3713 | 3242.8827 | 1639.7377 | 2806.8605 | 1309.6724 | 4814.6854 | 2311.3569 | 11197.9971 | 2182.0784 | 4783.3237 | 1733.9063 | 3196.327 | 10087.666 | 2156.2598 | 306.1597 | 1494.2072 | 3695.3954 | 827.3611 | 89.9965
2027 | 1 | 31 | 1 | MW | 9738.912 | 3146.4433 | 1822.3288 | 12074.1474 | 7091.3531 | 942.6723 | 2413.3325 | 303.2066 | 3013.6206 | 1594.3364 | 2492.6036 | 1275.9178 | 4716.4165 | 2152.8488 | 10417.9344 | 2103.8433 | 4631.7832 | 1662.6083 | 3145.4013 | 9220.2135 | 1966.6855 | 292.0321 | 1460.2252 | 3596.0083 | 802.5843 | 87.677
2027 | 1 | 31 | 2 | MW | 9674.1186 | 3111.0095 | 1758.9828 | 11704.0121 | 7044.174 | 918.4544 | 2406.5386 | 290.9692 | 2869.5968 | 1569.2688 | 2406.6385 | 1263.3012 | 4690.1121 | 2040.8887 | 9848.9978 | 1971.6347 | 4516.743 | 1619.8947 | 3102.8365 | 8615.2771 | 1828.329 | 284.6639 | 1461.9352 | 3544.5999 | 801.0849 | 86.81
2027 | 1 | 31 | 3 | MW | 10036.9474 | 3138.2332 | 1739.0292 | 11770.1085 | 7308.3665 | 904.8258 | 2420.9025 | 281.6662 | 2795.0134 | 1550.2134 | 2402.0842 | 1264.7759 | 4785.4038 | 2025.373 | 9565.517 | 1884.4044 | 4482.5538 | 1595.8578 | 3127.1591 | 8181.5492 | 1767.8653 | 281.4283 | 1489.2917 | 3560.5935 | 809.7258 | 86.9113
2027 | 1 | 31 | 4 | MW | 10078.4131 | 3336.1419 | 1758.4014 | 12149.6745 | 7338.5596 | 903.4446 | 2469.0413 | 281.1667 | 2755.3332 | 1549.1903 | 2453.321 | 1301.6429 | 5018.1725 | 2073.7461 | 9576.5202 | 1890.1287 | 4504.7304 | 1593.4216 | 3244.9731 | 8188.3964 | 1748.3028 | 283.767 | 1547.2115 | 3713.6735 | 842.6145 | 89.4447
2027 | 1 | 31 | 5 | MW | 10287.0402 | 3665.8449 | 1831.6265 | 12801.1964 | 7490.4707 | 930.7937 | 2579.0994 | 294.528 | 2830.2848 | 1576.5593 | 2564.9045 | 1392.0926 | 5332.3358 | 2205.7868 | 9979.9923 | 2019.3393 | 4624.8537 | 1641.6577 | 3589.2915 | 8765.9406 | 1851.0922 | 294.7871 | 1729.0917 | 3996.9864 | 902.044 | 95.6601
2027 | 1 | 31 | 6 | MW | 10815.7316 | 4151.1091 | 2015.8529 | 14653.7451 | 7875.4354 | 995.897 | 2765.0539 | 332.4266 | 3049.2594 | 1654.1901 | 2794.3356 | 1534.6474 | 5565.1044 | 2596.1255 | 11001.6251 | 2312.3782 | 4875.7258 | 1756.4817 | 3974.2743 | 10140.1801 | 2129.9398 | 313.7201 | 1929.5663 | 4349.9857 | 992.157 | 105.456
2027 | 1 | 31 | 7 | MW | 11734.4588 | 4269.941 | 2234.7546 | 16808.4607 | 8544.4032 | 1098.8469 | 2892.1932 | 374.321 | 3388.7427 | 1740.0059 | 3017.5036 | 1633.2895 | 5608.2837 | 3080.4748 | 12702.7039 | 2694.5562 | 5278.1377 | 1938.0562 | 4038.8813 | 12066.8409 | 2547.8549 | 341.559 | 1960.9839 | 4427.6671 | 1032.8931 | 112.2344
2027 | 1 | 31 | 8 | MW | 12675.2147 | 4142.0353 | 2313.0169 | 17718.6935 | 9229.4112 | 1101.1491 | 2868.3188 | 385.9341 | 3538.2777 | 1763.794 | 2969.1124 | 1626.4069 | 5648.4844 | 3357.332 | 13916.2982 | 2901.1821 | 5390.8683 | 1942.1166 | 3792.2343 | 12728.8508 | 2747.0324 | 349.9523 | 1901.3542 | 4419.0987 | 1028.5726 | 111.7614
2027 | 1 | 31 | 9 | MW | 12877.3649 | 3968.757 | 2337.4256 | 17724.3566 | 9376.6061 | 1094.7953 | 2801.7401 | 409.0979 | 3689.2823 | 1811.2426 | 2950.3255 | 1624.2772 | 5706.0563 | 3300.135 | 14432.8588 | 2899.2744 | 5364.0719 | 1930.9103 | 3666.8195 | 13290.4169 | 2882.5432 | 349.76 | 1847.4956 | 4410.5322 | 1011.114 | 111.6151
2027 | 1 | 31 | 10 | MW | 12847.5602 | 3887.0877 | 2325.2217 | 17533.6259 | 9354.9039 | 1095.9924 | 2768.1595 | 418.151 | 3835.1423 | 1829.7865 | 2999.8547 | 1619.1972 | 5679.752 | 3285.8358 | 14862.6563 | 2889.4606 | 5350.6736 | 1933.0216 | 3564.2088 | 13657.9395 | 2970.0392 | 354.5013 | 1798.1247 | 4404.2484 | 987.3953 | 111.266
2027 | 1 | 31 | 11 | MW | 12807.3876 | 3765.2307 | 2323.0907 | 17172.9329 | 9325.6524 | 1089.7305 | 2750.1073 | 424.9566 | 3941.3229 | 1843.7273 | 3009.533 | 1605.7617 | 5651.958 | 3189.3923 | 15024.904 | 2894.9132 | 5327.1107 | 1921.9775 | 3473.758 | 13890.7874 | 3035.4831 | 352.3549 | 1730.5884 | 4424.2393 | 959.3561 | 110.3428
2027 | 1 | 31 | 12 | MW | 12762.0369 | 3589.7924 | 2308.1743 | 16834.9039 | 9292.6304 | 1074.2606 | 2746.4191 | 426.2052 | 3983.2076 | 1846.2851 | 2984.4841 | 1588.72 | 5589.9198 | 3109.0733 | 14941.6466 | 2882.646 | 5299.8519 | 1894.6929 | 3385.2085 | 13847.4095 | 3036.1943 | 348.4786 | 1680.5764 | 4377.9735 | 931.8461 | 109.1717
2027 | 1 | 31 | 13 | MW | 12705.0194 | 3551.3344 | 2266.5245 | 16536.5281 | 9251.1134 | 1062.4739 | 2724.4851 | 430.2011 | 3976.2268 | 1854.4701 | 2924.1375 | 1578.8889 | 5505.0516 | 3053.3976 | 14788.3804 | 2872.5605 | 5273.0554 | 1873.9045 | 3308.8199 | 13694.4625 | 3023.3904 | 344.6985 | 1652.3643 | 4364.2645 | 894.8136 | 108.4962
2027 | 1 | 31 | 14 | MW | 12635.048 | 3477.0108 | 2237.2732 | 16223.0468 | 9200.1639 | 1053.7256 | 2608.4098 | 436.2574 | 3956.0193 | 1866.8752 | 2854.6822 | 1563.1589 | 5446.9827 | 2989.8105 | 14650.2257 | 2842.8474 | 5242.5629 | 1858.475 | 3200.888 | 13486.7309 | 3010.9415 | 339.9252 | 1621.8011 | 4310.5735 | 864.129 | 107.4152
2027 | 1 | 31 | 15 | MW | 12553.4098 | 3402.2554 | 2192.1374 | 16005.8729 | 9140.7193 | 1059.8033 | 2606.2744 | 428.7651 | 3919.2783 | 1851.5284 | 2830.2018 | 1562.1751 | 5429.6121 | 2903.1025 | 14424.1471 | 2815.8607 | 5174.647 | 1869.1943 | 3138.5607 | 13251.6017 | 2939.4512 | 335.4722 | 1619.8777 | 4328.8516 | 845.4366 | 107.3476
2027 | 1 | 31 | 16 | MW | 12677.8067 | 3412.1935 | 2187.8754 | 16192.836 | 9231.2985 | 1049.7663 | 2621.221 | 414.717 | 3882.9056 | 1822.7522 | 2800.5975 | 1602.3204 | 5688.6857 | 2913.7515 | 14236.6932 | 2830.3085 | 5198.6715 | 1851.4918 | 3189.8665 | 12954.8439 | 2884.6777 | 330.5707 | 1663.9053 | 4475.0761 | 831.4171 | 110.1063
2027 | 1 | 31 | 17 | MW | 13114.4978 | 3626.0906 | 2279.3107 | 17016.1923 | 9549.2736 | 1047.1879 | 2716.9151 | 414.8419 | 3867.4743 | 1823.0085 | 3496.8591 | 1714.8899 | 5920.9574 | 3016.5839 | 14267.1356 | 2906.9064 | 5336.813 | 1846.9443 | 3453.9964 | 12977.668 | 2965.0601 | 329.6738 | 1763.5015 | 4852.6355 | 893.5787 | 117.8417
2027 | 1 | 31 | 18 | MW | 13691.1319 | 3953.633 | 2452.6881 | 18475.9534 | 9969.1475 | 1112.8438 | 2805.4277 | 477.4026 | 4104.8186 | 1951.1563 | 3920.4224 | 1766.832 | 5897.1347 | 3306.524 | 15426.2998 | 3058.1969 | 5743.3832 | 1962.7428 | 3738.2679 | 14890.6408 | 3353.4546 | 354.181 | 1896.8664 | 4907.4716 | 995.5961 | 121.411
2027 | 1 | 31 | 19 | MW | 13579.6948 | 3985.178 | 2484.0704 | 18343.7605 | 9888.005 | 1162.7532 | 2819.7916 | 488.204 | 4133.1091 | 1973.2821 | 4020.6211 | 1735.6999 | 5812.2664 | 3347.2917 | 16013.3392 | 3089.8176 | 5823.7734 | 2050.7688 | 3758.4105 | 15360.8994 | 3465.491 | 360.1075 | 1873.5699 | 4748.6774 | 1016.0524 | 119.2717
2027 | 1 | 31 | 20 | MW | 13429.3782 | 3955.3619 | 2439.516 | 17981.1838 | 9778.5525 | 1163.4899 | 2810.6688 | 468.1621 | 4060.7302 | 1932.2285 | 4025.1754 | 1696.8654 | 5538.8001 | 3294.6586 | 15742.609 | 3041.8413 | 5768.7941 | 2052.0682 | 3737.5078 | 15150.8756 | 3331.4025 | 357.9291 | 1851.9845 | 4639.009 | 1003.6201 | 116.6031
2027 | 1 | 31 | 21 | MW | 13102.8369 | 3803.2577 | 2399.8034 | 17208.8068 | 9540.7827 | 1154.5577 | 2737.8788 | 449.4938 | 3943.1599 | 1893.989 | 3920.4224 | 1607.7274 | 5232.0816 | 3135.2368 | 15164.5483 | 2943.9798 | 5646.3604 | 2036.3144 | 3629.5759 | 14513.9821 | 3136.8491 | 351.7462 | 1791.0725 | 4382.5426 | 961.2957 | 110.4778
2027 | 1 | 31 | 22 | MW | 11730.5737 | 3502.0737 | 2289.9649 | 16090.854 | 8541.5743 | 1108.7 | 2577.7407 | 418.2135 | 3773.0509 | 1829.9141 | 3580.547 | 1490.5698 | 4953.1557 | 2890.0207 | 14090.8844 | 2766.5212 | 5419.9752 | 1955.4343 | 3398.8897 | 13212.7973 | 2824.924 | 339.5087 | 1673.9509 | 4068.9574 | 884.85 | 102.4272
2027 | 1 | 31 | 23 | MW | 10866.2663 | 3190.9516 | 2123.7541 | 14344.0432 | 7912.232 | 1025.6401 | 2435.4607 | 368.8267 | 3491.2492 | 1728.7515 | 3125.6718 | 1386.5207 | 4807.7376 | 2572.6985 | 12663.4048 | 2485.4756 | 5083.6313 | 1808.94 | 3176.5654 | 11571.4768 | 2438.6641 | 320.9281 | 1548.9215 | 3868.4683 | 822.5116 | 95.2772
2027 | 1 | 31 | 24 | MW | 10108.2178 | 3035.8223 | 1953.8635 | 12776.637 | 7360.2618 | 957.0377 | 2443.2249 | 327.1196 | 3201.3654 | 1643.3186 | 2794.3356 | 1333.5958 | 4744.7061 | 2311.0531 | 11201.9979 | 2139.0078 | 4790.2533 | 1687.9447 | 3069.0127 | 9836.5674 | 2106.1093 | 304.3017 | 1468.1329 | 3718.2425 | 808.492 | 91.6404
2027 | 2 | 1 | 1 | MW | 9662.4577 | 2999.5241 | 1805.0877 | 12215.7709 | 7035.6832 | 905.7468 | 2369.6581 | 297.1503 | 2949.6921 | 1581.9302 | 2427.7026 | 1305.4122 | 4705.0011 | 2092.0005 | 10068.0984 | 2029.6977 | 4602.6764 | 1597.482 | 3039.7499 | 8811.5954 | 1920.8041 | 288.2199 | 1439.0664 | 3641.1328 | 792.444 | 89.7037
2027 | 2 | 1 | 2 | MW | 9566.5665 | 2969.2762 | 1742.3222 | 11947.6176 | 6965.8604 | 880.6079 | 2355.6826 | 284.4134 | 2805.3009 | 1555.8406 | 2342.3061 | 1297.5467 | 4691.6011 | 2045.4525 | 9596.8072 | 1914.1175 | 4513.047 | 1553.1442 | 3021.5077 | 8238.6183 | 1801.654 | 283.0942 | 1451.6764 | 3589.1547 | 792.9731 | 89.1632
2027 | 2 | 1 | 3 | MW | 9926.8034 | 2977.4863 | 1742.1293 | 12038.2618 | 7228.1655 | 869.9261 | 2368.6878 | 277.7328 | 2741.7399 | 1542.156 | 2312.7029 | 1295.0892 | 4776.47 | 2053.3628 | 9397.3678 | 1858.7808 | 4521.363 | 1534.3045 | 3007.4464 | 7845.9794 | 1752.5708 | 279.378 | 1474.3307 | 3625.1393 | 810.5194 | 88.9944
2027 | 2 | 1 | 4 | MW | 9933.2804 | 3155.9496 | 1767.8937 | 12093.0204 | 7232.8817 | 873.3332 | 2409.2559 | 274.9856 | 2704.6315 | 1536.5289 | 2359.9549 | 1324.2556 | 4976.9785 | 2098.9982 | 9406.8861 | 1909.7563 | 4543.5395 | 1540.3136 | 3098.6565 | 7827.7179 | 1762.1739 | 282.2292 | 1539.517 | 3727.3825 | 842.0854 | 90.9986
2027 | 2 | 1 | 5 | MW | 10184.6721 | 3460.1588 | 1821.166 | 12940.9361 | 7415.9317 | 896.6304 | 2514.6562 | 289.4707 | 2780.6845 | 1566.1994 | 2475.5243 | 1404.3813 | 5305.0388 | 2268.7641 | 9717.434 | 2008.4353 | 4661.8148 | 1581.4033 | 3371.1472 | 8402.9785 | 1880.2579 | 292.4165 | 1697.2463 | 3988.9896 | 896.0474 | 96.5046
2027 | 2 | 1 | 6 | MW | 10739.2774 | 3920.7926 | 2017.0157 | 14710.3992 | 7819.7655 | 961.2734 | 2698.2811 | 327.2444 | 2991.2086 | 1643.5749 | 2699.2608 | 1542.6768 | 5517.4589 | 2643.8909 | 10707.6325 | 2275.3059 | 4907.1423 | 1695.4154 | 3787.6733 | 9690.4644 | 2161.2389 | 309.8118 | 1904.9875 | 4276.8716 | 989.6005 | 106.0078
2027 | 2 | 1 | 7 | MW | 11674.8494 | 4098.3915 | 2228.1685 | 17023.7392 | 8500.9988 | 1051.5157 | 2831.2441 | 365.4552 | 3280.725 | 1721.8449 | 2912.7516 | 1633.1255 | 5592.8978 | 3141.0182 | 12345.8666 | 2644.671 | 5276.7514 | 1854.5772 | 3854.9409 | 11363.7453 | 2528.6485 | 335.7606 | 1931.2763 | 4403.1051 | 1037.3902 | 112.2231
2027 | 2 | 1 | 8 | MW | 12671.3297 | 4043.0814 | 2298.682 | 18192.683 | 9226.5823 | 1070.0245 | 2812.8035 | 386.059 | 3461.8573 | 1764.0492 | 2915.0288 | 1629.1932 | 5618.7058 | 3419.3967 | 13549.9897 | 2879.648 | 5341.433 | 1887.2217 | 3666.0594 | 12359.036 | 2736.0058 | 343.9295 | 1868.2265 | 4436.2354 | 1031.9238 | 111.9529
2027 | 2 | 1 | 9 | MW | 12847.5602 | 3901.779 | 2308.3681 | 18047.2802 | 9354.9039 | 1068.4593 | 2789.5109 | 406.2882 | 3657.685 | 1805.4868 | 2929.2614 | 1631.8148 | 5610.269 | 3341.2076 | 14224.984 | 2888.6432 | 5344.2057 | 1884.4611 | 3560.4079 | 13043.8701 | 2871.5177 | 346.3323 | 1815.8646 | 4381.3994 | 1028.4848 | 112.1331
2027 | 2 | 1 | 10 | MW | 12830.7153 | 3828.7525 | 2296.7448 | 17361.7798 | 9342.6383 | 1077.5754 | 2756.3187 | 421.6474 | 3808.6888 | 1836.9483 | 2991.3156 | 1621.8197 | 5572.5493 | 3275.7965 | 14595.7789 | 2871.469 | 5345.5913 | 1900.5393 | 3474.5182 | 13500.4298 | 2958.6576 | 346.5565 | 1760.5093 | 4344.2735 | 981.841 | 111.4462
2027 | 2 | 1 | 11 | MW | 12768.5139 | 3716.4026 | 2275.0486 | 16970.8643 | 9297.3466 | 1070.2087 | 2742.7315 | 432.6986 | 3907.1538 | 1859.5857 | 2973.0972 | 1597.7323 | 5523.9111 | 3171.4418 | 14741.9266 | 2832.4891 | 5319.2564 | 1887.5465 | 3394.3296 | 13715.0163 | 3015.5656 | 343.9936 | 1718.8328 | 4272.3025 | 962.7073 | 109.791
2027 | 2 | 1 | 12 | MW | 12646.7089 | 3598.0034 | 2260.1323 | 16487.4209 | 9208.6548 | 1055.4753 | 2731.8617 | 434.634 | 3942.0577 | 1863.5506 | 2924.707 | 1575.4476 | 5472.7914 | 3039.706 | 14605.8552 | 2783.967 | 5284.6057 | 1861.5609 | 3339.223 | 13678.4823 | 3006.6735 | 339.797 | 1674.3775 | 4232.3187 | 940.7515 | 108.2597
2027 | 2 | 1 | 13 | MW | 12487.3233 | 3563.4341 | 2213.446 | 15988.8836 | 9092.5987 | 1040.5577 | 2708.9567 | 440.0036 | 3934.7095 | 1874.5486 | 2874.6071 | 1556.1123 | 5415.7157 | 2943.8713 | 14454.4965 | 2762.9775 | 5236.5566 | 1835.2504 | 3258.6544 | 13509.5551 | 2993.1574 | 334.7034 | 1644.8843 | 4228.3193 | 908.3041 | 106.931
2027 | 2 | 1 | 14 | MW | 12347.3746 | 3441.5779 | 2184.7753 | 15590.4213 | 8990.6956 | 1031.7177 | 2523.5848 | 440.503 | 3926.6265 | 1875.5717 | 2802.3062 | 1530.8791 | 5336.3064 | 2856.2496 | 14243.4996 | 2711.4562 | 5184.8116 | 1819.6592 | 3143.5018 | 13288.1356 | 2956.168 | 331.628 | 1640.8232 | 4139.7851 | 880.7062 | 105.1971
2027 | 2 | 1 | 15 | MW | 12228.1616 | 3282.1272 | 2153.7806 | 15269.3815 | 8903.891 | 1024.2588 | 2509.9977 | 428.4529 | 3879.2315 | 1850.8892 | 2743.6672 | 1516.6238 | 5274.7639 | 2776.5393 | 14011.8139 | 2671.3848 | 5115.0477 | 1806.5038 | 3095.2357 | 12954.8439 | 2879.6987 | 328.2963 | 1611.97 | 4133.5013 | 852.6671 | 104.2175
2027 | 2 | 1 | 16 | MW | 12168.558 | 3254.4718 | 2180.9017 | 15135.3048 | 8860.4909 | 1020.9439 | 2525.7203 | 394.6752 | 3796.1977 | 1781.6986 | 2704.9542 | 1523.3415 | 5399.8335 | 2783.537 | 13765.8699 | 2663.2071 | 5098.4151 | 1800.6573 | 3129.4396 | 12591.884 | 2819.2338 | 325.4451 | 1616.4589 | 4167.7748 | 821.8936 | 104.6791
2027 | 2 | 1 | 17 | MW | 12377.1793 | 3374.5999 | 2270.0122 | 15652.7384 | 9012.3978 | 1016.3398 | 2590.9402 | 401.1684 | 3738.1469 | 1795.0003 | 3496.2896 | 1564.6336 | 5628.6322 | 2856.2496 | 13692.2061 | 2688.0132 | 5128.4459 | 1792.5369 | 3194.0474 | 12466.3238 | 2843.0643 | 322.7221 | 1642.7465 | 4315.7141 | 846.935 | 107.5166
2027 | 2 | 1 | 18 | MW | 12869.589 | 3642.9427 | 2314.1798 | 17023.7392 | 9370.9441 | 1046.267 | 2726.2322 | 434.759 | 3914.1346 | 1863.8058 | 3936.3637 | 1632.3057 | 5616.2248 | 2962.1257 | 14228.5333 | 2802.2303 | 5334.041 | 1845.32 | 3434.6139 | 13397.7047 | 3035.127 | 333.7423 | 1741.4883 | 4485.929 | 927.879 | 112.1668
2027 | 2 | 1 | 19 | MW | 13030.2676 | 3795.4794 | 2409.6825 | 17325.8943 | 9487.9417 | 1120.8551 | 2725.2619 | 461.3567 | 3992.392 | 1918.2887 | 4042.8232 | 1629.6842 | 5538.8001 | 3033.6208 | 15043.5381 | 2899.5473 | 5503.1374 | 1976.8724 | 3510.6225 | 14365.5977 | 3262.4017 | 350.8493 | 1791.0725 | 4433.9509 | 967.1156 | 111.9866
2027 | 2 | 1 | 20 | MW | 12949.9283 | 3749.6749 | 2367.8397 | 16908.5472 | 9429.4429 | 1112.8438 | 2719.6324 | 445.8101 | 3935.8117 | 1886.4432 | 4047.3776 | 1587.5732 | 5353.1806 | 2953.6067 | 14820.1354 | 2842.8474 | 5430.6015 | 1962.7428 | 3489.7206 | 14217.2243 | 3157.4789 | 347.4215 | 1773.3326 | 4308.2871 | 953.185 | 109.0929
2027 | 2 | 1 | 21 | MW | 12684.2895 | 3663.2524 | 2311.4673 | 16477.9902 | 9236.019 | 1108.3316 | 2688.964 | 429.3271 | 3821.1807 | 1852.6791 | 3964.8288 | 1516.1319 | 5138.7752 | 2828.5637 | 14320.4862 | 2755.0714 | 5338.1994 | 1954.7846 | 3428.5335 | 13701.3174 | 2999.5599 | 341.1424 | 1711.7795 | 4123.22 | 930.4355 | 104.1837
2027 | 2 | 1 | 22 | MW | 11563.4122 | 3448.9235 | 2196.98 | 15752.825 | 8419.8563 | 1070.7613 | 2568.8121 | 409.9719 | 3645.5605 | 1813.0326 | 3671.6359 | 1426.9939 | 4913.9477 | 2636.8932 | 13455.5393 | 2585.5177 | 5194.5139 | 1888.5211 | 3275.7563 | 12646.6685 | 2764.8154 | 330.2184 | 1595.0856 | 3887.318 | 879.0301 | 98.0584
2027 | 2 | 1 | 23 | MW | 10782.0361 | 3258.3613 | 2062.5391 | 14408.2558 | 7850.9001 | 1005.7499 | 2461.8589 | 372.0734 | 3396.4583 | 1735.4018 | 3249.7803 | 1334.4147 | 4757.1135 | 2391.3721 | 12240.4307 | 2366.08 | 4922.3892 | 1773.8593 | 3121.8388 | 11226.7784 | 2428.3498 | 313.0794 | 1480.1018 | 3769.0793 | 826.6553 | 91.6967
2027 | 2 | 1 | 24 | MW | 10091.3729 | 3096.75 | 1915.1199 | 13008.9164 | 7347.9962 | 944.0536 | 2441.8662 | 328.9927 | 3141.4784 | 1647.1559 | 2908.1962 | 1273.7873 | 4705.4974 | 2137.3321 | 10957.6321 | 2085.0343 | 4685.377 | 1665.0445 | 2985.0242 | 9649.3787 | 2134.2077 | 295.6842 | 1456.3774 | 3615.9993 | 809.2856 | 87.5306
2027 | 2 | 2 | 1 | MW | 9663.7566 | 3023.7226 | 1804.8938 | 12145.9069 | 7036.6289 | 901.4188 | 2363.6409 | 297.4001 | 2937.5676 | 1582.4418 | 2419.1624 | 1252.6503 | 4644.9482 | 2027.502 | 9968.3216 | 1971.6347 | 4489.9458 | 1589.8486 | 2913.1957 | 8672.3473 | 1983.7585 | 283.4145 | 1426.8843 | 3534.8902 | 794.0312 | 86.0781
2027 | 2 | 2 | 2 | MW | 9571.7505 | 2949.8308 | 1734.5742 | 12111.9051 | 6969.635 | 873.4251 | 2343.6482 | 281.8535 | 2790.2371 | 1550.5973 | 2316.6876 | 1232.4961 | 4642.4666 | 1942.3152 | 9387.2594 | 1867.2315 | 4366.1265 | 1540.4758 | 2894.5734 | 8049.1472 | 1835.0865 | 276.0463 | 1428.1665 | 3475.4851 | 796.412 | 84.6932
2027 | 2 | 2 | 3 | MW | 9948.8322 | 2910.5092 | 1703.5786 | 12410.2809 | 7244.2057 | 858.0472 | 2350.8298 | 271.614 | 2714.1841 | 1529.6223 | 2262.0345 | 1216.4382 | 4653.3851 | 1985.213 | 9096.2147 | 1795.2664 | 4337.482 | 1513.3534 | 2873.6715 | 7572.0457 | 1756.1276 | 271.4333 | 1433.7231 | 3476.6283 | 808.9322 | 83.5897
2027 | 2 | 2 | 4 | MW | 9894.4067 | 3021.1301 | 1699.898 | 12136.4646 | 7204.576 | 854.5482 | 2369.0762 | 267.5557 | 2642.54 | 1521.3096 | 2288.792 | 1235.1176 | 4710.4607 | 2036.9335 | 8968.9142 | 1835.6107 | 4320.3878 | 1507.1821 | 2931.818 | 7378.0087 | 1728.0291 | 271.0808 | 1474.5452 | 3481.769 | 825.0681 | 84.8733
2027 | 2 | 2 | 5 | MW | 10001.9588 | 3186.1976 | 1707.6469 | 12578.3594 | 7282.8896 | 856.7581 | 2415.2737 | 272.3633 | 2639.6008 | 1531.1569 | 2324.6583 | 1253.6331 | 4899.058 | 2090.4792 | 8953.7598 | 1868.8675 | 4380.4495 | 1511.0799 | 3065.9729 | 7446.4932 | 1752.2158 | 274.5728 | 1552.3403 | 3588.0115 | 864.3058 | 86.1456
2027 | 2 | 2 | 6 | MW | 10171.7123 | 3444.6022 | 1796.7573 | 13524.4662 | 7406.495 | 877.2928 | 2527.2731 | 291.5935 | 2696.5484 | 1570.5482 | 2421.4396 | 1332.4481 | 5068.7959 | 2213.3922 | 9294.6742 | 2029.6977 | 4487.1738 | 1547.2973 | 3266.2551 | 7873.3727 | 1844.6897 | 281.172 | 1678.6531 | 3779.9322 | 925.586 | 91.5615
2027 | 2 | 2 | 7 | MW | 10603.2136 | 3638.6213 | 1900.3974 | 15205.1805 | 7720.6912 | 928.6757 | 2648.3953 | 312.1349 | 2826.6107 | 1612.6249 | 2501.1427 | 1438.7917 | 5199.8214 | 2527.3669 | 10202.6301 | 2316.7393 | 4745.4386 | 1637.9221 | 3365.446 | 8549.0761 | 2044.5783 | 294.2746 | 1747.2583 | 3891.3154 | 996.5653 | 98.8691
2027 | 2 | 2 | 8 | MW | 11432.5325 | 3725.0446 | 1986.9892 | 16782.0291 | 8324.5566 | 960.0764 | 2673.8233 | 339.4193 | 2979.0841 | 1668.5138 | 2523.9155 | 1479.264 | 5277.2455 | 2856.5545 | 11186.325 | 2586.8808 | 4850.3149 | 1693.3041 | 3359.7457 | 9391.422 | 2278.2556 | 300.9379 | 1748.755 | 4000.4141 | 1028.2202 | 101.6503
2027 | 2 | 2 | 9 | MW | 11932.7181 | 3744.4899 | 2035.4189 | 17488.2979 | 8688.7649 | 981.3478 | 2683.7229 | 368.8267 | 3200.6305 | 1728.7515 | 2599.6327 | 1499.746 | 5297.0977 | 2956.0405 | 12068.6038 | 2706.2777 | 4957.964 | 1730.8209 | 3371.1472 | 10315.9513 | 2495.216 | 307.7615 | 1732.9383 | 4016.9774 | 1031.1302 | 103.0577
2027 | 2 | 2 | 10 | MW | 12102.4657 | 3750.1075 | 2072.419 | 17358.0006 | 8812.3661 | 999.4883 | 2670.5234 | 382.0631 | 3359.3508 | 1755.8643 | 2718.6183 | 1503.5144 | 5268.3117 | 2974.2949 | 12596.0846 | 2743.077 | 5015.7153 | 1762.8156 | 3362.4062 | 10934.5833 | 2617.5668 | 310.5165 | 1699.8119 | 4015.8361 | 994.7135 | 103.3167
2027 | 2 | 2 | 11 | MW | 12134.8624 | 3657.203 | 2084.6229 | 16868.894 | 8835.9556 | 1002.1586 | 2662.3716 | 395.237 | 3472.5113 | 1782.8494 | 2729.4346 | 1483.0323 | 5231.0889 | 2895.4971 | 12814.1186 | 2744.713 | 5018.4873 | 1767.5253 | 3313.38 | 11247.3213 | 2696.1707 | 311.1252 | 1652.7921 | 3981.5645 | 975.9333 | 101.9092
2027 | 2 | 2 | 12 | MW | 12058.4139 | 3525.8396 | 2064.2825 | 16238.1523 | 8780.2899 | 995.0683 | 2649.1721 | 392.1153 | 3523.5813 | 1776.4554 | 2690.1521 | 1457.3072 | 5180.9612 | 2765.2826 | 12818.5034 | 2703.8242 | 4977.8302 | 1755.0201 | 3260.5548 | 11302.1058 | 2709.6869 | 308.146 | 1633.3433 | 3918.1619 | 953.4484 | 100.1415
2027 | 2 | 2 | 13 | MW | 11896.4363 | 3469.6651 | 2034.8375 | 15562.0943 | 8662.3465 | 981.3478 | 2621.6086 | 393.3015 | 3528.725 | 1778.8856 | 2619.5587 | 1433.7117 | 5120.412 | 2656.6689 | 12602.4109 | 2619.3202 | 4908.9902 | 1730.8209 | 3200.5079 | 11025.8909 | 2683.7219 | 303.4688 | 1598.2924 | 3880.4625 | 926.3796 | 98.52
2027 | 2 | 2 | 14 | MW | 11729.2748 | 3390.1565 | 2007.3296 | 15014.4381 | 8540.6285 | 968.364 | 2446.3305 | 395.1746 | 3494.1885 | 1782.7218 | 2574.5838 | 1414.8683 | 5088.1518 | 2560.8331 | 12334.7005 | 2514.9158 | 4846.1566 | 1707.9212 | 3098.2764 | 10799.8978 | 2648.1548 | 300.5214 | 1592.0934 | 3852.4748 | 894.4612 | 97.2252
2027 | 2 | 2 | 15 | MW | 11606.171 | 3207.3718 | 1984.0838 | 14631.0929 | 8450.9909 | 964.7725 | 2435.6549 | 383.1869 | 3438.343 | 1758.1668 | 2533.5937 | 1418.4735 | 5139.7678 | 2485.9904 | 12227.6687 | 2469.3929 | 4831.8344 | 1701.5867 | 3047.7307 | 10557.9245 | 2592.3141 | 297.6383 | 1574.7825 | 3886.1748 | 859.015 | 97.4729
2027 | 2 | 2 | 16 | MW | 11637.2746 | 3120.0841 | 1960.4495 | 14734.9587 | 8473.6389 | 960.6289 | 2464.7704 | 376.2566 | 3425.4837 | 1743.9707 | 2511.9601 | 1458.454 | 5258.8822 | 2513.6764 | 12096.3656 | 2471.3006 | 4858.1692 | 1694.2786 | 3084.5952 | 10494.0038 | 2552.124 | 294.0823 | 1576.7058 | 3932.4406 | 831.7694 | 100.2203
2027 | 2 | 2 | 17 | MW | 11946.971 | 3271.3246 | 1999.3869 | 15244.8337 | 8699.1431 | 968.5479 | 2538.9197 | 362.5207 | 3409.685 | 1715.8338 | 3304.4334 | 1513.5104 | 5550.7118 | 2623.5065 | 12216.8992 | 2568.6176 | 4936.2491 | 1708.2455 | 3136.2811 | 10692.61 | 2593.7375 | 296.2608 | 1621.3744 | 4138.6419 | 847.9931 | 104.0036
2027 | 2 | 2 | 18 | MW | 12467.8865 | 3561.7052 | 2135.3774 | 16460.9893 | 9078.4459 | 1006.3025 | 2667.4178 | 401.1684 | 3522.8464 | 1795.0003 | 3758.7401 | 1594.7829 | 5578.5051 | 2806.3541 | 12952.2075 | 2757.252 | 5237.4806 | 1774.8339 | 3342.6437 | 11788.3446 | 2797.1818 | 307.0567 | 1723.9629 | 4284.8684 | 921.7068 | 109.5883
2027 | 2 | 2 | 19 | MW | 12635.048 | 3682.6978 | 2274.2734 | 17127.605 | 9200.1639 | 1083.9293 | 2673.6291 | 431.2001 | 3708.0193 | 1856.5163 | 3879.4323 | 1582.6572 | 5511.5037 | 2897.0184 | 14033.957 | 2946.4333 | 5443.0757 | 1911.7457 | 3426.253 | 12920.6022 | 3053.6222 | 323.9715 | 1755.8071 | 4250.0251 | 954.7711 | 108.7551
2027 | 2 | 2 | 20 | MW | 12527.4959 | 3648.9929 | 2228.75 | 16761.2489 | 9121.8502 | 1078.9567 | 2670.1358 | 420.5236 | 3701.0385 | 1834.6468 | 3915.8681 | 1559.3897 | 5351.1953 | 2815.4819 | 13897.1938 | 2886.4626 | 5365.9198 | 1902.9755 | 3389.0093 | 12888.6418 | 2998.1376 | 321.6969 | 1733.3661 | 4144.9258 | 942.251 | 107.1562
2027 | 2 | 2 | 21 | MW | 12302.0239 | 3560.4089 | 2205.3095 | 16428.883 | 8957.6736 | 1074.0764 | 2642.1839 | 406.2257 | 3616.5351 | 1805.3591 | 3877.1562 | 1498.4353 | 5104.0334 | 2654.235 | 13583.0352 | 2723.9964 | 5242.5629 | 1894.368 | 3340.3632 | 12470.8974 | 2896.7705 | 317.2119 | 1671.5998 | 3987.8483 | 907.775 | 102.9676
2027 | 2 | 2 | 22 | MW | 11261.4859 | 3351.6976 | 2126.4666 | 15711.2763 | 8200.0097 | 1047.2799 | 2522.8088 | 388.1818 | 3471.7773 | 1768.398 | 3607.3046 | 1404.5452 | 4878.2132 | 2483.5566 | 12892.9585 | 2546.2649 | 5087.7888 | 1847.1065 | 3197.0872 | 11566.9142 | 2623.6132 | 308.4663 | 1577.1324 | 3776.5064 | 857.3399 | 96.5158
2027 | 2 | 2 | 23 | MW | 10585.0757 | 3163.7279 | 1991.4451 | 14436.5829 | 7707.4841 | 988.6223 | 2423.4263 | 352.5309 | 3270.8058 | 1695.3713 | 3222.4532 | 1302.2988 | 4710.957 | 2284.2797 | 11824.2994 | 2317.5579 | 4821.6705 | 1743.651 | 3053.4311 | 10245.1866 | 2306.709 | 293.0251 | 1495.2761 | 3647.9864 | 805.7588 | 89.4898
2027 | 2 | 2 | 24 | MW | 9994.1829 | 2993.9065 | 1866.4965 | 13260.0805 | 7277.2277 | 926.5576 | 2408.0914 | 315.9435 | 3053.6683 | 1620.426 | 2893.3951 | 1239.8697 | 4766.5436 | 2104.4746 | 10714.5678 | 2033.786 | 4605.4491 | 1634.1865 | 2901.7941 | 8902.9074 | 2046.7129 | 277.1355 | 1443.7686 | 3496.0496 | 781.5987 | 85.1999
2027 | 2 | 3 | 1 | MW | 9646.9059 | 2909.2121 | 1776.8046 | 12438.608 | 7024.3592 | 885.8566 | 2347.53 | 288.3469 | 2876.945 | 1563.8979 | 2422.0092 | 1212.9969 | 4608.2211 | 1985.8217 | 9854.5292 | 1976.5416 | 4433.5808 | 1562.4014 | 2838.7075 | 8010.3396 | 1910.8448 | 266.2115 | 1411.4954 | 3423.507 | 766.7855 | 83.3532
2027 | 2 | 3 | 2 | MW | 9557.4976 | 2836.1847 | 1701.2547 | 12206.3286 | 6959.2568 | 859.7968 | 2330.6429 | 272.613 | 2736.2287 | 1531.6685 | 2314.4105 | 1208.9006 | 4593.8278 | 1896.0711 | 9298.8989 | 1868.3217 | 4348.109 | 1516.4393 | 2799.5626 | 7414.5339 | 1766.0869 | 259.4199 | 1407.8621 | 3372.6703 | 768.2845 | 83.0718
2027 | 2 | 3 | 3 | MW | 9896.9987 | 2818.0365 | 1675.6832 | 12261.0989 | 7206.4633 | 845.3396 | 2342.6773 | 262.7481 | 2669.7275 | 1511.4613 | 2270.5736 | 1215.6184 | 4586.3837 | 1927.7121 | 9008.9009 | 1823.0706 | 4315.3055 | 1490.9407 | 2779.4208 | 6967.1093 | 1706.6894 | 255.3515 | 1420.4721 | 3334.4012 | 777.4545 | 83.5334
2027 | 2 | 3 | 4 | MW | 9846.464 | 2898.8421 | 1669.6786 | 12272.425 | 7169.6667 | 840.0909 | 2359.1766 | 259.3142 | 2609.1057 | 1504.4271 | 2295.054 | 1219.2237 | 4620.1328 | 1952.6593 | 8819.9129 | 1794.9935 | 4285.2747 | 1481.6835 | 2815.9052 | 6766.2239 | 1678.9471 | 253.141 | 1444.8364 | 3338.3986 | 788.4762 | 83.7811
2027 | 2 | 3 | 5 | MW | 9921.6194 | 3021.5619 | 1674.3274 | 12576.4639 | 7224.3909 | 838.8015 | 2393.1449 | 259.2518 | 2578.6107 | 1504.2994 | 2305.8703 | 1236.4284 | 4770.0179 | 1972.1301 | 8716.9586 | 1836.1552 | 4288.0474 | 1479.4095 | 2891.9129 | 6727.4163 | 1695.3077 | 254.3583 | 1530.7549 | 3417.225 | 819.4249 | 84.9634
2027 | 2 | 3 | 6 | MW | 9996.7748 | 3257.0642 | 1732.637 | 13246.8588 | 7279.115 | 849.2072 | 2490.9752 | 269.3039 | 2577.8759 | 1524.8906 | 2373.0495 | 1317.046 | 4956.1336 | 2094.4343 | 8860.6963 | 1911.3912 | 4347.1843 | 1497.7622 | 3013.9069 | 6964.8258 | 1758.9733 | 256.4086 | 1591.239 | 3556.0244 | 873.3869 | 90.5032
2027 | 2 | 3 | 7 | MW | 10325.9139 | 3440.7134 | 1839.1815 | 14797.2758 | 7518.7764 | 890.3688 | 2615.9799 | 284.788 | 2663.1141 | 1556.6074 | 2417.4548 | 1424.0445 | 5042.4915 | 2378.2904 | 9629.3839 | 2148.8216 | 4568.9504 | 1570.3597 | 3133.2404 | 7451.058 | 1931.8296 | 266.4357 | 1650.8688 | 3664.5515 | 942.6922 | 97.8558
2027 | 2 | 3 | 8 | MW | 11086.5544 | 3566.0266 | 1923.4494 | 16359.0073 | 8072.6339 | 921.9535 | 2630.538 | 308.6385 | 2798.3201 | 1605.4631 | 2439.0885 | 1462.3871 | 5094.6039 | 2700.7841 | 10489.2912 | 2401.2445 | 4713.0974 | 1626.066 | 3214.1891 | 8181.5492 | 2138.8318 | 273.003 | 1678.8664 | 3779.9322 | 989.5116 | 100.4905
2027 | 2 | 3 | 9 | MW | 11512.8776 | 3612.6947 | 1986.6016 | 17014.3085 | 8383.0597 | 941.4752 | 2625.1027 | 335.8606 | 3005.905 | 1661.2243 | 2512.5296 | 1499.2542 | 5091.1297 | 2827.3473 | 11301.2544 | 2608.689 | 4840.6127 | 1660.497 | 3288.6773 | 9144.8828 | 2367.5288 | 280.1469 | 1681.2175 | 3839.3373 | 996.3897 | 103.0239
2027 | 2 | 3 | 10 | MW | 11708.5449 | 3693.9322 | 2026.7018 | 16984.086 | 8525.5341 | 957.9583 | 2610.3504 | 356.4019 | 3196.589 | 1703.3011 | 2639.4837 | 1493.1913 | 5111.4782 | 2849.8606 | 11868.5815 | 2664.8431 | 4922.3892 | 1689.5685 | 3333.1425 | 9877.6531 | 2531.1381 | 284.5358 | 1671.5998 | 3881.0341 | 967.1156 | 102.6073
2027 | 2 | 3 | 11 | MW | 11787.5854 | 3620.473 | 2040.0677 | 16566.7389 | 8583.0871 | 966.0618 | 2608.604 | 371.0744 | 3335.4691 | 1733.3556 | 2683.8901 | 1482.3773 | 5102.0481 | 2791.1423 | 12126.4538 | 2698.6444 | 4938.5595 | 1703.8607 | 3317.1809 | 10391.2787 | 2646.0214 | 285.9133 | 1645.5254 | 3883.3187 | 953.2728 | 101.8642
2027 | 2 | 3 | 12 | MW | 11770.7405 | 3516.3333 | 2026.508 | 16020.9783 | 8570.8216 | 965.7857 | 2609.3801 | 376.6936 | 3394.2538 | 1744.8662 | 2657.1326 | 1463.8619 | 5073.7591 | 2689.5263 | 12185.213 | 2647.9418 | 4933.0148 | 1703.3737 | 3263.9746 | 10624.1266 | 2675.5421 | 285.1445 | 1615.1755 | 3878.178 | 941.8986 | 100.5919
2027 | 2 | 3 | 13 | MW | 11619.1308 | 3480.0359 | 1994.9319 | 15484.66 | 8460.4275 | 957.2218 | 2593.6575 | 376.2566 | 3454.1416 | 1743.9707 | 2621.2664 | 1444.6905 | 5060.8548 | 2601.9057 | 12046.0841 | 2578.1573 | 4897.9024 | 1688.2695 | 3206.5884 | 10699.454 | 2685.1453 | 282.4855 | 1638.6854 | 3852.4748 | 917.9154 | 99.2745
2027 | 2 | 3 | 14 | MW | 11457.1532 | 3563.8659 | 1967.2302 | 15057.8823 | 8342.4842 | 950.6838 | 2425.561 | 377.8174 | 3491.6166 | 1747.1677 | 2568.3208 | 1425.1913 | 5021.1504 | 2528.8882 | 11871.7738 | 2528.8179 | 4855.3973 | 1676.7383 | 3162.5032 | 10713.1529 | 2647.4437 | 281.0439 | 1620.3055 | 3868.4683 | 892.7851 | 97.9346
2027 | 2 | 3 | 15 | MW | 11404.0266 | 3420.4036 | 1942.434 | 14731.1794 | 8303.8002 | 945.6191 | 2422.4554 | 379.6905 | 3473.6135 | 1751.005 | 2506.2666 | 1435.3504 | 5083.1886 | 2472.9087 | 11758.6745 | 2490.1096 | 4808.7339 | 1667.8055 | 3126.0197 | 10621.8453 | 2650.2893 | 279.6663 | 1587.819 | 3900.4554 | 861.2191 | 98.6327
2027 | 2 | 3 | 16 | MW | 11473.9981 | 3232.0021 | 1968.3922 | 14583.8811 | 8354.7497 | 945.2507 | 2450.7949 | 380.9392 | 3330.3254 | 1753.5628 | 2506.8362 | 1470.5796 | 5253.919 | 2508.2 | 11799.8777 | 2500.7408 | 4834.1447 | 1667.1558 | 3121.8388 | 10411.8215 | 2726.4037 | 281.4283 | 1553.6225 | 4009.5522 | 831.2403 | 101.0535
2027 | 2 | 3 | 17 | MW | 11844.6028 | 3374.1673 | 2037.5499 | 15203.2851 | 8624.6042 | 955.8406 | 2548.6245 | 352.7807 | 3386.9056 | 1695.8829 | 3297.0324 | 1537.9247 | 5505.5479 | 2621.9863 | 12040.997 | 2598.8752 | 4924.2372 | 1685.8333 | 3171.6243 | 10537.3817 | 2632.8614 | 283.9912 | 1614.1078 | 4242.6 | 851.8734 | 105.6812
2027 | 2 | 3 | 18 | MW | 12412.1679 | 3685.2903 | 2231.6554 | 16460.9893 | 9037.8746 | 1004.3686 | 2690.3227 | 390.0549 | 3514.7634 | 1772.2342 | 3762.1553 | 1626.7348 | 5557.1633 | 2822.7834 | 12994.6237 | 2825.6733 | 5216.6905 | 1771.4231 | 3432.3335 | 11733.5601 | 2806.0738 | 297.5101 | 1758.1582 | 4395.68 | 928.407 | 111.784
2027 | 2 | 3 | 19 | MW | 12670.0308 | 3767.3922 | 2411.8135 | 17312.6726 | 9225.6365 | 1090.9276 | 2704.6866 | 417.6515 | 3682.668 | 1828.7633 | 3865.7692 | 1619.1972 | 5491.6509 | 2940.8287 | 14269.5584 | 3035.5713 | 5494.3591 | 1924.0888 | 3523.9236 | 13089.5294 | 3071.4052 | 318.3973 | 1786.7981 | 4368.8335 | 964.9115 | 111.266
2027 | 2 | 3 | 20 | MW | 12662.2607 | 3773.8734 | 2375.201 | 17295.6834 | 9219.9788 | 1092.9537 | 2711.2864 | 417.5891 | 3726.0224 | 1828.6357 | 3910.1757 | 1582.8212 | 5304.5425 | 2856.2496 | 14266.4078 | 3031.2101 | 5425.9815 | 1927.6622 | 3504.9221 | 13089.5294 | 3059.6686 | 320.0631 | 1777.1804 | 4279.1561 | 949.7459 | 108.7664
2027 | 2 | 3 | 21 | MW | 12440.6737 | 3692.6359 | 2297.7138 | 16702.7111 | 9058.631 | 1089.6386 | 2666.6417 | 406.1009 | 3648.4998 | 1805.1028 | 3834.4574 | 1496.6326 | 5045.9658 | 2713.562 | 13844.414 | 2918.0834 | 5294.3079 | 1921.8153 | 3417.512 | 12505.1391 | 2901.7496 | 316.315 | 1699.1708 | 4064.3883 | 904.0715 | 102.8438
2027 | 2 | 3 | 22 | MW | 11313.3195 | 3394.9089 | 2190.5869 | 15779.2565 | 8237.7521 | 1052.3444 | 2516.0148 | 378.1296 | 3460.0202 | 1747.8069 | 3528.7406 | 1382.0966 | 4831.064 | 2510.33 | 12819.1438 | 2673.0209 | 5087.7888 | 1856.0388 | 3230.911 | 11407.1232 | 2562.7933 | 304.9424 | 1582.4757 | 3767.938 | 843.8494 | 94.9732
2027 | 2 | 3 | 23 | MW | 10493.0696 | 3123.1092 | 2015.0785 | 14198.6404 | 7640.4902 | 981.9004 | 2404.5974 | 337.8585 | 3218.2662 | 1665.3168 | 3103.4686 | 1285.585 | 4699.5416 | 2242.9032 | 11552.6887 | 2372.3488 | 4759.7608 | 1731.7955 | 3057.612 | 9825.1499 | 2207.8326 | 287.2267 | 1480.7429 | 3601.7206 | 786.0956 | 88.3413
2027 | 2 | 3 | 24 | MW | 9863.3089 | 2917.4222 | 1873.8577 | 12903.1668 | 7181.9323 | 917.8099 | 2382.0815 | 300.1473 | 2980.5537 | 1588.0689 | 2757.8998 | 1220.0425 | 4704.5048 | 2042.4099 | 10423.6133 | 2065.9525 | 4514.4326 | 1618.758 | 2934.8578 | 8558.2068 | 1943.9223 | 272.17 | 1412.1365 | 3454.3528 | 763.7876 | 83.8374
2027 | 2 | 4 | 1 | MW | 9527.6929 | 2870.3222 | 1768.4742 | 12266.7619 | 6937.5547 | 880.4235 | 2320.7433 | 276.7962 | 2820.3647 | 1540.2374 | 2299.0398 | 1201.1991 | 4685.6453 | 1935.9262 | 9561.52 | 2020.4296 | 4385.5318 | 1552.8189 | 2880.1321 | 7763.7993 | 1823.3499 | 262.4633 | 1389.2677 | 3402.9444 | 750.3853 | 82.5425
2027 | 2 | 4 | 2 | MW | 9473.2674 | 2812.4188 | 1696.2174 | 11883.405 | 6897.9249 | 857.771 | 2312.203 | 264.7462 | 2698.7529 | 1515.5538 | 2206.8118 | 1202.0189 | 4739.2466 | 1903.3726 | 9175.1032 | 1930.473 | 4329.1661 | 1512.8663 | 2861.8899 | 7327.789 | 1729.0964 | 257.4978 | 1396.9622 | 3346.967 | 750.8261 | 82.5989
2027 | 2 | 4 | 3 | MW | 9877.5618 | 2822.7896 | 1670.2591 | 11911.732 | 7192.3105 | 849.8518 | 2335.884 | 264.6837 | 2660.1757 | 1515.4262 | 2199.4107 | 1212.178 | 4855.8794 | 1927.1034 | 8987.4619 | 1872.9558 | 4340.7164 | 1498.899 | 2864.9305 | 7124.6212 | 1697.4412 | 256.9212 | 1423.0365 | 3364.6735 | 769.078 | 83.297
2027 | 2 | 4 | 4 | MW | 9921.6194 | 3005.1417 | 1718.6888 | 12334.7422 | 7224.3909 | 860.8097 | 2390.4276 | 264.6837 | 2663.1141 | 1515.4262 | 2269.4356 | 1252.9782 | 5118.4267 | 2018.0704 | 9056.5158 | 1907.8474 | 4386.4558 | 1518.2257 | 2981.2234 | 7311.8088 | 1729.0964 | 261.1499 | 1482.0251 | 3485.1967 | 802.6721 | 86.1006
2027 | 2 | 4 | 5 | MW | 10228.7297 | 3313.2396 | 1786.2969 | 13297.8499 | 7448.0121 | 884.8437 | 2502.8153 | 278.7318 | 2764.8858 | 1544.2023 | 2406.6385 | 1355.8796 | 5476.265 | 2184.4899 | 9425.9189 | 2058.0476 | 4541.2291 | 1560.6149 | 3246.4926 | 8094.8032 | 1866.3856 | 273.4195 | 1638.4721 | 3799.9251 | 861.2191 | 93.1717
2027 | 2 | 4 | 6 | MW | 10823.5017 | 3826.1592 | 1983.6962 | 15282.6031 | 7881.0931 | 945.2507 | 2710.3154 | 314.57 | 2995.9849 | 1617.6129 | 2672.5043 | 1512.0357 | 5728.3901 | 2551.4015 | 10539.5868 | 2367.7148 | 4817.5121 | 1667.1558 | 3562.3084 | 9596.8755 | 2155.9036 | 295.0114 | 1816.5057 | 4115.2232 | 954.1542 | 103.9022
2027 | 2 | 4 | 7 | MW | 11777.2175 | 4000.7338 | 2192.5242 | 17673.3656 | 8575.5378 | 1031.8097 | 2859.3894 | 350.7203 | 3288.8081 | 1691.6628 | 2875.1767 | 1621.3278 | 5761.1466 | 3036.0557 | 12340.9756 | 2790.7816 | 5225.9304 | 1819.8214 | 3652.7582 | 11334.0662 | 2516.9119 | 325.3169 | 1866.3032 | 4249.4554 | 1008.9987 | 111.4124
2027 | 2 | 4 | 8 | MW | 12708.9103 | 3935.9165 | 2302.7503 | 18721.4544 | 9253.9465 | 1058.1459 | 2835.1266 | 377.5677 | 3498.5974 | 1746.6562 | 2907.0582 | 1618.8702 | 5782.9841 | 3297.3973 | 13542.2857 | 3002.8602 | 5342.3577 | 1866.2711 | 3559.6478 | 12388.7151 | 2742.4083 | 338.2273 | 1838.0923 | 4344.8451 | 1016.1402 | 111.2435
2027 | 2 | 4 | 9 | MW | 12898.0948 | 3785.1086 | 2273.1114 | 18489.175 | 9391.7005 | 1062.5659 | 2810.4746 | 392.6147 | 3737.4121 | 1777.4785 | 2920.7212 | 1623.4574 | 5775.043 | 3293.4422 | 14216.5697 | 3018.1255 | 5392.7163 | 1874.0667 | 3528.4846 | 13365.7443 | 2925.9351 | 343.7053 | 1804.3236 | 4379.1167 | 1002.1207 | 111.5588
2027 | 2 | 4 | 10 | MW | 12926.6064 | 3709.057 | 2274.661 | 18071.828 | 9412.4611 | 1071.8664 | 2789.1225 | 408.2862 | 3910.093 | 1809.5793 | 2990.1765 | 1621.4917 | 5747.2497 | 3263.0175 | 14615.329 | 2990.593 | 5427.3671 | 1890.4702 | 3520.8838 | 13911.3303 | 3061.0909 | 346.5244 | 1775.8982 | 4384.8271 | 971.3483 | 111.4237
2027 | 2 | 4 | 11 | MW | 12903.2787 | 3544.4205 | 2274.661 | 17575.1629 | 9395.4751 | 1074.5367 | 2781.3583 | 417.714 | 4002.3129 | 1828.891 | 2990.746 | 1606.5806 | 5712.0122 | 3210.9931 | 14790.9637 | 2967.6957 | 5420.4368 | 1895.1799 | 3466.9174 | 14208.0881 | 3137.5603 | 347.1972 | 1760.9371 | 4352.84 | 952.6548 | 110.399
2027 | 2 | 4 | 12 | MW | 12838.4912 | 3393.6126 | 2259.9384 | 17086.068 | 9348.3003 | 1067.2623 | 2777.865 | 424.3321 | 4055.5865 | 1842.4479 | 2952.0331 | 1589.3759 | 5660.3955 | 3115.1573 | 14742.8231 | 2919.7194 | 5381.6284 | 1882.3498 | 3398.1296 | 14205.8067 | 3138.2725 | 343.6733 | 1732.9383 | 4319.7116 | 932.8164 | 109.2168
2027 | 2 | 4 | 13 | MW | 12666.1458 | 3311.9433 | 2218.6762 | 16595.066 | 9222.8076 | 1053.7256 | 2763.501 | 419.7744 | 4048.2383 | 1833.1122 | 2901.3647 | 1570.6955 | 5586.9419 | 3038.1847 | 14558.6489 | 2891.3695 | 5328.0347 | 1858.475 | 3311.8606 | 14105.363 | 3138.2725 | 339.5728 | 1709.4284 | 4261.4496 | 906.7169 | 107.9331
2027 | 2 | 4 | 14 | MW | 12531.3809 | 3434.664 | 2182.6451 | 16185.2774 | 9124.6791 | 1042.1231 | 2568.6179 | 423.3957 | 4042.7272 | 1840.5293 | 2861.5137 | 1548.9027 | 5516.9626 | 2963.6459 | 14331.7395 | 2860.839 | 5284.6057 | 1838.0115 | 3271.5754 | 14025.4729 | 3097.0141 | 337.3623 | 1677.7975 | 4238.6025 | 876.6492 | 106.4356
2027 | 2 | 4 | 15 | MW | 12390.1391 | 3508.9876 | 2149.5185 | 15868.0169 | 9021.8344 | 1029.2313 | 2557.5538 | 441.3772 | 4020.6826 | 1877.3627 | 2821.6616 | 1531.207 | 5510.0141 | 2883.9355 | 14145.3764 | 2814.4975 | 5230.5503 | 1815.2739 | 3296.2781 | 13705.88 | 3015.9206 | 332.8773 | 1663.2642 | 4259.7367 | 846.8472 | 105.2196
2027 | 2 | 4 | 16 | MW | 12429.0128 | 3572.076 | 2143.3201 | 15896.344 | 9050.1401 | 1023.3381 | 2569.0063 | 429.4519 | 3931.7702 | 1852.9354 | 2794.9051 | 1561.3563 | 5600.8389 | 2874.8089 | 13962.2232 | 2826.7636 | 5198.2099 | 1804.88 | 3339.6031 | 13397.7047 | 2981.0647 | 330.4427 | 1671.5998 | 4316.2838 | 825.4215 | 107.2914
2027 | 2 | 4 | 17 | MW | 12690.7665 | 3662.8206 | 2174.3148 | 16502.538 | 9240.7352 | 1017.0762 | 2650.1423 | 407.5369 | 3845.4298 | 1808.0446 | 3605.0274 | 1620.017 | 5900.1132 | 2964.5595 | 14003.8847 | 2858.9301 | 5230.5503 | 1793.8358 | 3363.5465 | 13148.8766 | 3005.9624 | 328.8729 | 1730.3739 | 4544.7625 | 849.3158 | 111.3224
2027 | 2 | 4 | 18 | MW | 13203.9062 | 3939.8061 | 2282.0222 | 18026.5117 | 9614.3759 | 1054.094 | 2807.5631 | 452.7405 | 3929.1984 | 1900.6393 | 4037.7004 | 1705.3858 | 5907.5574 | 3161.0977 | 14868.3666 | 3030.9373 | 5490.2007 | 1859.1247 | 3603.3528 | 14212.6616 | 3264.8913 | 345.3391 | 1881.6921 | 4625.3019 | 939.4288 | 117.1886
2027 | 2 | 4 | 19 | MW | 13368.4757 | 4052.1551 | 2496.8566 | 18727.1175 | 9734.2066 | 1139.9165 | 2826.5856 | 482.0854 | 4057.791 | 1960.7483 | 4120.8187 | 1696.8654 | 5807.3032 | 3264.235 | 15942.5643 | 3189.8597 | 5755.8575 | 2010.4914 | 3689.6227 | 15477.3234 | 3500.7031 | 365.3294 | 1903.492 | 4599.5968 | 985.1911 | 116.6031
2027 | 2 | 4 | 20 | MW | 13249.2627 | 4035.7349 | 2468.3797 | 18356.9822 | 9647.4021 | 1147.099 | 2823.6741 | 470.7221 | 4019.5803 | 1937.4717 | 4145.8676 | 1653.2797 | 5542.2743 | 3156.23 | 15627.8355 | 3170.5062 | 5644.9748 | 2023.1594 | 3681.6418 | 15365.4621 | 3413.9182 | 359.8192 | 1884.2565 | 4440.8045 | 970.9959 | 113.6081
2027 | 2 | 4 | 21 | MW | 12934.3765 | 3933.3241 | 2404.2584 | 17662.0395 | 9418.1189 | 1134.115 | 2762.9185 | 452.4283 | 3897.6011 | 1900.0001 | 4041.6852 | 1539.0715 | 5234.5625 | 2972.4698 | 14937.2258 | 2999.861 | 5517.9212 | 2000.2592 | 3569.529 | 14498.0019 | 3183.0867 | 353.7004 | 1795.988 | 4170.629 | 925.7627 | 105.76
2027 | 2 | 4 | 22 | MW | 11655.4125 | 3615.7198 | 2270.7865 | 16359.0073 | 8486.8459 | 1083.8373 | 2598.5102 | 416.2155 | 3664.6658 | 1825.8216 | 3678.4675 | 1421.9139 | 4980.4527 | 2751.5921 | 13763.1976 | 2751.256 | 5286.4536 | 1911.5835 | 3360.1257 | 12984.5229 | 2848.3984 | 339.4447 | 1638.6854 | 3882.7471 | 858.3092 | 97.7093
2027 | 2 | 4 | 23 | MW | 10744.4613 | 3351.2658 | 2068.7384 | 14678.3046 | 7823.5401 | 1001.6063 | 2474.2816 | 364.0816 | 3373.3123 | 1719.0318 | 3201.9586 | 1327.5329 | 4832.056 | 2436.3999 | 12301.7142 | 2466.3937 | 4901.5983 | 1766.5512 | 3137.0404 | 11119.4907 | 2425.5041 | 318.7176 | 1503.1839 | 3743.3761 | 799.4976 | 91.2238
2027 | 2 | 4 | 24 | MW | 10029.1715 | 3122.2448 | 1913.5695 | 13295.9661 | 7302.7045 | 933.0037 | 2450.0188 | 321.9998 | 3102.5329 | 1632.8322 | 2826.217 | 1263.7922 | 4813.1965 | 2228.604 | 10969.73 | 2132.1932 | 4635.9416 | 1645.5555 | 2978.9429 | 9601.4382 | 2108.6 | 301.7709 | 1424.1054 | 3565.1644 | 771.4588 | 86.8437
2027 | 2 | 5 | 1 | MW | 9602.8541 | 3058.7246 | 1811.2861 | 12374.407 | 6992.283 | 891.1975 | 2389.069 | 292.7174 | 2909.2771 | 1572.8497 | 2345.1528 | 1237.7391 | 4766.5436 | 2105.3872 | 10060.3567 | 2077.1294 | 4499.1864 | 1571.8213 | 2906.3551 | 8624.4089 | 1948.5464 | 290.11 | 1401.4499 | 3502.3315 | 759.6436 | 85.0534
2027 | 2 | 5 | 2 | MW | 9536.7618 | 3069.5272 | 1752.5897 | 12164.7916 | 6944.1582 | 868.0845 | 2372.958 | 280.5424 | 2772.9688 | 1547.9108 | 2235.8465 | 1222.6641 | 4788.8774 | 2057.3179 | 9464.7744 | 1964.5472 | 4416.0242 | 1531.0564 | 2904.8348 | 8040.0164 | 1832.242 | 282.5496 | 1397.8166 | 3435.5031 | 761.407 | 84.0175
2027 | 2 | 5 | 3 | MW | 9886.6308 | 3051.8107 | 1704.1601 | 12125.1267 | 7198.914 | 857.4027 | 2390.816 | 276.6713 | 2713.4493 | 1539.9822 | 2221.6139 | 1222.501 | 4918.9109 | 2079.2225 | 9251.8343 | 1885.223 | 4387.3798 | 1512.2166 | 2883.1727 | 7722.7092 | 1786.7156 | 279.5062 | 1427.7387 | 3458.3502 | 783.7148 | 84.0063
2027 | 2 | 5 | 4 | MW | 9896.9987 | 3228.1126 | 1722.1756 | 12149.6745 | 7206.4633 | 866.4268 | 2440.3134 | 276.2967 | 2689.9351 | 1539.2143 | 2268.866 | 1264.1201 | 5169.5464 | 2143.4172 | 9263.4461 | 1957.7326 | 4410.9419 | 1528.1327 | 2997.1851 | 7791.1937 | 1813.3906 | 282.1011 | 1489.0784 | 3589.1547 | 815.6335 | 86.8663
2027 | 2 | 5 | 5 | MW | 10248.1665 | 3506.3951 | 1806.8311 | 13126.0038 | 7462.1649 | 891.1975 | 2555.03 | 290.3448 | 2787.6652 | 1567.9904 | 2416.3157 | 1353.0941 | 5523.9111 | 2315.9208 | 9647.6207 | 2085.3072 | 4543.0771 | 1571.8213 | 3253.3332 | 8521.6827 | 1940.7216 | 291.8719 | 1642.9598 | 3891.887 | 876.9137 | 92.9803
2027 | 2 | 5 | 6 | MW | 10889.5881 | 3966.1653 | 1996.4815 | 15186.2959 | 7929.2137 | 951.1442 | 2761.754 | 329.617 | 3013.2532 | 1648.4342 | 2648.5924 | 1501.8766 | 5769.5841 | 2699.2628 | 10750.9099 | 2401.2445 | 4825.8281 | 1677.5502 | 3590.4318 | 9968.9607 | 2216.3685 | 310.9971 | 1817.3601 | 4216.3251 | 974.1693 | 103.2041
2027 | 2 | 5 | 7 | MW | 11848.4879 | 4102.2811 | 2197.9482 | 17484.5187 | 8627.433 | 1042.3996 | 2902.287 | 366.017 | 3329.5905 | 1722.9956 | 2847.8496 | 1593.3082 | 5756.6804 | 3173.2669 | 12522.4477 | 2849.3892 | 5232.3983 | 1838.499 | 3649.3384 | 11603.4372 | 2572.0415 | 338.1311 | 1867.5854 | 4304.8612 | 1015.9635 | 109.487
2027 | 2 | 5 | 8 | MW | 12728.3471 | 4008.0795 | 2283.378 | 18678.022 | 9268.0994 | 1060.9082 | 2852.5962 | 389.9924 | 3518.8049 | 1772.1066 | 2893.9647 | 1586.4264 | 5732.3607 | 3427.0031 | 13737.4814 | 3027.6664 | 5338.1994 | 1871.143 | 3534.9451 | 12596.4466 | 2764.8154 | 345.4673 | 1824.6268 | 4359.1238 | 1011.3785 | 109.0141
2027 | 2 | 5 | 9 | MW | 12815.1635 | 3843.8756 | 2248.7027 | 18334.3182 | 9331.3144 | 1064.0391 | 2811.4456 | 408.7856 | 3705.4474 | 1810.6024 | 2918.444 | 1587.9012 | 5720.4496 | 3357.332 | 14355.6884 | 3022.4866 | 5360.3759 | 1876.665 | 3490.86 | 13384.0058 | 2931.9814 | 347.2612 | 1775.2559 | 4348.2709 | 996.742 | 109.1155
2027 | 2 | 5 | 10 | MW | 12785.3588 | 3787.2693 | 2251.609 | 17733.799 | 9309.6122 | 1068.8274 | 2779.9997 | 425.5809 | 3852.0431 | 1845.0057 | 3008.9634 | 1580.8555 | 5681.7366 | 3295.876 | 14730.2139 | 2944.7972 | 5370.0782 | 1885.1103 | 3478.319 | 13899.9127 | 3038.3277 | 348.0302 | 1744.6938 | 4355.1264 | 964.2946 | 108.6313
2027 | 2 | 5 | 11 | MW | 12790.5427 | 3640.3502 | 2268.4617 | 17320.2312 | 9313.3868 | 1069.9326 | 2767.1886 | 438.5051 | 3926.6265 | 1871.4792 | 3003.271 | 1572.4982 | 5645.0102 | 3223.4662 | 14851.4457 | 2919.1737 | 5377.4701 | 1887.0595 | 3418.6522 | 14253.7473 | 3094.1684 | 347.2612 | 1731.2295 | 4323.1393 | 948.511 | 108.057
2027 | 2 | 5 | 12 | MW | 12729.6402 | 3537.0749 | 2244.0539 | 16878.3364 | 9269.0409 | 1060.1717 | 2760.9772 | 446.9339 | 3951.2429 | 1888.7447 | 2940.0777 | 1557.26 | 5602.3279 | 3120.6338 | 14796.957 | 2891.914 | 5352.0592 | 1869.844 | 3370.007 | 14164.7211 | 3099.1486 | 344.314 | 1710.9251 | 4277.4432 | 925.9383 | 107.0099
2027 | 2 | 5 | 13 | MW | 12566.3696 | 3475.7145 | 2218.4824 | 16408.1145 | 9150.156 | 1050.2266 | 2748.3603 | 446.0598 | 3934.7095 | 1886.9548 | 2906.4886 | 1548.7396 | 5557.1633 | 3063.7417 | 14650.9549 | 2872.8322 | 5312.7885 | 1852.3037 | 3300.459 | 14041.4531 | 3078.5188 | 341.2065 | 1667.3253 | 4248.8838 | 903.5424 | 106.4244
2027 | 2 | 5 | 14 | MW | 12470.4785 | 3460.1588 | 2179.1574 | 16077.6324 | 9080.3332 | 1043.5966 | 2561.2414 | 460.42 | 3939.4858 | 1916.3701 | 2861.5137 | 1531.6979 | 5477.7546 | 2976.7287 | 14440.9876 | 2836.8502 | 5254.1132 | 1840.6103 | 3246.1125 | 13952.416 | 3071.4052 | 339.9572 | 1645.0976 | 4189.4787 | 876.1212 | 105.2533
2027 | 2 | 5 | 15 | MW | 12366.8114 | 3368.5505 | 2133.2464 | 15662.1808 | 9004.8484 | 1030.889 | 2553.8656 | 451.0547 | 3912.6649 | 1897.186 | 2794.9051 | 1518.7534 | 5493.6362 | 2894.2796 | 14211.3001 | 2790.2359 | 5189.894 | 1818.1976 | 3233.9516 | 13651.0955 | 3057.534 | 334.1908 | 1629.4955 | 4181.4819 | 845.8768 | 104.3638
2027 | 2 | 5 | 16 | MW | 12461.4095 | 3404.8479 | 2118.5239 | 15722.6025 | 9073.7297 | 1022.9697 | 2565.1238 | 435.8203 | 3852.778 | 1865.9797 | 2745.9444 | 1534.6474 | 5579.4977 | 2858.0758 | 14125.1744 | 2749.3471 | 5168.1791 | 1804.2303 | 3251.4337 | 13192.2545 | 3001.6945 | 331.7561 | 1641.4643 | 4168.9161 | 822.9518 | 105.456
2027 | 2 | 5 | 17 | MW | 12725.7552 | 3462.3186 | 2160.7543 | 16124.8441 | 9266.212 | 1016.8921 | 2648.7837 | 401.668 | 3814.1999 | 1796.0223 | 3599.3339 | 1589.048 | 5840.556 | 2929.2671 | 14072.7718 | 2796.7788 | 5165.8687 | 1793.511 | 3264.3547 | 13169.4303 | 2961.8583 | 330.4106 | 1699.1708 | 4434.5225 | 839.6167 | 109.1943
2027 | 2 | 5 | 18 | MW | 13219.4579 | 3849.4933 | 2282.2161 | 17652.5971 | 9625.6999 | 1048.7534 | 2812.8035 | 445.9974 | 3995.6987 | 1886.8272 | 4025.745 | 1660.6533 | 5848.9935 | 3165.6615 | 14708.1463 | 2998.2262 | 5413.5073 | 1849.7053 | 3539.126 | 14258.31 | 3220.0772 | 342.7443 | 1823.9857 | 4534.4812 | 924.6156 | 114.1147
2027 | 2 | 5 | 19 | MW | 13349.0388 | 3970.9177 | 2455.2067 | 18392.8678 | 9720.0537 | 1126.5644 | 2828.721 | 477.4026 | 4206.2237 | 1951.1563 | 4093.4916 | 1652.9518 | 5798.3694 | 3225.9011 | 15770.2368 | 3128.5259 | 5648.6708 | 1986.942 | 3650.8578 | 15550.3694 | 3493.2333 | 363.1508 | 1863.7388 | 4498.4948 | 970.2901 | 113.5855
2027 | 2 | 5 | 20 | MW | 13159.8485 | 3986.4734 | 2442.809 | 18034.0586 | 9582.2955 | 1136.6014 | 2822.7031 | 468.849 | 4130.1699 | 1933.6356 | 4104.8775 | 1615.9208 | 5517.4589 | 3116.9824 | 15533.3516 | 3060.3774 | 5599.6978 | 2004.6445 | 3651.2388 | 15415.6839 | 3403.9601 | 360.9725 | 1846 | 4371.6915 | 961.737 | 111.0409
2027 | 2 | 5 | 21 | MW | 12863.1061 | 3868.9386 | 2409.6825 | 17380.6528 | 9366.2236 | 1123.2492 | 2760.2012 | 452.3658 | 4011.1299 | 1899.8714 | 3997.2788 | 1521.3749 | 5198.3324 | 2972.1649 | 14961.1236 | 2927.8972 | 5446.3101 | 1981.0951 | 3544.0662 | 14614.4259 | 3197.314 | 355.2061 | 1763.7148 | 4110.6541 | 920.7364 | 104.544
2027 | 2 | 5 | 22 | MW | 11626.9067 | 3620.473 | 2277.1796 | 16102.1801 | 8466.0895 | 1072.6951 | 2600.0631 | 415.4662 | 3822.6503 | 1824.2869 | 3647.7251 | 1393.4033 | 4941.7404 | 2768.9328 | 13841.0412 | 2779.333 | 5213.9185 | 1891.9319 | 3319.0813 | 13146.5952 | 2883.6105 | 340.9823 | 1608.1234 | 3825.6283 | 851.1676 | 95.7502
2027 | 2 | 5 | 23 | MW | 10731.5014 | 3374.5999 | 2096.0524 | 14459.2468 | 7814.1035 | 992.5819 | 2476.9996 | 368.6393 | 3526.5205 | 1728.3676 | 3168.9391 | 1308.1977 | 4802.7744 | 2479.2976 | 12373.2097 | 2429.8661 | 4838.3031 | 1750.6347 | 3109.678 | 11224.4971 | 2466.7626 | 320.4796 | 1479.8873 | 3548.0277 | 788.8289 | 89.8951
2027 | 2 | 5 | 24 | MW | 10009.7347 | 3209.5325 | 1946.3084 | 13090.1182 | 7288.5516 | 925.2686 | 2460.5003 | 327.2444 | 3223.4099 | 1643.5749 | 2792.0584 | 1254.6169 | 4798.3075 | 2269.6766 | 11009.8404 | 2123.7426 | 4571.26 | 1631.913 | 2957.6609 | 9729.2688 | 2164.0846 | 302.6999 | 1421.7543 | 3502.9031 | 764.4049 | 86.2132
2027 | 2 | 6 | 1 | MW | 9601.5552 | 3115.3309 | 1835.6947 | 12313.9737 | 6991.3372 | 886.1328 | 2401.6859 | 296.5884 | 3009.5791 | 1580.7795 | 2322.3811 | 1224.6306 | 4732.2981 | 2180.5347 | 10171.735 | 2063.2262 | 4435.8912 | 1562.8884 | 2875.9512 | 8854.969 | 2001.8976 | 292.0321 | 1392.6877 | 3448.6405 | 752.6778 | 84.1527
2027 | 2 | 6 | 2 | MW | 9538.0607 | 3095.4537 | 1764.4069 | 12091.1366 | 6945.104 | 864.401 | 2379.7519 | 282.9149 | 2876.2102 | 1552.7712 | 2217.0585 | 1210.5393 | 4755.1282 | 2108.4298 | 9712.4875 | 1970.8173 | 4345.3363 | 1524.5597 | 2854.6692 | 8288.8391 | 1865.3195 | 284.6959 | 1392.6877 | 3374.3851 | 757.6155 | 83.1844
2027 | 2 | 6 | 3 | MW | 9877.5618 | 3087.6754 | 1721.7889 | 11885.3005 | 7192.3105 | 858.5075 | 2391.9804 | 278.045 | 2790.6045 | 1542.7952 | 2200.5498 | 1229.2188 | 4863.8199 | 2122.729 | 9470.0684 | 1895.8542 | 4315.7679 | 1514.1653 | 2867.5903 | 7950.9869 | 1802.7213 | 281.0118 | 1410.8543 | 3400.0883 | 777.6309 | 84.468
2027 | 2 | 6 | 4 | MW | 9865.9009 | 3245.8298 | 1757.0456 | 11994.8294 | 7183.8196 | 867.3477 | 2441.2836 | 280.2927 | 2755.3332 | 1547.3993 | 2246.6628 | 1264.1201 | 5090.6334 | 2169.8857 | 9516.9833 | 1921.7507 | 4330.5517 | 1529.7569 | 2969.0616 | 7973.8154 | 1797.0299 | 283.4466 | 1466.8507 | 3530.8928 | 808.9322 | 86.8663
2027 | 2 | 6 | 5 | MW | 10196.333 | 3527.5685 | 1830.6583 | 12950.3785 | 7424.4225 | 890.0924 | 2560.0769 | 294.091 | 2832.1218 | 1575.6638 | 2389.5592 | 1353.586 | 5432.59 | 2355.1683 | 9831.2241 | 2059.1379 | 4445.5927 | 1569.8721 | 3238.5118 | 8667.7814 | 1909.0675 | 292.8009 | 1608.7645 | 3831.9122 | 866.1576 | 93.0141
2027 | 2 | 6 | 6 | MW | 10835.1685 | 3992.9555 | 2032.5126 | 15029.5552 | 7889.5882 | 952.1571 | 2763.501 | 329.1799 | 3051.4638 | 1647.5398 | 2634.9305 | 1504.826 | 5654.4403 | 2730.5989 | 10867.2461 | 2385.7064 | 4726.0341 | 1679.3367 | 3541.4056 | 10069.4045 | 2185.4243 | 311.7339 | 1769.6992 | 4142.0696 | 960.3265 | 103.4068
2027 | 2 | 6 | 7 | MW | 11830.3499 | 4155.4313 | 2306.8185 | 17541.1728 | 8614.226 | 1051.4237 | 2902.0928 | 364.581 | 3364.8619 | 1720.055 | 2820.5236 | 1591.5055 | 5664.366 | 3282.1844 | 12646.8604 | 2803.5934 | 5105.3454 | 1854.415 | 3616.654 | 11706.1623 | 2565.9952 | 338.9641 | 1820.3523 | 4229.4625 | 1006.1766 | 109.3631
2027 | 2 | 6 | 8 | MW | 12741.3012 | 4053.0196 | 2375.3948 | 18776.213 | 9277.5318 | 1059.6191 | 2853.3722 | 390.1173 | 3561.7919 | 1772.3629 | 2858.0974 | 1581.3465 | 5660.8924 | 3479.9401 | 13822.6455 | 3004.2234 | 5205.6018 | 1868.8695 | 3516.7029 | 12655.8047 | 2776.197 | 345.9799 | 1787.0114 | 4268.3032 | 1007.1469 | 108.665
2027 | 2 | 6 | 9 | MW | 12847.5602 | 3902.6435 | 2340.3318 | 18460.848 | 9354.9039 | 1058.8824 | 2811.6391 | 408.0364 | 3737.7795 | 1809.0677 | 2866.068 | 1578.07 | 5656.4255 | 3406.01 | 14434.8306 | 2974.2374 | 5255.0372 | 1867.57 | 3484.3994 | 13452.4893 | 2925.2239 | 348.7029 | 1759.0138 | 4274.5871 | 997.1833 | 108.4399
2027 | 2 | 6 | 10 | MW | 12778.8818 | 3830.4806 | 2323.4783 | 17663.9233 | 9304.896 | 1062.2897 | 2777.2824 | 423.021 | 3859.3913 | 1839.7624 | 2932.6766 | 1562.667 | 5633.0991 | 3323.2571 | 14763.9086 | 2913.4493 | 5290.612 | 1873.5796 | 3475.6584 | 13963.8335 | 3031.9263 | 350.2726 | 1732.5117 | 4283.1554 | 964.2057 | 107.3814
2027 | 2 | 6 | 11 | MW | 12692.0596 | 3686.1547 | 2296.9386 | 17095.5104 | 9241.6767 | 1062.9342 | 2762.1424 | 433.0107 | 3920.0131 | 1860.2249 | 2926.9842 | 1542.6768 | 5597.861 | 3210.9931 | 14832.1208 | 2903.9084 | 5303.0862 | 1874.7164 | 3430.4331 | 14303.9692 | 3094.8807 | 350.1124 | 1704.7274 | 4266.5903 | 945.6011 | 106.0078
2027 | 2 | 6 | 12 | MW | 12615.6111 | 3569.0517 | 2275.823 | 16595.066 | 9186.011 | 1053.0811 | 2753.7956 | 441.0025 | 3950.5081 | 1876.5949 | 2872.33 | 1529.5683 | 5561.1339 | 3107.552 | 14755.1645 | 2855.6592 | 5277.2137 | 1857.3383 | 3377.9878 | 14331.3669 | 3104.8389 | 346.2361 | 1673.7364 | 4216.8967 | 930.9646 | 105.107
2027 | 2 | 6 | 13 | MW | 12470.4785 | 3483.9246 | 2253.933 | 16173.9396 | 9080.3332 | 1042.7679 | 2731.4733 | 445.7476 | 3932.1376 | 1886.3156 | 2837.6029 | 1515.9679 | 5504.5546 | 3060.3942 | 14589.3433 | 2827.0365 | 5232.3983 | 1839.1487 | 3324.0215 | 14265.1649 | 3089.1893 | 341.1105 | 1678.6531 | 4153.4941 | 905.5709 | 104.1724
2027 | 2 | 6 | 14 | MW | 12342.1906 | 3478.7397 | 2205.5033 | 15828.3638 | 8986.9209 | 1036.0457 | 2540.0842 | 453.7395 | 3924.7894 | 1902.6856 | 2807.9986 | 1502.3676 | 5419.6863 | 2967.9059 | 14396.988 | 2796.7788 | 5190.8172 | 1827.2927 | 3298.1785 | 14180.7013 | 3052.555 | 338.1632 | 1652.151 | 4136.929 | 877.7074 | 103.2379
2027 | 2 | 6 | 15 | MW | 12243.7134 | 3404.8479 | 2164.6287 | 15471.4501 | 8915.215 | 1026.469 | 2542.4131 | 431.6995 | 3889.1515 | 1857.5395 | 2748.7911 | 1500.2379 | 5431.1011 | 2885.7606 | 14233.3185 | 2754.7997 | 5126.598 | 1810.402 | 3239.652 | 13829.148 | 3007.0285 | 332.9735 | 1624.58 | 4155.7787 | 840.1458 | 103.0915
2027 | 2 | 6 | 16 | MW | 12330.5297 | 3421.2681 | 2141.1891 | 15599.8636 | 8978.43 | 1020.7597 | 2562.9884 | 407.1623 | 3848.0016 | 1807.2778 | 2731.1422 | 1515.64 | 5547.7339 | 2880.2842 | 14093.9931 | 2735.9895 | 5100.2631 | 1800.3325 | 3247.6329 | 13358.9003 | 2969.6831 | 330.4106 | 1626.7178 | 4231.1774 | 829.6531 | 104.1499
2027 | 2 | 6 | 17 | MW | 12631.1571 | 3475.2827 | 2166.1783 | 16164.509 | 9197.3308 | 1010.9988 | 2650.1423 | 392.4275 | 3835.5097 | 1777.0946 | 3562.3296 | 1562.667 | 5830.1333 | 2966.6884 | 13973.7133 | 2787.2379 | 5121.9773 | 1783.117 | 3265.875 | 13123.7711 | 2934.8271 | 328.1361 | 1675.4464 | 4468.2225 | 850.374 | 107.3814
2027 | 2 | 6 | 18 | MW | 13132.6358 | 3844.3083 | 2344.5939 | 17539.289 | 9562.4806 | 1043.5966 | 2814.7447 | 438.0056 | 3990.555 | 1870.4561 | 4013.7896 | 1634.7642 | 5830.1333 | 3162.3151 | 14752.9287 | 2982.6881 | 5325.2627 | 1840.6103 | 3532.6646 | 14080.2575 | 3160.6796 | 342.2318 | 1791.7136 | 4516.2032 | 932.2873 | 112.3357
2027 | 2 | 6 | 19 | MW | 13245.3718 | 3991.2274 | 2548.9669 | 18158.6929 | 9644.569 | 1119.5658 | 2827.1682 | 466.9134 | 4187.4849 | 1929.6707 | 4094.0612 | 1640.991 | 5771.5687 | 3230.4639 | 15972.8553 | 3077.2787 | 5552.1104 | 1974.5984 | 3652.3782 | 15643.9583 | 3449.8415 | 365.97 | 1819.2834 | 4476.2193 | 975.0519 | 112.7636
2027 | 2 | 6 | 20 | MW | 13136.5266 | 4058.6372 | 2471.4789 | 17775.3476 | 9565.3138 | 1129.6031 | 2820.7619 | 468.0997 | 4098.94 | 1932.1009 | 4137.897 | 1584.9517 | 5494.1325 | 3121.8512 | 15785.1311 | 3056.2892 | 5516.5356 | 1992.3014 | 3655.4188 | 15331.2203 | 3371.5937 | 363.3431 | 1790.2169 | 4340.2742 | 963.0597 | 108.9128
2027 | 2 | 6 | 21 | MW | 12887.7269 | 3927.2746 | 2373.4575 | 17225.8077 | 9384.1511 | 1115.6983 | 2756.7071 | 450.3679 | 3973.2875 | 1895.7789 | 4027.4515 | 1500.5658 | 5185.9244 | 3011.1075 | 15220.8312 | 2930.6223 | 5367.7678 | 1967.7774 | 3545.9666 | 14614.4259 | 3173.4835 | 358.5378 | 1707.9329 | 4076.3825 | 920.5597 | 103.1141
2027 | 2 | 6 | 22 | MW | 11638.5677 | 3671.0299 | 2238.0484 | 16039.863 | 8474.5804 | 1064.4997 | 2591.9105 | 414.5298 | 3776.725 | 1822.3683 | 3679.6066 | 1381.6056 | 4932.3109 | 2810.0054 | 14174.8892 | 2754.254 | 5130.2939 | 1877.4774 | 3339.9832 | 13304.1049 | 2839.1513 | 348.6388 | 1570.9347 | 3785.0729 | 852.9316 | 94.9395
2027 | 2 | 6 | 23 | MW | 10753.5302 | 3444.1703 | 2073.7748 | 14521.564 | 7830.1437 | 983.0972 | 2464.5769 | 364.7059 | 3491.2492 | 1720.3102 | 3208.2206 | 1298.8575 | 4794.8333 | 2515.8064 | 12675.605 | 2441.043 | 4793.4876 | 1733.9063 | 3120.3185 | 11514.411 | 2455.0248 | 327.4634 | 1451.0353 | 3526.8935 | 791.1214 | 89.2533
2027 | 2 | 6 | 24 | MW | 10035.6485 | 3254.4718 | 1939.7215 | 13142.993 | 7307.4207 | 918.178 | 2450.7949 | 326.745 | 3196.2216 | 1642.5518 | 2845.5724 | 1243.9659 | 4811.2112 | 2310.7492 | 11225.1923 | 2129.194 | 4537.0715 | 1619.4072 | 2980.4632 | 9950.6992 | 2117.847 | 308.3702 | 1416.6254 | 3488.0528 | 764.493 | 85.4813
2027 | 2 | 7 | 1 | MW | 9637.8369 | 3165.4568 | 1853.7111 | 12376.2908 | 7017.7556 | 882.1731 | 2385.9633 | 298.961 | 2979.0841 | 1585.6398 | 2359.9549 | 1213.9797 | 4765.551 | 2201.5268 | 10288.8265 | 2062.1359 | 4373.9815 | 1555.9048 | 2899.1344 | 8962.26 | 1941.4327 | 292.9291 | 1386.49 | 3409.798 | 751.0907 | 83.4208
2027 | 2 | 7 | 2 | MW | 9551.0206 | 3146.4433 | 1767.6999 | 12047.7042 | 6954.5406 | 856.4817 | 2374.5108 | 283.9764 | 2851.5946 | 1554.9451 | 2258.6182 | 1205.6233 | 4781.4332 | 2165.3229 | 9850.2393 | 2006.5275 | 4298.6737 | 1510.5923 | 2869.4907 | 8373.3027 | 1826.9067 | 286.3938 | 1377.0856 | 3352.6793 | 751.6196 | 82.8465
2027 | 2 | 7 | 3 | MW | 9898.2976 | 3108.417 | 1719.2702 | 11775.7716 | 7207.4091 | 848.3783 | 2383.0518 | 279.481 | 2778.48 | 1545.737 | 2236.4161 | 1216.2742 | 4877.2206 | 2141.5921 | 9559.4945 | 1938.1062 | 4294.5153 | 1496.3001 | 2882.7926 | 8035.4505 | 1777.4685 | 282.8058 | 1399.5266 | 3377.8128 | 776.8373 | 83.5784
2027 | 2 | 7 | 4 | MW | 9903.4815 | 3286.0159 | 1731.6679 | 12093.0204 | 7211.1838 | 856.0214 | 2424.5908 | 279.8556 | 2725.9412 | 1546.5038 | 2270.5736 | 1262.8093 | 5091.626 | 2206.0906 | 9568.451 | 1943.0119 | 4325.9325 | 1509.7804 | 2993.0042 | 8012.6231 | 1773.1994 | 285.2085 | 1461.2941 | 3511.4715 | 803.1134 | 86.7762
2027 | 2 | 7 | 5 | MW | 10210.5859 | 3558.2483 | 1799.8574 | 13012.6956 | 7434.8007 | 881.3444 | 2542.4131 | 292.8423 | 2822.9366 | 1573.106 | 2421.4396 | 1356.8633 | 5440.5311 | 2394.7185 | 9889.797 | 2072.2225 | 4468.2316 | 1554.4431 | 3253.7133 | 8711.1538 | 1894.4841 | 294.9153 | 1598.2924 | 3843.3348 | 858.3092 | 93.2393
2027 | 2 | 7 | 6 | MW | 10832.5765 | 4021.4754 | 1986.0202 | 15216.5067 | 7887.7009 | 943.0407 | 2733.8022 | 332.0519 | 3034.9304 | 1653.4222 | 2661.6869 | 1508.9223 | 5654.9366 | 2777.7556 | 10919.2189 | 2430.1389 | 4789.7917 | 1663.258 | 3568.7689 | 10089.9582 | 2188.6262 | 313.3997 | 1784.447 | 4183.7664 | 951.1565 | 103.6883
2027 | 2 | 7 | 7 | MW | 11826.4591 | 4186.5428 | 2229.5243 | 17588.3845 | 8611.3928 | 1028.771 | 2874.3359 | 366.8287 | 3349.0633 | 1724.659 | 2859.2365 | 1600.6817 | 5662.3807 | 3271.5365 | 12780.7062 | 2824.583 | 5155.2424 | 1814.462 | 3618.9345 | 11738.1227 | 2593.7375 | 343.385 | 1828.4746 | 4283.1554 | 997.6235 | 109.9937
2027 | 2 | 7 | 8 | MW | 12694.6516 | 4106.1698 | 2282.2161 | 18445.7426 | 9243.564 | 1046.0828 | 2842.6966 | 394.1132 | 3529.4598 | 1780.5479 | 2895.6712 | 1601.3376 | 5652.9513 | 3454.9929 | 14029.1552 | 2978.5986 | 5267.9731 | 1844.9952 | 3520.5037 | 12651.2312 | 2814.6097 | 352.0986 | 1803.2547 | 4351.1271 | 1002.473 | 110.0388
2027 | 2 | 7 | 9 | MW | 12808.6865 | 3949.3116 | 2261.2942 | 18028.3955 | 9326.5981 | 1053.7256 | 2803.8749 | 408.5983 | 3718.3068 | 1810.2184 | 2911.6125 | 1595.1108 | 5640.0476 | 3350.6392 | 14576.8215 | 3001.7699 | 5303.5478 | 1858.475 | 3504.1619 | 13372.5883 | 2957.2353 | 352.8354 | 1770.3403 | 4351.1271 | 995.3315 | 109.6109
2027 | 2 | 7 | 10 | MW | 12730.9391 | 3881.9027 | 2269.8184 | 17350.442 | 9269.9867 | 1059.5272 | 2771.4594 | 422.2718 | 3855.7172 | 1838.2278 | 2974.8058 | 1584.4599 | 5616.2248 | 3300.4388 | 14956.7959 | 2966.3325 | 5308.1685 | 1868.7073 | 3491.6201 | 13808.6052 | 3046.8647 | 354.8537 | 1745.3349 | 4364.2645 | 967.3802 | 108.879
2027 | 2 | 7 | 11 | MW | 12688.1746 | 3726.3408 | 2268.4617 | 16850.0093 | 9238.8478 | 1059.1588 | 2762.7243 | 434.2594 | 3915.6042 | 1862.7827 | 2973.0972 | 1563.1589 | 5594.3874 | 3241.1129 | 15072.4469 | 2939.3458 | 5288.3016 | 1868.0576 | 3441.4545 | 14057.4224 | 3085.9886 | 353.7645 | 1732.0839 | 4325.9954 | 948.8634 | 107.4152
2027 | 2 | 7 | 12 | MW | 12609.1283 | 3610.9667 | 2250.0585 | 16425.1037 | 9181.2906 | 1050.2266 | 2759.4244 | 442.1263 | 3951.9778 | 1878.8974 | 2913.8897 | 1541.366 | 5559.6449 | 3142.8433 | 14950.6887 | 2878.8294 | 5255.0372 | 1852.3037 | 3389.7686 | 13913.6116 | 3082.7868 | 350.1445 | 1720.115 | 4260.878 | 933.081 | 105.9177
2027 | 2 | 7 | 13 | MW | 12464.0014 | 3528.4329 | 2215.1894 | 15936.0089 | 9075.617 | 1038.8083 | 2733.2203 | 443.7497 | 3929.9332 | 1882.222 | 2892.256 | 1521.3749 | 5506.5399 | 3047.0075 | 14720.5431 | 2836.0316 | 5217.6144 | 1832.165 | 3343.784 | 13831.4293 | 3065.715 | 345.0828 | 1690.4074 | 4205.4722 | 912.36 | 104.544
2027 | 2 | 7 | 14 | MW | 12356.4494 | 3468.3689 | 2183.2257 | 15560.1988 | 8997.3033 | 1035.9535 | 2546.6839 | 445.7476 | 3918.1761 | 1886.3156 | 2862.6517 | 1508.1025 | 5433.0863 | 2963.0382 | 14537.0808 | 2786.1476 | 5179.2669 | 1827.13 | 3299.6988 | 13721.8602 | 3028.3695 | 342.1356 | 1653.6465 | 4158.0632 | 885.5558 | 103.6319
2027 | 2 | 7 | 15 | MW | 12216.5006 | 3358.6115 | 2156.6869 | 15235.3914 | 8895.4002 | 1021.1281 | 2536.5901 | 456.112 | 3875.19 | 1907.5449 | 2814.2616 | 1499.2542 | 5452.4428 | 2855.0332 | 14333.9743 | 2750.4374 | 5148.7745 | 1800.9822 | 3226.3509 | 13388.5685 | 2968.9719 | 335.9207 | 1642.9598 | 4151.2096 | 853.5485 | 103.0239
2027 | 2 | 7 | 16 | MW | 12246.3053 | 3391.8846 | 2141.3829 | 15411.0167 | 8917.1024 | 1007.6837 | 2565.318 | 432.3863 | 3826.3244 | 1858.9465 | 2786.3649 | 1518.0976 | 5531.3553 | 2805.4416 | 14154.1946 | 2763.7949 | 5145.5401 | 1777.2701 | 3241.5524 | 13011.9097 | 2920.2448 | 333.5181 | 1659.6309 | 4196.3341 | 830.0944 | 104.3188
2027 | 2 | 7 | 17 | MW | 12535.2718 | 3462.7512 | 2147.7751 | 16005.8729 | 9127.5122 | 1002.1586 | 2650.5307 | 415.5287 | 3838.8164 | 1824.4156 | 3596.4872 | 1565.4525 | 5829.1407 | 2905.5363 | 14101.0818 | 2813.1344 | 5164.0207 | 1767.5253 | 3269.2958 | 12932.0197 | 2909.2194 | 331.7561 | 1696.3918 | 4450.5161 | 843.6727 | 107.5729
2027 | 2 | 7 | 18 | MW | 13045.8195 | 3797.6393 | 2290.9331 | 17250.3555 | 9499.2656 | 1029.1394 | 2809.892 | 445.3105 | 4012.2321 | 1885.4201 | 3982.4766 | 1666.3882 | 5824.6738 | 3173.8756 | 14776.2105 | 2984.0512 | 5387.1724 | 1815.1117 | 3529.6248 | 14093.9563 | 3152.8548 | 343.6093 | 1825.6957 | 4563.0406 | 925.4093 | 114.5088
2027 | 2 | 7 | 19 | MW | 13233.7109 | 3957.5226 | 2518.7466 | 17926.4135 | 9636.0781 | 1109.2523 | 2819.0156 | 478.1518 | 4184.1791 | 1952.6909 | 4059.333 | 1682.2822 | 5785.962 | 3320.8232 | 15947.3241 | 3121.7113 | 5628.3423 | 1956.4084 | 3637.5567 | 15511.5542 | 3456.9551 | 366.0341 | 1856.0444 | 4509.3477 | 966.5866 | 115.601
2027 | 2 | 7 | 20 | MW | 13095.061 | 4003.3263 | 2496.2751 | 17597.8268 | 9535.1207 | 1123.0651 | 2807.5631 | 466.5388 | 4076.8963 | 1928.9028 | 4110.0014 | 1635.2552 | 5505.5479 | 3283.4019 | 15729.8111 | 3109.4452 | 5571.9773 | 1980.7702 | 3620.4548 | 15335.783 | 3353.8096 | 361.6132 | 1832.9623 | 4353.9832 | 955.2124 | 112.3695
2027 | 2 | 7 | 21 | MW | 12817.7555 | 3904.8042 | 2410.8453 | 17046.4031 | 9333.2017 | 1116.2509 | 2748.3603 | 447.8704 | 3957.1215 | 1890.6633 | 4026.883 | 1547.5919 | 5210.2441 | 3138.8881 | 15128.3744 | 3000.6796 | 5454.626 | 1968.752 | 3528.8646 | 14806.1772 | 3162.8142 | 353.2199 | 1764.3559 | 4092.9477 | 917.9154 | 106.3455
2027 | 2 | 7 | 22 | MW | 11612.6538 | 3670.5981 | 2280.085 | 15930.3341 | 8455.7113 | 1069.2881 | 2590.1635 | 412.7191 | 3782.6027 | 1818.6597 | 3698.3935 | 1429.1236 | 4954.6447 | 2940.5238 | 14127.5435 | 2806.0469 | 5236.095 | 1885.9227 | 3314.5203 | 13696.7438 | 2860.4923 | 339.3485 | 1614.9622 | 3804.4941 | 852.2258 | 98.2048
2027 | 2 | 7 | 23 | MW | 10756.1222 | 3440.2808 | 2093.5338 | 14546.1118 | 7832.031 | 991.4771 | 2468.4587 | 358.2125 | 3541.5843 | 1707.0096 | 3238.964 | 1340.4775 | 4809.2259 | 2645.1084 | 12704.083 | 2520.913 | 4885.8897 | 1748.6861 | 3100.1768 | 11840.8478 | 2477.4319 | 318.4614 | 1493.7794 | 3577.7302 | 793.3258 | 92.1133
2027 | 2 | 7 | 24 | MW | 10091.3729 | 3257.9287 | 1945.9208 | 13362.0625 | 7347.9962 | 923.7031 | 2446.3305 | 321.1257 | 3251.7005 | 1631.0412 | 2882.0093 | 1281.4888 | 4833.5456 | 2474.4299 | 11252.8383 | 2207.1563 | 4607.2971 | 1629.1519 | 2953.0999 | 10192.6833 | 2140.9652 | 302.0592 | 1415.1287 | 3537.1748 | 771.2824 | 88.0598
2027 | 2 | 8 | 1 | MW | 9685.7854 | 3159.4066 | 1856.2289 | 12497.1575 | 7052.6691 | 886.7773 | 2385.1872 | 292.4052 | 3025.0103 | 1572.2105 | 2406.069 | 1255.4358 | 4757.6105 | 2370.9877 | 10371.0721 | 2137.1001 | 4443.7447 | 1564.0252 | 2861.8899 | 9201.952 | 1962.7737 | 291.4875 | 1384.78 | 3463.4909 | 756.2048 | 86.2695
2027 | 2 | 8 | 2 | MW | 9611.9231 | 3142.9863 | 1792.8829 | 12342.3007 | 6998.8866 | 862.9278 | 2375.2876 | 283.2272 | 2892.0088 | 1553.4104 | 2325.2278 | 1242.4912 | 4767.5363 | 2345.4318 | 9859.3923 | 2046.8706 | 4368.4368 | 1521.9614 | 2843.2676 | 8599.298 | 1842.9113 | 284.0553 | 1382.4289 | 3412.0844 | 756.822 | 85.38
2027 | 2 | 8 | 3 | MW | 9966.976 | 3139.5294 | 1768.0875 | 12313.9737 | 7257.417 | 858.7839 | 2391.2044 | 276.7338 | 2816.6906 | 1540.1098 | 2308.1485 | 1244.6209 | 4866.7978 | 2372.2052 | 9574.266 | 1992.3526 | 4372.1336 | 1514.6528 | 2841.3681 | 8213.5074 | 1805.9219 | 279.9547 | 1399.9544 | 3438.3574 | 772.8695 | 85.5263
2027 | 2 | 8 | 4 | MW | 9996.7748 | 3279.1029 | 1779.1294 | 12793.6379 | 7279.115 | 866.611 | 2430.6079 | 273.175 | 2750.5577 | 1532.8192 | 2340.5985 | 1270.8378 | 5072.7665 | 2485.6866 | 9591.7779 | 2016.8859 | 4416.0242 | 1528.4575 | 2953.8601 | 8140.458 | 1799.5194 | 282.3253 | 1457.0197 | 3533.747 | 803.0245 | 87.3279
2027 | 2 | 8 | 5 | MW | 10289.6322 | 3537.9393 | 1857.7785 | 13762.4086 | 7492.358 | 887.3299 | 2534.8431 | 286.2864 | 2823.304 | 1559.6767 | 2491.4644 | 1357.0273 | 5377.0034 | 2679.1822 | 9900.2506 | 2170.6286 | 4566.1784 | 1564.9998 | 3201.6482 | 8706.589 | 1906.5768 | 292.9291 | 1592.7345 | 3826.7715 | 854.0776 | 93.2505
2027 | 2 | 8 | 6 | MW | 10898.6629 | 3987.3379 | 2054.2097 | 15841.5854 | 7935.8215 | 944.2378 | 2718.468 | 321.5628 | 3033.8282 | 1631.9367 | 2749.3607 | 1509.2493 | 5626.6469 | 2980.6839 | 10838.3648 | 2493.3805 | 4853.5493 | 1665.3693 | 3540.6454 | 9987.2222 | 2170.8421 | 309.94 | 1784.0192 | 4152.9225 | 943.397 | 103.7107
2027 | 2 | 8 | 7 | MW | 11842.0109 | 4159.7518 | 2267.6873 | 18285.2227 | 8622.7168 | 1030.3364 | 2859.972 | 357.0887 | 3355.6767 | 1704.7071 | 2925.8451 | 1608.3832 | 5658.4108 | 3476.8986 | 12627.0778 | 2897.6384 | 5216.6905 | 1817.2231 | 3599.1719 | 11596.5932 | 2539.6751 | 336.5935 | 1820.5668 | 4268.8748 | 989.8651 | 110.5229
2027 | 2 | 8 | 8 | MW | 12724.4563 | 4081.9713 | 2339.5566 | 19246.4349 | 9265.2662 | 1048.5692 | 2837.8438 | 378.3169 | 3536.808 | 1748.1908 | 2947.4787 | 1602.3204 | 5664.863 | 3663.0926 | 13873.5059 | 3082.1856 | 5351.5976 | 1849.3805 | 3492.0002 | 12589.6027 | 2757.3467 | 344.1539 | 1795.988 | 4327.1367 | 999.3874 | 110.1063
2027 | 2 | 8 | 9 | MW | 12883.8419 | 3923.3851 | 2323.2845 | 18757.3283 | 9381.3223 | 1052.2524 | 2801.7401 | 399.2329 | 3717.572 | 1791.0354 | 2951.4635 | 1602.8123 | 5653.9433 | 3577.2971 | 14413.067 | 3102.0849 | 5379.3181 | 1855.8766 | 3461.9772 | 13263.0192 | 2914.1985 | 345.0508 | 1771.1959 | 4336.8464 | 996.1251 | 110.1401
2027 | 2 | 8 | 10 | MW | 12909.7557 | 3849.0623 | 2325.9969 | 18362.6452 | 9400.1913 | 1056.4882 | 2766.6067 | 424.2697 | 3836.2445 | 1842.3203 | 2998.7167 | 1582.1663 | 5614.7352 | 3484.2001 | 14724.3989 | 3073.4621 | 5383.0141 | 1863.3474 | 3444.4952 | 13651.0955 | 2999.2038 | 346.3323 | 1751.1061 | 4330.5645 | 967.9093 | 108.7214
2027 | 2 | 8 | 11 | MW | 12809.9796 | 3695.6611 | 2313.0169 | 17675.2611 | 9327.5397 | 1054.1862 | 2753.4072 | 428.2656 | 3908.6234 | 1850.5052 | 2966.2657 | 1562.831 | 5566.0971 | 3337.8612 | 14869.0518 | 3051.6551 | 5372.3878 | 1859.2874 | 3369.2468 | 13931.8731 | 3039.7511 | 345.6915 | 1735.0761 | 4282.5838 | 952.9193 | 107.3927
2027 | 2 | 8 | 12 | MW | 12721.8643 | 3574.2367 | 2282.7975 | 17097.3941 | 9263.3789 | 1041.847 | 2741.1787 | 432.0742 | 3916.339 | 1858.3063 | 2907.0582 | 1536.2861 | 5517.4589 | 3182.3946 | 14738.5509 | 2966.0597 | 5313.2509 | 1837.5244 | 3311.4805 | 13703.5987 | 3019.8336 | 341.2706 | 1704.5129 | 4230.6057 | 936.9602 | 105.5686
2027 | 2 | 8 | 13 | MW | 12554.7087 | 3508.555 | 2232.8182 | 16547.8542 | 9141.6651 | 1030.981 | 2713.8095 | 429.6392 | 3900.1738 | 1853.3183 | 2878.593 | 1515.64 | 5442.5164 | 3098.1204 | 14510.8478 | 2917.8105 | 5263.8155 | 1818.3598 | 3263.5946 | 13527.8275 | 2984.9776 | 336.2731 | 1697.033 | 4197.4754 | 905.9232 | 104.1499
2027 | 2 | 8 | 14 | MW | 12404.392 | 3329.6598 | 2194.4614 | 16037.9792 | 9032.2126 | 1027.3897 | 2537.7546 | 436.9442 | 3889.5181 | 1868.2823 | 2831.3409 | 1498.5992 | 5336.3064 | 2991.6367 | 14289.0883 | 2837.9405 | 5191.742 | 1812.0258 | 3220.2696 | 13315.5224 | 2956.8792 | 332.3007 | 1684.423 | 4126.6477 | 879.3835 | 102.9789
2027 | 2 | 8 | 15 | MW | 12239.8225 | 3230.7059 | 2155.7178 | 15652.7384 | 8912.3819 | 1010.7227 | 2527.2731 | 419.8367 | 3851.3083 | 1833.2398 | 2773.84 | 1493.0283 | 5322.4094 | 2867.2024 | 14105.6998 | 2769.2463 | 5104.8831 | 1782.63 | 3140.8412 | 12991.3669 | 2912.0639 | 330.0902 | 1624.58 | 4150.638 | 838.9998 | 102.5961
2027 | 2 | 8 | 16 | MW | 12162.0751 | 3324.0422 | 2176.0582 | 15526.2087 | 8855.7704 | 998.8438 | 2554.4481 | 413.6556 | 3803.9124 | 1820.5784 | 2760.1769 | 1498.1074 | 5352.6843 | 2863.5522 | 13881.4182 | 2726.1769 | 5061.9164 | 1761.6789 | 3162.5032 | 12607.8642 | 2840.2186 | 327.5274 | 1625.4344 | 4197.4754 | 821.4534 | 102.9451
2027 | 2 | 8 | 17 | MW | 12343.4895 | 3375.0317 | 2174.5086 | 15975.662 | 8987.8667 | 991.6613 | 2639.855 | 391.6782 | 3787.7464 | 1775.5599 | 3573.1459 | 1539.7274 | 5505.5479 | 2863.5522 | 13750.0596 | 2739.8062 | 5048.5181 | 1749.0109 | 3204.3079 | 12699.1717 | 2840.9297 | 324.9326 | 1670.9586 | 4352.84 | 839.2644 | 105.8051
2027 | 2 | 8 | 18 | MW | 12828.1233 | 3646.3996 | 2283.1851 | 17063.404 | 9340.751 | 1017.0762 | 2755.3484 | 413.9678 | 4001.2107 | 1821.2175 | 3991.0168 | 1609.694 | 5563.6155 | 3017.1926 | 14492.083 | 2938.5284 | 5242.1006 | 1793.8358 | 3442.2147 | 13929.5918 | 3114.0859 | 338.3874 | 1793.4236 | 4427.0955 | 920.0306 | 110.613
2027 | 2 | 8 | 19 | MW | 12981.0261 | 3760.0457 | 2447.8455 | 17448.6448 | 9452.0866 | 1088.4415 | 2748.1661 | 441.9391 | 4219.817 | 1878.5135 | 4090.0753 | 1612.1516 | 5550.7118 | 3095.0778 | 15644.5253 | 3069.101 | 5428.7535 | 1919.7039 | 3514.4233 | 15335.783 | 3391.8673 | 361.3249 | 1821.6346 | 4351.6987 | 961.0323 | 110.7819
2027 | 2 | 8 | 20 | MW | 12809.9796 | 3795.0476 | 2406.5833 | 17029.4139 | 9327.5397 | 1091.8485 | 2731.8617 | 432.3863 | 4090.123 | 1858.9465 | 4134.4817 | 1564.9606 | 5364.596 | 3050.355 | 15438.0932 | 3025.7587 | 5385.3244 | 1925.7131 | 3474.5182 | 14931.7374 | 3285.5211 | 355.8148 | 1774.8293 | 4196.3341 | 947.1005 | 107.5391
2027 | 2 | 8 | 21 | MW | 12556.0017 | 3738.8723 | 2337.0388 | 16683.8264 | 9142.6067 | 1084.1134 | 2693.2342 | 416.2779 | 3990.555 | 1825.9492 | 4079.8286 | 1510.0691 | 5135.3009 | 2980.0751 | 14928.2893 | 2933.8932 | 5296.6183 | 1912.0705 | 3406.4905 | 14527.6809 | 3212.9635 | 348.0302 | 1704.2996 | 4017.549 | 919.4137 | 103.7671
2027 | 2 | 8 | 22 | MW | 11497.3258 | 3559.1127 | 2222.3569 | 15883.1223 | 8371.7357 | 1050.8711 | 2566.8709 | 391.9279 | 3879.598 | 1776.0715 | 3817.3791 | 1413.7215 | 4910.4734 | 2827.3473 | 14140.7454 | 2805.774 | 5099.3391 | 1853.4405 | 3261.3149 | 13605.4363 | 2949.7655 | 339.0922 | 1598.5057 | 3790.2135 | 871.3595 | 97.1464
2027 | 2 | 8 | 23 | MW | 10756.1222 | 3389.2921 | 2079.5865 | 14665.083 | 7832.031 | 991.4771 | 2462.0531 | 352.968 | 3683.0363 | 1696.2668 | 3428.5419 | 1324.0916 | 4755.1282 | 2580.0011 | 12837.134 | 2569.1622 | 4793.0253 | 1748.6861 | 3108.9178 | 12048.5794 | 2689.4132 | 319.4865 | 1486.9406 | 3608.0025 | 818.1911 | 90.9873
2027 | 2 | 8 | 24 | MW | 10119.8787 | 3211.6923 | 1943.596 | 13596.2257 | 7368.7526 | 927.5705 | 2444.1951 | 314.2578 | 3394.6212 | 1616.9738 | 3077.2806 | 1263.7922 | 4740.2393 | 2417.8417 | 11373.3136 | 2231.6908 | 4544.0011 | 1635.9729 | 2970.582 | 10391.2787 | 2264.7394 | 301.8989 | 1419.4032 | 3507.4722 | 793.5021 | 86.8437
2027 | 2 | 9 | 1 | MW | 9720.7682 | 3093.2931 | 1848.0933 | 12708.6568 | 7078.1418 | 888.9876 | 2371.9877 | 286.2864 | 3155.8074 | 1559.6767 | 2599.6327 | 1239.5418 | 4684.6526 | 2305.5766 | 10405.7021 | 2155.9091 | 4362.8929 | 1567.9235 | 2892.293 | 9375.4429 | 2070.1872 | 287.9956 | 1386.0622 | 3434.3599 | 783.8031 | 85.1773
2027 | 2 | 9 | 2 | MW | 9611.9231 | 3072.1197 | 1775.4488 | 12440.5035 | 6998.8866 | 860.7175 | 2358.4006 | 272.613 | 3002.9657 | 1531.6685 | 2498.297 | 1218.4039 | 4675.7195 | 2241.0781 | 9836.1402 | 2039.7832 | 4257.0918 | 1518.0631 | 2859.2293 | 8743.1131 | 1929.34 | 281.2682 | 1381.7878 | 3357.8199 | 780.8934 | 83.7248
2027 | 2 | 9 | 3 | MW | 9930.6884 | 3024.1553 | 1737.6734 | 12281.8674 | 7230.9944 | 847.2734 | 2369.0762 | 265.5577 | 2959.9788 | 1517.2172 | 2447.6287 | 1210.8663 | 4682.668 | 2233.7766 | 9410.7635 | 2017.1588 | 4222.9034 | 1494.3514 | 2841.7473 | 8348.1918 | 1879.5456 | 275.5979 | 1387.1311 | 3334.9728 | 795.8829 | 83.2068
2027 | 2 | 9 | 4 | MW | 9900.8895 | 3104.0965 | 1731.2812 | 12340.4169 | 7209.2964 | 844.2347 | 2389.069 | 259.2518 | 2843.879 | 1504.2994 | 2435.1037 | 1214.3076 | 4737.2613 | 2279.412 | 9233.1826 | 1981.4485 | 4202.1125 | 1488.992 | 2901.034 | 8026.3197 | 1845.402 | 274.1563 | 1426.2432 | 3350.9663 | 815.1044 | 83.4433
2027 | 2 | 9 | 5 | MW | 10017.5106 | 3227.2489 | 1764.2131 | 12808.7433 | 7294.2136 | 847.5495 | 2435.4607 | 265.4329 | 2805.6683 | 1516.9608 | 2502.2818 | 1238.0671 | 4898.5617 | 2313.7907 | 9208.7718 | 2008.981 | 4251.0863 | 1494.8385 | 3035.5698 | 7971.5319 | 1847.5354 | 277.1996 | 1494.635 | 3464.6322 | 843.4081 | 85.076
2027 | 2 | 9 | 6 | MW | 10173.0053 | 3456.7018 | 1841.5064 | 13645.3212 | 7407.4366 | 866.1507 | 2552.7011 | 283.9764 | 2845.3486 | 1554.9451 | 2618.4196 | 1324.7475 | 5110.9819 | 2409.6265 | 9444.788 | 2158.9071 | 4383.2214 | 1527.6456 | 3211.9095 | 8355.0401 | 1960.2841 | 281.7487 | 1619.0233 | 3648.558 | 906.1 | 91.0324
2027 | 2 | 9 | 7 | MW | 10618.7654 | 3645.9678 | 1965.0992 | 15235.3914 | 7732.0151 | 914.1264 | 2682.3643 | 305.2045 | 3001.4961 | 1598.4289 | 2678.1967 | 1431.4181 | 5213.2214 | 2760.11 | 10474.1265 | 2419.5077 | 4602.2148 | 1612.2613 | 3284.1172 | 9160.8608 | 2154.1252 | 298.4071 | 1678.8664 | 3780.5038 | 978.8433 | 98.3624
2027 | 2 | 9 | 8 | MW | 11454.5613 | 3734.1191 | 2047.8166 | 16647.9408 | 8340.5968 | 943.5013 | 2701.9686 | 328.618 | 3121.2709 | 1646.388 | 2669.088 | 1473.529 | 5290.1498 | 3069.217 | 11523.7339 | 2688.559 | 4752.8305 | 1664.0704 | 3315.2805 | 9793.1895 | 2404.1632 | 306.4801 | 1694.4685 | 3884.4619 | 1021.0776 | 101.2562
2027 | 2 | 9 | 9 | MW | 11878.2926 | 3676.2157 | 2088.885 | 17199.3645 | 8649.1352 | 969.1927 | 2697.5043 | 352.5309 | 3343.9195 | 1695.3713 | 2724.8803 | 1492.8643 | 5299.5793 | 3145.8859 | 12384.8651 | 2849.1163 | 4896.9784 | 1709.3828 | 3358.9855 | 10660.6497 | 2636.0621 | 312.2785 | 1698.743 | 3926.1586 | 1029.454 | 102.5848
2027 | 2 | 9 | 10 | MW | 12116.7244 | 3649.4247 | 2118.3301 | 17308.8933 | 8822.7485 | 988.8987 | 2676.7348 | 372.6977 | 3459.2854 | 1736.6802 | 2804.5834 | 1484.9989 | 5271.7859 | 3105.7258 | 12927.6414 | 2899.2744 | 4975.5206 | 1744.1386 | 3354.4245 | 11096.6556 | 2743.1194 | 316.4111 | 1693.3996 | 3945.0083 | 1002.8265 | 102.0443
2027 | 2 | 9 | 11 | MW | 12119.3164 | 3519.3584 | 2129.1782 | 16866.9985 | 8824.6358 | 997.6467 | 2670.5234 | 381.9382 | 3533.1339 | 1755.609 | 2812.5529 | 1471.7264 | 5253.4227 | 3014.4539 | 13043.4313 | 2884.8266 | 4987.5325 | 1759.5676 | 3287.1579 | 11356.9013 | 2771.929 | 315.9947 | 1654.9287 | 3916.449 | 966.4098 | 101.1323
2027 | 2 | 9 | 12 | MW | 12037.6782 | 3390.1565 | 2092.3718 | 16209.8252 | 8765.1913 | 994.4238 | 2658.1007 | 386.9331 | 3540.4821 | 1765.8402 | 2767.578 | 1443.5428 | 5199.8214 | 2872.6789 | 12973.7975 | 2838.758 | 4945.9514 | 1753.8833 | 3197.4673 | 11256.4575 | 2750.9442 | 312.9193 | 1607.0545 | 3873.609 | 945.2487 | 99.1956
2027 | 2 | 9 | 13 | MW | 11830.3499 | 3312.3751 | 2062.7329 | 15477.1131 | 8614.226 | 984.4787 | 2629.567 | 386.3711 | 3495.6581 | 1764.6895 | 2741.39 | 1423.3887 | 5134.3089 | 2769.2377 | 12666.7075 | 2747.1665 | 4898.8263 | 1736.343 | 3149.9623 | 10961.9701 | 2695.1035 | 307.5052 | 1567.9424 | 3837.0528 | 917.7387 | 97.8107
2027 | 2 | 9 | 14 | MW | 11646.3435 | 3204.3467 | 2031.5444 | 14927.5732 | 8480.2424 | 977.6643 | 2457.783 | 389.3056 | 3461.1224 | 1770.7006 | 2691.2912 | 1407.1668 | 5070.7812 | 2653.0175 | 12434.4322 | 2670.5674 | 4823.0568 | 1724.3243 | 3094.0955 | 10772.5001 | 2675.186 | 304.1735 | 1548.2804 | 3815.347 | 890.2286 | 96.696
2027 | 2 | 9 | 15 | MW | 11506.3948 | 3094.5893 | 2008.4916 | 14557.4379 | 8378.3392 | 959.3396 | 2449.4362 | 387.1204 | 3446.0586 | 1766.2242 | 2642.3304 | 1406.6758 | 5076.2401 | 2569.6559 | 12239.7673 | 2584.1545 | 4802.2659 | 1692.0047 | 3083.4549 | 10672.0672 | 2640.33 | 301.5146 | 1553.837 | 3877.6064 | 858.2213 | 96.6622
2027 | 2 | 9 | 16 | MW | 11499.9178 | 3098.4789 | 1992.6071 | 14559.3334 | 8373.623 | 951.5126 | 2477.1938 | 378.2545 | 3450.835 | 1748.0632 | 2625.8207 | 1443.0519 | 5236.0521 | 2569.0483 | 12134.9714 | 2576.7954 | 4824.9048 | 1678.1999 | 3116.8986 | 10754.2386 | 2620.7686 | 301.835 | 1599.1468 | 4039.2548 | 844.643 | 99.1619
2027 | 2 | 9 | 17 | MW | 11804.4302 | 3177.9875 | 2028.0576 | 15142.8517 | 8595.3526 | 956.5771 | 2559.3009 | 375.32 | 3475.8188 | 1742.0521 | 3467.2548 | 1495.9777 | 5470.8061 | 2660.9278 | 12279.9227 | 2616.5939 | 4880.8082 | 1687.1323 | 3210.0091 | 10765.6561 | 2622.547 | 301.2583 | 1697.2463 | 4305.4309 | 875.6799 | 102.7988
2027 | 2 | 9 | 18 | MW | 12289.064 | 3482.6284 | 2144.2883 | 16158.8342 | 8948.237 | 988.1619 | 2678.2883 | 411.0333 | 3760.5589 | 1815.2064 | 3887.9725 | 1568.8938 | 5535.3258 | 2864.1599 | 13158.1573 | 2780.1504 | 5139.0722 | 1742.8391 | 3523.5435 | 12089.665 | 2984.2653 | 312.4387 | 1834.2445 | 4448.2297 | 961.4725 | 107.8093
2027 | 2 | 9 | 19 | MW | 12444.5646 | 3590.6569 | 2322.3154 | 16876.4409 | 9061.4641 | 1064.1313 | 2682.3643 | 435.3833 | 3955.2845 | 1865.0853 | 3966.5364 | 1569.3848 | 5510.5104 | 2952.0854 | 14366.0671 | 2912.359 | 5413.0449 | 1876.8277 | 3597.6525 | 13420.5289 | 3265.2474 | 331.66 | 1821.6346 | 4367.1206 | 989.6883 | 107.8431
2027 | 2 | 9 | 20 | MW | 12349.9665 | 3620.0412 | 2298.4882 | 16610.1714 | 8992.5829 | 1090.7437 | 2677.3174 | 420.6484 | 3848.369 | 1834.9021 | 3991.5853 | 1530.0593 | 5335.3137 | 2919.8356 | 14324.8642 | 2863.837 | 5360.3759 | 1923.7644 | 3606.3935 | 13315.5224 | 3191.9787 | 326.8226 | 1781.027 | 4244.3148 | 986.2493 | 105.1407
2027 | 2 | 9 | 21 | MW | 12156.8912 | 3547.4456 | 2239.598 | 16194.7198 | 8851.9958 | 1091.3882 | 2646.0664 | 403.541 | 3773.0509 | 1799.8596 | 3964.8288 | 1472.2183 | 5125.8715 | 2858.0758 | 13921.1109 | 2796.506 | 5270.7458 | 1924.9012 | 3536.4654 | 12986.8042 | 3138.2725 | 318.5255 | 1726.7406 | 4084.3793 | 951.5977 | 101.1661
2027 | 2 | 9 | 22 | MW | 11210.9513 | 3373.3037 | 2166.5659 | 15531.8717 | 8163.2131 | 1072.3268 | 2525.1377 | 377.8799 | 3711.6934 | 1747.2953 | 3746.7847 | 1382.4245 | 4903.5249 | 2679.7909 | 13360.4375 | 2697.0096 | 5104.8831 | 1891.2821 | 3378.3679 | 12249.4669 | 2921.6671 | 312.6309 | 1632.4877 | 3871.3244 | 904.336 | 94.9958
2027 | 2 | 9 | 23 | MW | 10556.5699 | 3209.9643 | 2033.4817 | 14342.1594 | 7686.7277 | 1012.8405 | 2423.2321 | 338.358 | 3554.0763 | 1666.34 | 3387.5518 | 1300.0052 | 4750.1657 | 2441.8763 | 12287.2701 | 2489.0193 | 4843.847 | 1786.3651 | 3229.3907 | 10941.4273 | 2628.2373 | 296.0045 | 1554.2648 | 3726.2412 | 858.6626 | 89.3322
2027 | 2 | 9 | 24 | MW | 10005.8497 | 3059.5882 | 1902.9152 | 13280.8607 | 7285.7228 | 950.1313 | 2413.1383 | 303.3939 | 3316.7312 | 1594.7203 | 3055.0774 | 1239.7057 | 4804.2627 | 2268.4592 | 10952.201 | 2182.623 | 4621.1577 | 1675.7638 | 3108.5377 | 9516.9746 | 2273.6315 | 280.9799 | 1491.8561 | 3619.427 | 835.1195 | 85.1886
2027 | 2 | 10 | 1 | MW | 9658.5726 | 2961.0661 | 1816.5172 | 12465.0512 | 7032.8543 | 909.7064 | 2344.4243 | 277.3582 | 3106.5745 | 1541.3882 | 2572.8752 | 1210.7033 | 4661.3262 | 2220.3899 | 10028.4744 | 2116.928 | 4469.618 | 1604.4657 | 3028.3483 | 8624.4089 | 2081.2127 | 269.2228 | 1454.2408 | 3553.1683 | 820.8365 | 83.1956
2027 | 2 | 10 | 2 | MW | 9544.5377 | 2958.4736 | 1735.5423 | 12123.2429 | 6949.8202 | 889.1717 | 2333.5544 | 262.1238 | 2946.7529 | 1510.1829 | 2467.5536 | 1189.0735 | 4657.3556 | 2097.7818 | 9500.8912 | 1986.9 | 4382.7598 | 1568.2483 | 2999.0855 | 7939.5737 | 1952.8144 | 261.342 | 1454.2408 | 3472.629 | 811.8421 | 81.7093
2027 | 2 | 10 | 3 | MW | 9864.602 | 2908.3485 | 1723.5323 | 12015.5978 | 7182.8738 | 878.4899 | 2345.5894 | 255.9427 | 2872.1687 | 1497.5215 | 2422.0092 | 1182.1918 | 4638.9924 | 2080.7438 | 9126.0199 | 1910.0292 | 4345.7987 | 1549.4086 | 2993.3843 | 7590.3083 | 1867.0979 | 256.9532 | 1477.5374 | 3445.2128 | 825.7739 | 81.2364
2027 | 2 | 10 | 4 | MW | 9824.4352 | 2969.2762 | 1710.3593 | 12125.1267 | 7153.6265 | 870.939 | 2359.9527 | 251.5721 | 2736.5961 | 1488.5687 | 2409.4842 | 1180.881 | 4662.8151 | 2085.6115 | 9016.6233 | 1861.78 | 4330.5517 | 1536.0909 | 3097.5162 | 7309.5253 | 1809.4788 | 255.6398 | 1514.7249 | 3445.7844 | 843.8494 | 81.1463
2027 | 2 | 10 | 5 | MW | 9909.9585 | 3110.1459 | 1722.1756 | 12636.8973 | 7215.9 | 864.5852 | 2391.9804 | 254.1944 | 2669.3601 | 1493.9406 | 2433.395 | 1191.0401 | 4785.4038 | 2068.5746 | 8901.2253 | 1839.9718 | 4356.8866 | 1524.8846 | 3208.8689 | 7124.6212 | 1786.0044 | 257.5619 | 1581.408 | 3500.047 | 870.3891 | 81.8444
2027 | 2 | 10 | 6 | MW | 9977.338 | 3301.1407 | 1780.8728 | 13261.976 | 7264.9621 | 871.3993 | 2484.5697 | 266.9938 | 2667.8905 | 1520.1589 | 2524.485 | 1269.3631 | 4976.9785 | 2145.5473 | 9010.9409 | 1922.5681 | 4440.0488 | 1536.9028 | 3335.423 | 7295.8286 | 1861.7627 | 259.6442 | 1674.1642 | 3623.4263 | 922.0591 | 87.2265
2027 | 2 | 10 | 7 | MW | 10294.8161 | 3434.2314 | 1906.402 | 14763.2857 | 7496.1327 | 913.5738 | 2604.7216 | 285.9118 | 2773.3363 | 1558.9099 | 2567.7513 | 1373.7401 | 5068.2996 | 2466.5197 | 9862.9505 | 2167.3577 | 4628.5496 | 1611.2867 | 3435.3741 | 7985.2286 | 2036.3974 | 272.138 | 1735.2894 | 3730.8102 | 993.0385 | 94.399
2027 | 2 | 10 | 8 | MW | 10989.3701 | 3518.494 | 2000.9365 | 16224.9306 | 8001.8696 | 938.1604 | 2633.2553 | 307.8269 | 2846.0834 | 1603.7997 | 2551.8111 | 1422.7337 | 5123.3899 | 2782.9282 | 10781.2628 | 2415.1466 | 4735.7363 | 1654.6505 | 3446.0155 | 8622.1254 | 2253.3578 | 280.3391 | 1737.8538 | 3838.1941 | 1033.8634 | 97.7657
2027 | 2 | 10 | 9 | MW | 11441.6073 | 3500.3449 | 2039.0995 | 16840.567 | 8331.1644 | 955.4722 | 2633.6437 | 331.7398 | 2999.2916 | 1652.783 | 2602.4794 | 1448.6228 | 5131.331 | 2872.9827 | 11562.2236 | 2553.624 | 4830.9104 | 1685.1836 | 3440.6944 | 9233.9113 | 2448.6223 | 285.4648 | 1714.3451 | 3876.4651 | 1031.1302 | 99.5447
2027 | 2 | 10 | 10 | MW | 11720.2059 | 3445.4666 | 2055.3717 | 17052.0662 | 8534.025 | 963.6676 | 2613.4568 | 350.533 | 3116.4945 | 1691.2788 | 2681.613 | 1452.3911 | 5141.2568 | 2871.7663 | 12022.2939 | 2616.8668 | 4882.1938 | 1699.6381 | 3431.9534 | 9569.4778 | 2545.0104 | 290.0138 | 1688.6974 | 3921.5896 | 998.1526 | 99.8036
2027 | 2 | 10 | 11 | MW | 11781.1084 | 3348.6725 | 2055.9531 | 16672.4885 | 8578.3709 | 967.8115 | 2611.709 | 362.7704 | 3206.5091 | 1716.3453 | 2679.9054 | 1451.0804 | 5142.2494 | 2799.9652 | 12267.8636 | 2641.1272 | 4901.1359 | 1706.9466 | 3372.6667 | 9911.8948 | 2597.6493 | 291.7437 | 1673.3098 | 3906.7374 | 974.3461 | 99.7136
2027 | 2 | 10 | 12 | MW | 11778.5164 | 3248.4223 | 2033.2878 | 16087.0747 | 8576.4836 | 964.9569 | 2613.8444 | 362.7079 | 3229.2885 | 1716.2177 | 2653.7174 | 1438.2998 | 5110.4856 | 2698.0453 | 12249.0329 | 2601.0558 | 4904.3703 | 1701.912 | 3300.8391 | 9916.4575 | 2588.7584 | 289.4051 | 1643.6009 | 3883.3187 | 955.8293 | 98.8353
2027 | 2 | 10 | 13 | MW | 11676.1483 | 3172.3698 | 2016.2405 | 15618.7483 | 8501.9446 | 955.1958 | 2596.9574 | 362.3333 | 3244.3523 | 1715.4509 | 2627.5283 | 1425.1913 | 5086.6628 | 2627.4616 | 12009.725 | 2539.4491 | 4878.0362 | 1684.6961 | 3224.8306 | 9873.0905 | 2564.9279 | 286.586 | 1610.9011 | 3839.3373 | 925.2336 | 97.9346
2027 | 2 | 10 | 14 | MW | 11550.4524 | 3068.6627 | 1997.2559 | 15031.439 | 8410.4196 | 949.8551 | 2430.4138 | 368.2023 | 3235.9019 | 1727.4721 | 2575.1523 | 1415.0322 | 5052.9136 | 2525.8456 | 11901.7396 | 2499.106 | 4837.8407 | 1675.2767 | 3137.0404 | 9902.7695 | 2558.8815 | 285.8813 | 1594.0167 | 3835.9096 | 899.8399 | 97.2365
2027 | 2 | 10 | 15 | MW | 11497.3258 | 2981.8076 | 1978.6589 | 14797.2758 | 8371.7357 | 952.0651 | 2427.5023 | 368.6393 | 3246.5568 | 1728.3676 | 2539.8557 | 1423.7166 | 5112.4708 | 2485.3817 | 11784.0303 | 2453.8548 | 4805.9619 | 1679.1745 | 3107.7776 | 9859.3916 | 2541.4536 | 281.2041 | 1583.9724 | 3900.4554 | 863.5121 | 97.8332
2027 | 2 | 10 | 16 | MW | 11580.2571 | 3045.3287 | 1968.3922 | 14904.9092 | 8432.1218 | 944.422 | 2453.5122 | 355.3405 | 3263.0902 | 1701.1261 | 2548.3958 | 1460.7485 | 5228.6073 | 2486.903 | 11828.9266 | 2479.7513 | 4828.6008 | 1665.6942 | 3172.7646 | 9941.5739 | 2556.747 | 282.966 | 1613.68 | 4079.8103 | 853.1072 | 100.3779
2027 | 2 | 10 | 17 | MW | 11943.0859 | 3186.1976 | 2046.6546 | 15454.4492 | 8696.3143 | 955.9325 | 2532.32 | 359.8984 | 3378.0878 | 1710.4629 | 3397.7996 | 1537.5968 | 5498.5994 | 2590.0403 | 12130.5945 | 2612.2328 | 4934.8627 | 1685.9955 | 3300.459 | 10334.2128 | 2638.1966 | 286.7142 | 1717.5506 | 4408.8174 | 890.2286 | 105.6587
2027 | 2 | 10 | 18 | MW | 12540.4499 | 3525.8396 | 2167.3412 | 16872.6733 | 9131.2827 | 1004.0002 | 2661.9832 | 403.7908 | 3755.4152 | 1800.3712 | 3874.3094 | 1625.9159 | 5573.0456 | 2773.4967 | 13238.2697 | 2846.3912 | 5246.2589 | 1770.7734 | 3545.2064 | 12037.1618 | 3094.8807 | 304.4298 | 1862.0288 | 4568.7529 | 976.8147 | 111.7277
2027 | 2 | 10 | 19 | MW | 12764.6289 | 3661.0917 | 2322.8968 | 17769.6846 | 9294.5177 | 1080.8906 | 2683.7229 | 432.1991 | 3966.6742 | 1858.5626 | 3953.4419 | 1637.5497 | 5550.7118 | 2907.9702 | 14574.3794 | 3025.4858 | 5553.4967 | 1906.3863 | 3619.6946 | 13329.2213 | 3376.9289 | 325.6373 | 1870.3643 | 4489.9283 | 1017.6386 | 112.5271
2027 | 2 | 10 | 20 | MW | 12686.8815 | 3678.8082 | 2314.5674 | 17539.289 | 9237.9063 | 1105.4771 | 2679.2586 | 418.6505 | 3914.8694 | 1830.8096 | 3957.4278 | 1589.8668 | 5351.1953 | 2898.8435 | 14503.2016 | 2983.5055 | 5515.6116 | 1949.75 | 3610.5735 | 13164.8568 | 3251.0201 | 321.3446 | 1838.7334 | 4401.3922 | 1019.2258 | 109.2505
2027 | 2 | 10 | 21 | MW | 12436.7887 | 3551.3344 | 2276.5982 | 16800.9021 | 9055.8021 | 1104.4642 | 2632.8669 | 402.4796 | 3827.0593 | 1797.6857 | 3918.1452 | 1506.1368 | 5086.1665 | 2830.9986 | 14118.2116 | 2918.9008 | 5413.5073 | 1947.9636 | 3562.6884 | 12731.1321 | 3112.6636 | 315.6743 | 1759.2271 | 4199.1903 | 974.3461 | 103.4969
2027 | 2 | 10 | 22 | MW | 11363.8541 | 3305.8931 | 2170.0527 | 15790.5944 | 8274.5487 | 1066.7097 | 2488.0637 | 376.8185 | 3740.7188 | 1745.1215 | 3638.0469 | 1394.5501 | 4866.3022 | 2615.9011 | 13192.7449 | 2764.3395 | 5210.6841 | 1881.3752 | 3396.23 | 11822.5863 | 2856.9355 | 306.0956 | 1635.9077 | 3967.2838 | 908.1274 | 95.829
2027 | 2 | 10 | 23 | MW | 10552.679 | 3104.0965 | 2007.5234 | 14315.7161 | 7683.8946 | 997.8309 | 2374.1231 | 333.1758 | 3534.6036 | 1655.7248 | 3262.3053 | 1310.1643 | 4749.173 | 2349.0831 | 11983.6193 | 2489.2922 | 4887.7377 | 1759.8924 | 3200.1278 | 10402.6962 | 2505.5303 | 289.9818 | 1516.6482 | 3870.7528 | 850.0217 | 90.0303
2027 | 2 | 10 | 24 | MW | 9954.0161 | 2948.9672 | 1862.2344 | 13175.0993 | 7247.9804 | 934.9375 | 2363.6409 | 297.3376 | 3262.7228 | 1582.3141 | 2926.9842 | 1254.9439 | 4794.3369 | 2169.8857 | 10670.8589 | 2182.0784 | 4649.8022 | 1648.9662 | 3053.8112 | 8978.2391 | 2194.3164 | 275.726 | 1461.9352 | 3699.3948 | 829.124 | 86.2357
2027 | 2 | 11 | 1 | MW | 9580.8253 | 2868.5934 | 1778.548 | 12366.8485 | 6976.2428 | 898.1037 | 2312.3972 | 273.2999 | 3047.4223 | 1533.0756 | 2478.371 | 1239.7057 | 4737.7577 | 2072.5297 | 9826.8352 | 2102.753 | 4509.3511 | 1584.0017 | 2989.9644 | 8234.0524 | 2018.9694 | 266.7241 | 1435.6464 | 3647.4148 | 822.1581 | 85.1886
2027 | 2 | 11 | 2 | MW | 9544.5377 | 2896.6814 | 1718.8826 | 12147.7907 | 6949.8202 | 882.1731 | 2312.7849 | 257.5035 | 2918.0949 | 1500.7185 | 2380.4495 | 1234.2987 | 4758.6031 | 2045.1476 | 9364.5404 | 1984.4465 | 4440.0488 | 1555.9048 | 2984.264 | 7747.8202 | 1909.4225 | 260.6053 | 1456.5919 | 3617.1425 | 824.7157 | 84.817
2027 | 2 | 11 | 3 | MW | 9900.8895 | 2903.5953 | 1718.8826 | 12378.1746 | 7209.2964 | 877.2928 | 2341.5128 | 256.6919 | 2867.3923 | 1499.0562 | 2374.7571 | 1242.4912 | 4884.6654 | 2081.3526 | 9156.4412 | 1936.1973 | 4466.3836 | 1547.2973 | 3015.8073 | 7537.804 | 1852.5156 | 258.8753 | 1493.3528 | 3669.1206 | 850.4618 | 85.38
2027 | 2 | 11 | 4 | MW | 9976.0449 | 3050.0818 | 1733.0246 | 13001.3695 | 7264.0206 | 888.8034 | 2402.851 | 257.9406 | 2821.4669 | 1501.614 | 2411.7624 | 1290.0092 | 5150.6869 | 2151.0237 | 9231.4432 | 1963.7298 | 4543.5395 | 1567.5986 | 3195.947 | 7585.7424 | 1853.2268 | 263.0079 | 1569.8657 | 3822.2006 | 877.5317 | 88.6453
2027 | 2 | 11 | 5 | MW | 10297.4023 | 3381.0811 | 1816.5172 | 14098.5539 | 7498.0157 | 910.351 | 2529.7962 | 274.049 | 2902.2963 | 1534.6102 | 2578.5686 | 1391.1088 | 5502.073 | 2345.7367 | 9623.8344 | 2103.0259 | 4717.2558 | 1605.6025 | 3476.4186 | 8279.7084 | 1946.0568 | 275.3736 | 1723.5351 | 4133.5013 | 929.1128 | 95.5925
2027 | 2 | 11 | 6 | MW | 10932.3527 | 3853.3828 | 1999.3869 | 16355.2397 | 7960.3526 | 976.6514 | 2751.8544 | 310.7613 | 3151.7659 | 1609.8108 | 2910.4734 | 1547.2649 | 5725.4122 | 2767.7164 | 10705.2486 | 2406.4231 | 5018.9489 | 1722.5378 | 3910.4276 | 9765.8027 | 2251.2244 | 298.1508 | 1947.9462 | 4445.9451 | 1024.9579 | 106.3231
2027 | 2 | 11 | 7 | MW | 11902.9134 | 4011.1046 | 2264.9749 | 18836.6464 | 8667.0628 | 1067.2623 | 2919.3683 | 350.3457 | 3480.9626 | 1690.8949 | 3112.5773 | 1656.3931 | 5785.4657 | 3251.7608 | 12545.3357 | 2830.3085 | 5410.2729 | 1882.3498 | 3992.5165 | 11665.0766 | 2674.831 | 331.4037 | 1990.4782 | 4537.9071 | 1080.6828 | 113.822
2027 | 2 | 11 | 8 | MW | 12797.0256 | 3913.4469 | 2347.1117 | 19943.2731 | 9318.1073 | 1088.0731 | 2883.0704 | 376.5688 | 3633.0686 | 1744.6099 | 3045.3992 | 1655.7372 | 5772.5614 | 3492.1104 | 13773.7771 | 3053.5628 | 5486.0432 | 1919.0542 | 3786.153 | 12788.198 | 2885.3889 | 344.0257 | 1922.2996 | 4597.3122 | 1077.8617 | 113.7769
2027 | 2 | 11 | 9 | MW | 12966.7732 | 3769.9847 | 2341.6876 | 19429.6188 | 9441.7084 | 1079.7854 | 2841.7256 | 391.9904 | 3780.7665 | 1776.1991 | 3006.1167 | 1646.398 | 5785.962 | 3441.6062 | 14414.4219 | 3024.3955 | 5498.5174 | 1904.4371 | 3647.0579 | 13402.2674 | 3029.4368 | 348.799 | 1848.7778 | 4596.7406 | 1052.2034 | 113.1352
2027 | 2 | 11 | 10 | MW | 13004.3538 | 3691.7715 | 2310.8868 | 18859.3103 | 9469.0726 | 1086.876 | 2812.0274 | 412.3445 | 3869.3114 | 1817.8929 | 3003.8406 | 1636.7299 | 5764.1246 | 3377.1077 | 14782.9072 | 3007.2214 | 5471.2586 | 1916.9429 | 3570.2892 | 13715.0163 | 3101.282 | 351.6502 | 1798.1247 | 4551.6161 | 1012.7901 | 112.4708
2027 | 2 | 11 | 11 | MW | 12969.3651 | 3566.0266 | 2312.824 | 18192.683 | 9443.5957 | 1078.9567 | 2803.293 | 422.4591 | 3956.3867 | 1838.6106 | 2974.2363 | 1619.6891 | 5728.8864 | 3247.5019 | 14930.9246 | 3006.1311 | 5430.1391 | 1902.9755 | 3486.2998 | 13872.5259 | 3127.2459 | 351.6502 | 1763.2882 | 4496.7819 | 981.841 | 111.2998
2027 | 2 | 11 | 12 | MW | 12904.5776 | 3428.1819 | 2271.368 | 17682.8079 | 9396.4209 | 1067.2623 | 2804.4574 | 423.4581 | 3972.1853 | 1840.6579 | 2940.0777 | 1595.4387 | 5687.1968 | 3126.7189 | 14812.6535 | 2970.6937 | 5379.3181 | 1882.3498 | 3425.1128 | 13746.9657 | 3127.2459 | 347.4215 | 1716.9095 | 4436.2354 | 958.298 | 109.6334
2027 | 2 | 11 | 13 | MW | 12790.5427 | 3360.3404 | 2238.4361 | 17203.1437 | 9313.3868 | 1053.6337 | 2786.211 | 426.892 | 3963.7349 | 1847.6911 | 2899.6571 | 1570.8595 | 5581.4824 | 3038.1847 | 14577.3487 | 2946.9778 | 5328.4971 | 1858.3128 | 3344.9242 | 13628.2604 | 3100.2148 | 343.0326 | 1694.254 | 4416.2445 | 930.3477 | 107.9444
2027 | 2 | 11 | 14 | MW | 12654.4848 | 3259.2249 | 2186.7125 | 16731.0381 | 9214.3168 | 1044.6095 | 2616.5624 | 430.2635 | 3942.4251 | 1854.5977 | 2823.3703 | 1553.1629 | 5545.2523 | 2956.9531 | 14354.3287 | 2923.2631 | 5279.0617 | 1842.3968 | 3272.3356 | 13516.41 | 3072.1175 | 340.0532 | 1678.2253 | 4348.2709 | 901.9551 | 106.7283
2027 | 2 | 11 | 15 | MW | 12530.0879 | 3175.395 | 2147.3884 | 16366.5658 | 9123.7376 | 1051.1473 | 2615.2031 | 437.5685 | 3908.9908 | 1869.5606 | 2788.6421 | 1545.7902 | 5486.6877 | 2867.8112 | 14168.425 | 2873.3779 | 5280.4481 | 1853.9275 | 3206.2083 | 13340.6388 | 3024.4565 | 338.9641 | 1674.592 | 4400.8206 | 873.1223 | 106.2217
2027 | 2 | 11 | 16 | MW | 12552.1167 | 3175.395 | 2145.8379 | 16381.6712 | 9139.7778 | 1034.5722 | 2642.9607 | 426.7672 | 3864.9025 | 1847.4359 | 2774.4095 | 1568.5659 | 5571.5566 | 2838.6039 | 14013.8521 | 2875.2856 | 5247.6453 | 1824.6938 | 3286.7778 | 13084.9667 | 3014.8533 | 338.868 | 1701.0941 | 4421.3832 | 871.8007 | 107.7868
2027 | 2 | 11 | 17 | MW | 12790.5427 | 3314.104 | 2171.99 | 16916.1057 | 9313.3868 | 1029.7839 | 2727.3966 | 401.5431 | 3865.2699 | 1795.7671 | 3668.2207 | 1634.1084 | 5843.0376 | 2894.8884 | 14045.3035 | 2909.3599 | 5326.6491 | 1816.2485 | 3596.8923 | 12963.9801 | 3018.7663 | 335.6964 | 1795.1324 | 4628.1561 | 915.9747 | 112.2907
2027 | 2 | 11 | 18 | MW | 13269.9926 | 3672.327 | 2288.0277 | 18296.5488 | 9662.4965 | 1059.343 | 2866.5717 | 445.3105 | 4129.8024 | 1885.4201 | 4099.7546 | 1724.5571 | 5911.528 | 3060.6991 | 14838.1129 | 3085.4565 | 5661.1451 | 1868.3824 | 4092.4676 | 14265.1649 | 3413.5633 | 349.2474 | 1947.5195 | 4728.6864 | 1029.9831 | 118.506
2027 | 2 | 11 | 19 | MW | 13408.6424 | 3847.3334 | 2395.7352 | 19021.714 | 9763.4539 | 1128.406 | 2860.1662 | 470.7844 | 4235.6156 | 1937.6004 | 4177.749 | 1721.7716 | 5849.4898 | 3136.1505 | 15975.5678 | 3250.1033 | 5923.1058 | 1990.1901 | 4179.8768 | 15445.363 | 3671.426 | 366.7389 | 1967.1816 | 4674.9936 | 1066.0463 | 118.3146
2027 | 2 | 11 | 20 | MW | 13282.9524 | 3853.3828 | 2409.8763 | 18560.9345 | 9671.9331 | 1151.0587 | 2830.2738 | 457.0486 | 4115.8409 | 1909.4635 | 4164.6545 | 1677.858 | 5579.4977 | 3126.414 | 15813.5531 | 3190.1326 | 5845.026 | 2030.1431 | 4090.5672 | 15075.5482 | 3494.6567 | 362.2859 | 1920.3763 | 4529.9122 | 1051.6744 | 115.297
2027 | 2 | 11 | 21 | MW | 12925.3075 | 3700.846 | 2353.311 | 17643.1548 | 9411.5153 | 1140.561 | 2768.5472 | 435.5082 | 3971.8179 | 1865.3405 | 4083.2438 | 1580.0357 | 5273.2749 | 3008.9785 | 15115.9952 | 3075.0981 | 5727.213 | 2011.6282 | 3961.7325 | 14377.0153 | 3367.6807 | 352.1307 | 1912.4686 | 4268.3032 | 1004.5894 | 108.575
2027 | 2 | 11 | 22 | MW | 11695.5851 | 3434.2314 | 2230.881 | 16391.1136 | 8516.0974 | 1090.9276 | 2598.5102 | 398.1091 | 3820.4459 | 1788.7329 | 3765.5716 | 1456.6513 | 5022.143 | 2784.1457 | 13959.9835 | 2887.5529 | 5492.0487 | 1924.0888 | 3713.9453 | 13116.9271 | 3056.1118 | 340.5979 | 1765.8526 | 3991.8458 | 936.2554 | 100.0964
2027 | 2 | 11 | 23 | MW | 10785.9269 | 3234.5946 | 2049.9476 | 14716.074 | 7853.7332 | 1013.393 | 2468.8471 | 349.0969 | 3555.1785 | 1688.3371 | 3325.4975 | 1365.0558 | 4887.6433 | 2469.2573 | 12486.7758 | 2615.5036 | 5140.4586 | 1787.3396 | 3510.6225 | 11429.9474 | 2642.1084 | 321.2805 | 1654.2876 | 3829.6258 | 876.6492 | 93.8022
2027 | 2 | 11 | 24 | MW | 10096.5569 | 3050.9463 | 1896.7159 | 13526.35 | 7351.7709 | 949.1184 | 2445.1661 | 312.1349 | 3274.4791 | 1612.6249 | 2955.4494 | 1299.5133 | 4919.9035 | 2277.282 | 11069.4886 | 2257.0415 | 4860.9412 | 1673.9773 | 3360.8859 | 9758.9478 | 2279.6778 | 303.0523 | 1583.1168 | 3700.5361 | 853.7241 | 89.2984
2027 | 2 | 12 | 1 | MW | 9688.3773 | 2970.5724 | 1799.0822 | 12710.5405 | 7054.5565 | 909.6142 | 2378.9759 | 284.2261 | 3055.8727 | 1555.4566 | 2510.8209 | 1277.5565 | 4849.9236 | 2146.4598 | 10123.0807 | 2159.4528 | 4724.1861 | 1604.3031 | 3307.6797 | 8784.2032 | 2060.939 | 290.4623 | 1570.2936 | 3622.2831 | 846.4059 | 87.7896
2027 | 2 | 12 | 2 | MW | 9597.6643 | 2980.0796 | 1739.223 | 12357.4061 | 6988.5041 | 888.435 | 2373.3464 | 271.177 | 2915.8904 | 1528.7268 | 2398.6679 | 1275.7539 | 4858.8573 | 2081.9613 | 9668.0112 | 2043.5998 | 4611.9171 | 1566.9489 | 3298.5586 | 8165.569 | 1932.5418 | 285.3046 | 1592.0934 | 3576.587 | 850.4618 | 87.6657
2027 | 2 | 12 | 3 | MW | 9919.0275 | 2966.2519 | 1734.1866 | 12178.0015 | 7222.5035 | 886.5934 | 2389.6515 | 268.4299 | 2842.7767 | 1523.0996 | 2377.6038 | 1272.9684 | 4957.6226 | 2131.248 | 9390.101 | 1971.0902 | 4625.3153 | 1563.7008 | 3360.5058 | 7919.0287 | 1869.5875 | 282.4534 | 1627.1444 | 3650.8425 | 880.1771 | 87.4743
2027 | 2 | 12 | 4 | MW | 9939.7632 | 3078.6009 | 1748.5215 | 12589.6855 | 7237.6022 | 895.5253 | 2436.2367 | 266.9314 | 2804.9335 | 1520.0302 | 2449.3363 | 1312.2939 | 5227.1184 | 2203.0481 | 9433.063 | 2008.1624 | 4675.6747 | 1579.4542 | 3560.788 | 7914.4628 | 1851.8033 | 284.8241 | 1696.3918 | 3806.207 | 907.8628 | 90.1766
2027 | 2 | 12 | 5 | MW | 10240.3906 | 3380.2175 | 1824.8466 | 13647.2167 | 7456.5029 | 918.178 | 2542.6073 | 283.352 | 2879.5169 | 1553.6667 | 2604.187 | 1402.4156 | 5584.9566 | 2341.7816 | 9779.278 | 2114.2017 | 4831.8344 | 1619.4072 | 3838.5991 | 8603.8628 | 1951.7471 | 294.2425 | 1852.8389 | 4098.0883 | 969.761 | 96.3695
2027 | 2 | 12 | 6 | MW | 10896.071 | 3836.9618 | 1997.8373 | 15673.5069 | 7933.9342 | 981.9004 | 2746.2256 | 316.5678 | 3114.2901 | 1621.7054 | 2916.1668 | 1556.7681 | 5787.9473 | 2702.3054 | 10890.3387 | 2433.6827 | 5115.0477 | 1731.7955 | 4288.949 | 9987.2222 | 2257.6269 | 313.0794 | 2038.9935 | 4364.8361 | 1075.5687 | 106.9761
2027 | 2 | 12 | 7 | MW | 11884.7696 | 3978.696 | 2251.0276 | 17988.7423 | 8653.8514 | 1070.8535 | 2904.6167 | 358.6496 | 3445.3238 | 1707.9051 | 3117.1316 | 1640.6631 | 5824.1775 | 3195.1726 | 12729.8916 | 2817.4955 | 5478.6505 | 1888.6838 | 4360.0173 | 11872.8082 | 2717.5117 | 342.2637 | 2070.1978 | 4431.6664 | 1115.8645 | 112.7411
2027 | 2 | 12 | 8 | MW | 12759.4449 | 3878.8776 | 2322.703 | 18853.6473 | 9290.7431 | 1088.994 | 2864.8247 | 379.8779 | 3584.5704 | 1751.3878 | 3032.3057 | 1637.3857 | 5832.1186 | 3421.2218 | 13924.8811 | 3012.4011 | 5529.0099 | 1920.6785 | 4092.4676 | 12847.5561 | 2946.9198 | 352.6432 | 1972.525 | 4459.0826 | 1093.8209 | 112.5159
2027 | 2 | 12 | 9 | MW | 12856.6291 | 3717.2663 | 2313.986 | 18336.2137 | 9361.5074 | 1084.2976 | 2840.5611 | 390.1798 | 3734.8402 | 1772.4905 | 2987.8993 | 1630.1761 | 5802.34 | 3387.4518 | 14482.346 | 2970.9666 | 5489.7391 | 1912.3954 | 3913.8474 | 13495.8672 | 3073.5397 | 353.2199 | 1887.462 | 4491.0697 | 1063.5776 | 112.0204
2027 | 2 | 12 | 10 | MW | 12822.9394 | 3619.1768 | 2286.8649 | 17828.2224 | 9336.9763 | 1081.4431 | 2813.7745 | 402.8542 | 3840.286 | 1798.4525 | 2975.3743 | 1618.2144 | 5743.7754 | 3313.5217 | 14788.8165 | 2963.8791 | 5468.0242 | 1907.3608 | 3755.3699 | 13708.1614 | 3121.1996 | 353.5403 | 1821.2079 | 4446.5167 | 1011.6431 | 111.1985
2027 | 2 | 12 | 11 | MW | 12758.146 | 3483.9246 | 2274.4672 | 17354.2213 | 9289.7973 | 1073.8922 | 2805.2335 | 412.2196 | 3910.4605 | 1817.6366 | 2953.7418 | 1598.8791 | 5701.5894 | 3206.7342 | 14886.0305 | 2945.343 | 5431.5254 | 1894.0432 | 3599.1719 | 13879.3699 | 3136.138 | 351.6502 | 1784.8736 | 4365.9793 | 993.7443 | 109.8698
2027 | 2 | 12 | 12 | MW | 12680.3987 | 3353.8583 | 2238.8228 | 16870.7778 | 9233.1858 | 1058.422 | 2799.7989 | 414.6546 | 3914.1346 | 1822.6246 | 2901.9343 | 1580.8555 | 5643.0249 | 3088.384 | 14764.0657 | 2912.359 | 5386.7108 | 1866.7581 | 3507.5818 | 13749.247 | 3136.8491 | 347.7739 | 1735.2894 | 4341.4174 | 960.9434 | 108.6313
2027 | 2 | 12 | 13 | MW | 12565.0707 | 3302.0044 | 2210.9273 | 16432.6623 | 9149.2102 | 1046.4512 | 2784.6582 | 414.717 | 3908.6234 | 1822.7522 | 2868.9148 | 1560.8644 | 5564.1118 | 3014.7588 | 14543.2038 | 2882.646 | 5336.813 | 1845.6449 | 3420.9327 | 13612.2802 | 3110.8852 | 343.5772 | 1702.3763 | 4283.1554 | 934.3148 | 107.2576
2027 | 2 | 12 | 14 | MW | 12439.3807 | 3237.1871 | 2175.4768 | 16088.9702 | 9057.6895 | 1039.9131 | 2612.2916 | 415.9658 | 3884.3744 | 1825.31 | 2808.5681 | 1541.2021 | 5498.1024 | 2929.2671 | 14361.743 | 2825.4016 | 5300.7766 | 1834.1137 | 3310.3402 | 13539.2342 | 3092.39 | 343.0647 | 1660.272 | 4218.6115 | 902.9255 | 105.9064
2027 | 2 | 12 | 15 | MW | 12300.7308 | 3171.0736 | 2133.4402 | 15732.0448 | 8956.7321 | 1038.6241 | 2600.0631 | 414.5922 | 3874.8225 | 1822.497 | 2776.6867 | 1531.043 | 5475.7693 | 2833.4324 | 14175.8016 | 2786.6934 | 5256.8852 | 1831.8402 | 3245.7325 | 13326.94 | 3059.3125 | 339.2524 | 1651.0821 | 4301.4335 | 874.6218 | 105.2083
2027 | 2 | 12 | 16 | MW | 12353.8574 | 3165.4568 | 2136.5394 | 15715.0556 | 8995.416 | 1036.598 | 2631.1199 | 416.4028 | 3824.12 | 1826.2055 | 2764.1617 | 1545.9532 | 5629.6249 | 2811.5267 | 14048.2302 | 2794.5983 | 5212.5321 | 1828.2667 | 3308.0598 | 13203.672 | 3032.9924 | 335.248 | 1690.6207 | 4347.1277 | 863.2476 | 106.2329
2027 | 2 | 12 | 17 | MW | 12625.979 | 3317.561 | 2203.5661 | 16304.2487 | 9193.5604 | 1041.3867 | 2699.4455 | 398.9832 | 3761.2937 | 1790.5239 | 3610.1513 | 1603.7951 | 5892.1721 | 2852.5994 | 14057.0935 | 2806.0469 | 5287.84 | 1836.7125 | 3512.1428 | 12991.3669 | 3065.0038 | 333.1657 | 1806.6735 | 4592.1716 | 907.5983 | 110.2076
2027 | 2 | 12 | 18 | MW | 13141.7106 | 3641.6464 | 2302.9441 | 17839.5486 | 9569.0884 | 1087.3366 | 2821.1503 | 439.1294 | 3952.3452 | 1872.7587 | 4032.5765 | 1689.0008 | 5939.3213 | 3026.3193 | 14715.5606 | 2967.6957 | 5581.6788 | 1917.7553 | 3948.0513 | 14297.1143 | 3442.7278 | 346.5244 | 1959.915 | 4714.4058 | 1008.7342 | 116.0627
2027 | 2 | 12 | 19 | MW | 13314.0502 | 3798.9364 | 2399.4158 | 18634.5778 | 9694.5769 | 1167.1734 | 2827.9442 | 463.1673 | 4171.3198 | 1921.9973 | 4105.447 | 1679.0048 | 5853.9561 | 3147.711 | 15928.5385 | 3090.6351 | 5843.178 | 2058.5649 | 4000.1173 | 15358.6181 | 3661.4667 | 365.1691 | 1981.5016 | 4652.718 | 1056.6117 | 115.3758
2027 | 2 | 12 | 20 | MW | 13198.7222 | 3795.4794 | 2366.0963 | 18351.3191 | 9610.6012 | 1170.7647 | 2806.2045 | 450.9298 | 4150.01 | 1896.9297 | 4102.0307 | 1636.402 | 5575.5272 | 3077.1273 | 15742.245 | 3072.3718 | 5781.73 | 2064.8989 | 3936.6506 | 15045.8692 | 3481.4967 | 360.9404 | 1972.0972 | 4514.4884 | 1042.0631 | 112.4483
2027 | 2 | 12 | 21 | MW | 12890.3189 | 3642.9427 | 2336.4574 | 17539.289 | 9386.0385 | 1159.9909 | 2743.7018 | 428.7651 | 3964.4697 | 1851.5284 | 4001.8342 | 1548.5757 | 5269.3043 | 2978.25 | 15178.8781 | 2956.5187 | 5687.9415 | 2045.8969 | 3841.6397 | 14258.31 | 3326.0673 | 353.9247 | 1853.2667 | 4251.1683 | 999.9165 | 106.4131
2027 | 2 | 12 | 22 | MW | 11660.5965 | 3355.5864 | 2234.174 | 16251.3739 | 8490.6206 | 1110.2655 | 2578.711 | 395.7366 | 3791.0539 | 1783.8736 | 3669.9283 | 1424.6994 | 5013.2092 | 2771.0628 | 13988.4238 | 2744.4402 | 5459.2459 | 1958.1953 | 3595.7521 | 12849.8374 | 3019.8336 | 341.3347 | 1725.2451 | 3979.2799 | 933.3455 | 97.9008
2027 | 2 | 12 | 23 | MW | 10725.0244 | 3151.6291 | 2063.3144 | 14408.2558 | 7809.3873 | 1034.388 | 2457.0062 | 347.3488 | 3494.9233 | 1684.7562 | 3216.1912 | 1333.4318 | 4873.7463 | 2461.9558 | 12520.1819 | 2465.3035 | 5109.0414 | 1824.3689 | 3344.5441 | 11210.7983 | 2617.9229 | 321.5368 | 1613.68 | 3850.76 | 874.7985 | 91.6291
2027 | 2 | 12 | 24 | MW | 9963.0851 | 2971.005 | 1908.3392 | 12901.283 | 7254.5839 | 966.8905 | 2434.102 | 309.6999 | 3235.1671 | 1607.637 | 2863.2213 | 1269.5271 | 4908.4881 | 2269.3728 | 11169.9562 | 2135.737 | 4822.1321 | 1705.3223 | 3192.147 | 9590.0206 | 2262.2499 | 305.0064 | 1524.3427 | 3691.398 | 855.6648 | 87.2378
2027 | 2 | 13 | 1 | MW | 9530.2848 | 2896.6814 | 1819.8102 | 11979.7239 | 6939.442 | 927.9389 | 2374.1231 | 283.5393 | 3041.5438 | 1554.0496 | 2408.9157 | 1241.1805 | 4816.6707 | 2165.3229 | 10200.8015 | 2049.597 | 4653.4981 | 1636.6227 | 3143.5018 | 8720.2846 | 2066.9854 | 293.0572 | 1507.4583 | 3594.2935 | 852.2258 | 85.2899
2027 | 2 | 13 | 2 | MW | 9457.7214 | 2887.6069 | 1746.1966 | 11745.5491 | 6886.6052 | 906.2994 | 2369.0762 | 270.6776 | 2913.686 | 1527.7036 | 2296.7616 | 1234.2987 | 4817.167 | 2030.5445 | 9725.3037 | 1934.2896 | 4587.8925 | 1598.4566 | 3123.7392 | 8094.8032 | 1957.0835 | 286.3938 | 1530.9682 | 3558.8806 | 862.0127 | 84.817
2027 | 2 | 13 | 3 | MW | 9744.0959 | 2884.5818 | 1731.0873 | 11617.1355 | 7095.1277 | 899.3007 | 2383.8279 | 269.6161 | 2851.5946 | 1525.5298 | 2271.7127 | 1233.151 | 4903.0286 | 2095.9556 | 9475.7611 | 1866.6857 | 4558.7857 | 1586.113 | 3172.0044 | 7875.6562 | 1883.1025 | 282.934 | 1558.3247 | 3623.9961 | 887.4954 | 84.7382
2027 | 2 | 13 | 4 | MW | 9759.6419 | 3023.7226 | 1744.0665 | 11838.0887 | 7106.4475 | 909.7064 | 2439.3424 | 269.6785 | 2764.8858 | 1525.6574 | 2329.7811 | 1268.0524 | 5129.3457 | 2135.2031 | 9540.105 | 1878.6801 | 4579.1143 | 1604.4657 | 3360.1257 | 7871.0903 | 1892.3507 | 284.5678 | 1628.2133 | 3771.9354 | 913.8595 | 87.1365
2027 | 2 | 13 | 5 | MW | 10043.4244 | 3305.0295 | 1820.9722 | 12655.782 | 7313.0827 | 936.2266 | 2543.9659 | 284.9753 | 2864.0856 | 1556.9913 | 2488.0492 | 1351.9473 | 5462.8649 | 2364.2949 | 9872.716 | 1984.9922 | 4689.9969 | 1651.2397 | 3637.9368 | 8471.4608 | 2003.676 | 294.3706 | 1788.9347 | 4055.8199 | 978.9311 | 92.9015
2027 | 2 | 13 | 6 | MW | 10668.007 | 3753.9963 | 1993.9629 | 14470.573 | 7767.8702 | 1000.8696 | 2734.7731 | 320.5014 | 3126.4146 | 1629.7628 | 2776.6867 | 1501.0568 | 5665.3593 | 2717.5172 | 10956.6728 | 2270.6707 | 4946.8754 | 1765.2518 | 4066.6246 | 9900.4773 | 2317.0233 | 312.9833 | 1980.2194 | 4330.5645 | 1081.7409 | 103.1478
2027 | 2 | 13 | 7 | MW | 11681.3322 | 3902.6435 | 2239.598 | 16885.8832 | 8505.7192 | 1093.7824 | 2871.0361 | 359.9608 | 3406.3784 | 1710.5905 | 2982.7754 | 1585.9346 | 5694.641 | 3196.9977 | 12788.3069 | 2659.9362 | 5329.8827 | 1929.1238 | 4141.1128 | 11795.1886 | 2731.7378 | 342.2958 | 2015.6981 | 4375.689 | 1122.2135 | 108.9803
2027 | 2 | 13 | 8 | MW | 12593.5823 | 3814.0603 | 2334.714 | 17820.6639 | 9169.9708 | 1107.0423 | 2840.7553 | 379.9403 | 3569.1401 | 1751.5165 | 2923.5679 | 1579.0529 | 5705.56 | 3419.7016 | 13993.7109 | 2847.4815 | 5381.6284 | 1952.5106 | 3861.4014 | 12721.9959 | 2959.0126 | 351.0415 | 1940.894 | 4399.1077 | 1099.9054 | 108.5074
2027 | 2 | 13 | 9 | MW | 12671.3297 | 3660.6591 | 2339.169 | 17475.0763 | 9226.5823 | 1095.9924 | 2820.3742 | 391.6158 | 3697.3644 | 1775.4323 | 2900.7962 | 1573.645 | 5709.5299 | 3377.4115 | 14531.3546 | 2819.1316 | 5371.9262 | 1933.0216 | 3702.5437 | 13374.8805 | 3084.2102 | 351.8744 | 1862.8844 | 4393.3955 | 1062.8718 | 108.1358
2027 | 2 | 13 | 10 | MW | 12637.64 | 3561.7052 | 2311.6611 | 16984.086 | 9202.0512 | 1092.7695 | 2792.0347 | 403.9157 | 3843.9601 | 1800.6275 | 2921.2907 | 1568.238 | 5684.2189 | 3294.6586 | 14821.8102 | 2793.2351 | 5345.5913 | 1927.3373 | 3594.2317 | 13655.6581 | 3137.9164 | 353.6683 | 1793.8502 | 4378.5451 | 1010.6738 | 107.7643
2027 | 2 | 13 | 11 | MW | 12571.5535 | 3438.9854 | 2299.8449 | 16521.4227 | 9153.9306 | 1083.5609 | 2785.2408 | 412.9688 | 3910.4605 | 1819.1713 | 2885.4245 | 1555.9493 | 5647.9881 | 3193.9551 | 14905.5224 | 2784.5116 | 5351.1352 | 1911.096 | 3471.8585 | 13840.5655 | 3166.0148 | 352.1307 | 1748.1139 | 4323.1393 | 987.2197 | 106.9198
2027 | 2 | 13 | 12 | MW | 12498.9843 | 3303.7332 | 2263.8129 | 16121.0648 | 9101.0896 | 1069.1958 | 2784.2698 | 416.3404 | 3919.2783 | 1826.0779 | 2835.3257 | 1543.8236 | 5602.3279 | 3077.736 | 14801.8 | 2773.063 | 5325.7251 | 1885.7601 | 3385.2085 | 13767.5086 | 3162.458 | 348.3825 | 1693.1863 | 4304.8612 | 952.567 | 106.0866
2027 | 2 | 13 | 13 | MW | 12417.3519 | 3256.2006 | 2228.1685 | 15783.0358 | 9041.6493 | 1055.4753 | 2764.4713 | 414.5922 | 3917.0738 | 1822.497 | 2795.4747 | 1525.6351 | 5546.7412 | 3019.3216 | 14585.8938 | 2758.0706 | 5298.0039 | 1861.5609 | 3293.9985 | 13673.9197 | 3126.8909 | 343.353 | 1642.5332 | 4249.4554 | 924.2633 | 104.8367
2027 | 2 | 13 | 14 | MW | 12304.6159 | 3197.8654 | 2195.2366 | 15437.46 | 8959.561 | 1049.9505 | 2586.2817 | 415.9658 | 3906.4189 | 1825.31 | 2739.1129 | 1509.5772 | 5463.8576 | 2947.5215 | 14398.933 | 2737.081 | 5250.4165 | 1851.8167 | 3225.2106 | 13605.4363 | 3113.7309 | 340.4057 | 1625.2211 | 4196.3341 | 892.6095 | 103.7333
2027 | 2 | 13 | 15 | MW | 12210.0178 | 3129.1586 | 2169.666 | 15222.1697 | 8890.6797 | 1046.7273 | 2578.9052 | 416.0282 | 3891.7225 | 1825.4377 | 2703.2466 | 1495.3219 | 5462.3686 | 2850.1655 | 14258.1425 | 2708.7311 | 5186.1972 | 1846.1319 | 3217.6099 | 13370.307 | 3062.1581 | 337.5224 | 1635.9077 | 4210.0432 | 861.9249 | 102.7537
2027 | 2 | 13 | 16 | MW | 12278.702 | 3160.7028 | 2160.1737 | 15318.477 | 8940.6919 | 1026.9294 | 2596.9574 | 407.974 | 3859.7587 | 1808.9401 | 2703.8162 | 1500.4019 | 5579.9941 | 2829.1724 | 14107.775 | 2701.9165 | 5170.027 | 1811.2139 | 3257.8942 | 13326.94 | 3040.1061 | 336.209 | 1658.9898 | 4299.7206 | 846.3181 | 103.1028
2027 | 2 | 13 | 17 | MW | 12549.5247 | 3291.2018 | 2230.6872 | 16003.9891 | 9137.8904 | 1024.7194 | 2652.4719 | 402.8542 | 3800.9732 | 1798.4525 | 3534.433 | 1550.2143 | 5849.9855 | 2873.8963 | 14053.1561 | 2722.3603 | 5238.4046 | 1807.3162 | 3414.0921 | 13066.7052 | 3014.8533 | 332.9094 | 1762.4326 | 4541.3348 | 887.9355 | 106.5257
2027 | 2 | 13 | 18 | MW | 12995.279 | 3574.6693 | 2297.52 | 17288.1249 | 9462.4648 | 1067.9987 | 2779.0294 | 437.8808 | 3940.9555 | 1870.2009 | 3919.2843 | 1639.5154 | 5883.7347 | 3001.3721 | 14716.6638 | 2900.9104 | 5446.3101 | 1883.6487 | 3810.4757 | 14276.5715 | 3359.8559 | 345.6274 | 1917.1696 | 4652.718 | 980.2538 | 112.6622
2027 | 2 | 13 | 19 | MW | 13189.6532 | 3731.9584 | 2374.2328 | 18009.5108 | 9603.9977 | 1150.5061 | 2786.211 | 460.1703 | 4133.1091 | 1915.8585 | 3996.1407 | 1638.5325 | 5816.7333 | 3035.7508 | 15756.0538 | 3078.0961 | 5711.0428 | 2029.1685 | 3856.8413 | 15342.6379 | 3586.7757 | 363.0548 | 1934.4818 | 4551.0445 | 1025.3103 | 112.5947
2027 | 2 | 13 | 20 | MW | 13097.653 | 3702.1431 | 2363.9652 | 17769.6846 | 9537.008 | 1152.6242 | 2772.6239 | 446.7467 | 4089.7548 | 1888.3608 | 4029.7298 | 1596.4215 | 5545.2523 | 2995.2869 | 15537.4089 | 3050.5648 | 5668.537 | 2032.9041 | 3786.9132 | 14959.1243 | 3406.0935 | 360.7162 | 1900.4998 | 4440.8045 | 1013.6716 | 109.7009
2027 | 2 | 13 | 21 | MW | 12799.6175 | 3599.7314 | 2330.0643 | 17254.1348 | 9319.9946 | 1141.0214 | 2721.1853 | 431.0752 | 3954.1822 | 1856.26 | 3952.3039 | 1506.9557 | 5236.0521 | 2903.1025 | 15003.9907 | 2934.7118 | 5521.1556 | 2012.4401 | 3690.7621 | 14178.4199 | 3258.8449 | 353.1558 | 1850.4878 | 4183.7664 | 977.6084 | 103.5531
2027 | 2 | 13 | 22 | MW | 11602.2859 | 3306.7575 | 2217.7081 | 16028.5368 | 8448.162 | 1096.2685 | 2560.8537 | 400.232 | 3773.4174 | 1793.0817 | 3617.5524 | 1393.7303 | 4984.4233 | 2666.1004 | 13876.3627 | 2749.8928 | 5289.688 | 1933.5087 | 3443.735 | 12747.1123 | 2970.3942 | 341.3027 | 1702.5896 | 3927.3 | 912.7124 | 95.7727
2027 | 2 | 13 | 23 | MW | 10717.2485 | 3088.9725 | 2046.6546 | 14470.573 | 7803.7253 | 1020.5756 | 2441.2836 | 353.0304 | 3488.3099 | 1696.3944 | 3174.6315 | 1306.2311 | 4835.5309 | 2377.3778 | 12425.426 | 2463.9403 | 4954.2673 | 1800.0076 | 3248.7731 | 11114.9171 | 2571.6854 | 321.2485 | 1570.7213 | 3713.6735 | 855.7526 | 89.76
2027 | 2 | 13 | 24 | MW | 10030.4704 | 2901.4346 | 1895.7477 | 13050.465 | 7303.6503 | 952.0651 | 2418.5729 | 313.6334 | 3199.8957 | 1615.6943 | 2816.5388 | 1245.4406 | 4837.0192 | 2195.7465 | 11091.0207 | 2139.5536 | 4678.909 | 1679.1745 | 3090.6756 | 9512.4119 | 2236.286 | 303.661 | 1483.7351 | 3600.5773 | 833.0043 | 85.5827
2027 | 2 | 14 | 1 | MW | 9641.7278 | 2821.4934 | 1802.7628 | 12215.7709 | 7020.5887 | 914.3106 | 2357.4296 | 287.6601 | 2996.3523 | 1562.4909 | 2351.9854 | 1216.7661 | 4749.6693 | 2057.013 | 10105.5135 | 2058.5921 | 4547.6971 | 1612.5862 | 3026.4479 | 8654.0847 | 2040.6653 | 292.2884 | 1468.9873 | 3510.3283 | 826.8321 | 83.6122
2027 | 2 | 14 | 2 | MW | 9556.2045 | 2811.5544 | 1734.1866 | 11834.3095 | 6958.3153 | 892.7627 | 2347.9184 | 276.4841 | 2858.5753 | 1539.5982 | 2257.4801 | 1206.6061 | 4749.6693 | 2013.8114 | 9673.0331 | 1974.6339 | 4485.7882 | 1574.5818 | 3017.7077 | 7998.9253 | 1926.4955 | 285.0163 | 1483.7351 | 3460.0632 | 840.058 | 82.9141
2027 | 2 | 14 | 3 | MW | 9881.4527 | 2821.4934 | 1711.3275 | 11773.8761 | 7195.1436 | 882.1731 | 2363.8351 | 273.5496 | 2794.2786 | 1533.5871 | 2233.5693 | 1207.4259 | 4837.0192 | 2014.4202 | 9414.1216 | 1896.9445 | 4429.8849 | 1555.9048 | 3061.0319 | 7704.4477 | 1857.1386 | 281.9088 | 1514.2971 | 3485.1967 | 864.129 | 82.9704
2027 | 2 | 14 | 4 | MW | 9920.3264 | 2961.0661 | 1726.4377 | 12032.5987 | 7223.4493 | 887.5141 | 2412.5557 | 272.0511 | 2761.9465 | 1530.5178 | 2288.792 | 1242.4912 | 5064.329 | 2056.7092 | 9421.1799 | 1906.4854 | 4462.6877 | 1565.3246 | 3206.9685 | 7727.2752 | 1845.402 | 283.7989 | 1590.5979 | 3625.7109 | 893.6676 | 85.38
2027 | 2 | 14 | 5 | MW | 10244.2757 | 3237.1871 | 1805.0877 | 13233.6489 | 7459.3318 | 912.6532 | 2524.7493 | 287.1606 | 2840.5723 | 1561.4677 | 2440.7961 | 1331.6292 | 5378.4923 | 2247.1633 | 9808.8132 | 2044.6901 | 4581.4246 | 1609.6629 | 3464.2577 | 8386.9994 | 1952.1032 | 293.1533 | 1751.5327 | 3938.7245 | 956.006 | 91.5053
2027 | 2 | 14 | 6 | MW | 10915.5078 | 3699.118 | 1990.6698 | 15301.4878 | 7948.087 | 975.8227 | 2717.3035 | 322.4993 | 3071.6705 | 1633.8553 | 2718.6183 | 1475.4956 | 5590.9125 | 2594.6042 | 10909.3271 | 2348.3613 | 4872.0291 | 1721.0762 | 3970.4735 | 9740.6863 | 2248.0226 | 312.4707 | 1971.456 | 4242.6 | 1058.3757 | 101.3913
2027 | 2 | 14 | 7 | MW | 11928.833 | 3869.3704 | 2206.0847 | 17709.2512 | 8685.9361 | 1064.2233 | 2849.8782 | 361.9587 | 3377.7204 | 1714.683 | 2925.8451 | 1566.5993 | 5637.0697 | 3066.1744 | 12680.7603 | 2761.3415 | 5236.5566 | 1876.9899 | 3989.4759 | 11607.9999 | 2673.7637 | 340.3416 | 1999.0271 | 4355.6961 | 1098.5826 | 107.6517
2027 | 2 | 14 | 8 | MW | 12772.4048 | 3798.0719 | 2291.9022 | 18604.367 | 9300.1797 | 1080.7986 | 2828.721 | 382.5625 | 3527.2554 | 1756.8874 | 2906.4886 | 1568.238 | 5659.8991 | 3241.4167 | 13836.5102 | 2964.152 | 5312.7885 | 1906.2241 | 3742.0687 | 12557.6423 | 2908.8632 | 348.5747 | 1929.5663 | 4411.6735 | 1079.449 | 107.7643
2027 | 2 | 14 | 9 | MW | 12918.8305 | 3693.5004 | 2268.0749 | 18266.338 | 9406.7991 | 1078.6806 | 2816.2976 | 396.5483 | 3690.0171 | 1785.5359 | 2908.7658 | 1569.2208 | 5677.2704 | 3250.8483 | 14427.062 | 2939.0729 | 5298.4663 | 1902.4885 | 3618.1743 | 13208.2347 | 3045.4413 | 350.2726 | 1851.77 | 4397.9645 | 1047.0894 | 107.8318
2027 | 2 | 14 | 10 | MW | 12842.3762 | 3585.0401 | 2255.2888 | 17847.1071 | 9351.1292 | 1078.4044 | 2792.6166 | 413.9678 | 3818.6088 | 1821.2175 | 2958.8646 | 1563.6498 | 5650.966 | 3214.6433 | 14773.913 | 2925.7154 | 5316.9468 | 1902.0014 | 3509.8623 | 13609.9989 | 3091.6789 | 351.4259 | 1793.8502 | 4401.9638 | 1000.5334 | 107.449
2027 | 2 | 14 | 11 | MW | 12824.2325 | 3449.788 | 2253.3524 | 17405.2123 | 9337.9179 | 1072.9713 | 2786.5994 | 418.8378 | 3901.6426 | 1831.1935 | 2938.9396 | 1549.3946 | 5619.2021 | 3138.5843 | 14902.9797 | 2905.5444 | 5335.4274 | 1892.4189 | 3411.0515 | 13790.3436 | 3119.0662 | 350.2406 | 1771.4092 | 4352.2703 | 974.3461 | 106.4694
2027 | 2 | 14 | 12 | MW | 12737.4161 | 3317.561 | 2235.5298 | 16853.7886 | 9274.7029 | 1059.4349 | 2787.9581 | 420.3987 | 3908.9908 | 1834.3905 | 2896.8104 | 1534.4834 | 5579.0008 | 3034.5345 | 14800.6305 | 2854.5689 | 5306.3206 | 1868.5446 | 3354.4245 | 13797.1876 | 3118.355 | 346.3643 | 1705.1552 | 4321.4245 | 947.0127 | 105.4448
2027 | 2 | 14 | 13 | MW | 12619.4962 | 3288.1766 | 2205.8909 | 16491.2001 | 9188.8399 | 1044.1489 | 2769.324 | 420.3987 | 3911.5627 | 1834.3905 | 2874.0387 | 1517.4426 | 5516.4663 | 2976.12 | 14615.2969 | 2804.9566 | 5261.5051 | 1841.5844 | 3273.4758 | 13733.2778 | 3092.39 | 341.9114 | 1666.0431 | 4272.3025 | 919.7672 | 104.2738
2027 | 2 | 14 | 14 | MW | 12497.6912 | 3199.5935 | 2173.1528 | 16088.9702 | 9100.1481 | 1038.1635 | 2585.1165 | 426.3301 | 3885.11 | 1846.5404 | 2818.8159 | 1500.2379 | 5412.7378 | 2890.3245 | 14440.5762 | 2758.0706 | 5207.9122 | 1831.0278 | 3192.147 | 13639.678 | 3074.2509 | 339.5087 | 1643.6009 | 4188.3374 | 889.5228 | 103.0915
2027 | 2 | 14 | 15 | MW | 12387.5472 | 3144.2826 | 2138.2828 | 15718.8349 | 9019.9471 | 1028.2184 | 2574.0525 | 424.2073 | 3872.2507 | 1842.1916 | 2770.4247 | 1495.1579 | 5382.4629 | 2798.7488 | 14231.9913 | 2718.272 | 5139.5338 | 1813.4875 | 3181.8857 | 13349.7641 | 3023.3904 | 336.2731 | 1653.8598 | 4198.6187 | 855.0468 | 102.7424
2027 | 2 | 14 | 16 | MW | 12414.7599 | 3143.419 | 2117.7495 | 15624.4114 | 9039.7619 | 1014.5901 | 2584.5347 | 413.7181 | 3813.4651 | 1820.706 | 2753.915 | 1507.7745 | 5505.5479 | 2756.7636 | 14066.9842 | 2720.7243 | 5125.2116 | 1789.451 | 3214.9493 | 13053.0063 | 2955.8119 | 331.8522 | 1686.9874 | 4381.3994 | 833.7979 | 103.6094
2027 | 2 | 14 | 17 | MW | 12689.4735 | 3249.2868 | 2157.0736 | 16164.509 | 9239.7936 | 1011.4592 | 2642.5723 | 396.798 | 3762.7634 | 1786.0474 | 3524.7547 | 1562.1751 | 5731.368 | 2806.3541 | 14027.3425 | 2752.0734 | 5183.8869 | 1783.9289 | 3353.6652 | 12909.1846 | 2951.9001 | 328.8409 | 1767.1348 | 4651.5748 | 859.015 | 107.3476
2027 | 2 | 14 | 18 | MW | 13139.1186 | 3548.7419 | 2245.2159 | 17310.7888 | 9567.2011 | 1048.477 | 2774.3709 | 430.9503 | 3879.9663 | 1856.0048 | 3864.0616 | 1655.0823 | 5773.0577 | 2898.8435 | 14542.2981 | 2899.2744 | 5468.9482 | 1849.2178 | 3631.4763 | 13979.8137 | 3182.7317 | 338.7078 | 1927.4285 | 4788.0916 | 953.185 | 113.7319
2027 | 2 | 14 | 19 | MW | 13295.9122 | 3689.6116 | 2338.007 | 17945.2982 | 9681.3698 | 1134.3914 | 2781.7467 | 458.2348 | 4067.3436 | 1911.8937 | 3951.1658 | 1674.7446 | 5705.56 | 2973.9911 | 15571.7493 | 3081.9128 | 5758.6295 | 2000.7467 | 3709.0051 | 15057.2867 | 3411.7848 | 357.897 | 1957.9917 | 4708.6955 | 995.6839 | 115.0831
2027 | 2 | 14 | 20 | MW | 13149.4865 | 3688.7472 | 2338.9752 | 17580.8376 | 9574.7504 | 1138.443 | 2773.5941 | 448.3075 | 4002.6795 | 1891.5588 | 4012.0809 | 1630.504 | 5462.3686 | 2979.7713 | 15333.7242 | 3068.8281 | 5722.5931 | 2007.8926 | 3667.9598 | 14703.4521 | 3273.7833 | 355.7827 | 1936.6196 | 4641.8651 | 984.5742 | 112.043
2027 | 2 | 14 | 21 | MW | 12856.6291 | 3562.1378 | 2296.9386 | 17021.8554 | 9361.5074 | 1128.1296 | 2721.1853 | 435.5082 | 3891.7225 | 1865.3405 | 3947.18 | 1547.101 | 5177.4876 | 2898.5386 | 14810.0103 | 3010.4934 | 5616.3304 | 1989.7025 | 3593.0915 | 13963.8335 | 3111.5964 | 350.3366 | 1853.48 | 4400.2509 | 950.275 | 106.3118
2027 | 2 | 14 | 22 | MW | 11650.2286 | 3297.2512 | 2182.6451 | 15771.7097 | 8483.0713 | 1083.2847 | 2564.7354 | 409.2227 | 3700.3037 | 1811.4979 | 3600.473 | 1433.7117 | 4941.2447 | 2681.3122 | 13665.7504 | 2752.3463 | 5398.2603 | 1910.6089 | 3384.0683 | 12550.7983 | 2806.0738 | 337.939 | 1717.9784 | 4103.8006 | 888.9937 | 98.52
2027 | 2 | 14 | 23 | MW | 10748.3463 | 3103.6639 | 2013.1413 | 14242.0729 | 7826.369 | 1010.4463 | 2447.6892 | 365.3303 | 3435.7712 | 1721.5896 | 3160.399 | 1345.0656 | 4793.3443 | 2391.0683 | 12275.1178 | 2465.5763 | 5073.005 | 1782.1424 | 3173.5247 | 10946.0008 | 2441.8648 | 318.4293 | 1587.819 | 3890.7438 | 828.6838 | 92.4286
2027 | 2 | 14 | 24 | MW | 10021.3956 | 2939.4609 | 1869.5957 | 12861.6181 | 7297.0425 | 945.7113 | 2422.4554 | 324.8719 | 3164.9918 | 1638.7146 | 2800.028 | 1286.2409 | 4772.0031 | 2185.4024 | 10955.5774 | 2128.6495 | 4813.8162 | 1667.9682 | 3015.8073 | 9455.346 | 2139.188 | 301.1622 | 1462.7896 | 3787.3574 | 808.5798 | 88.3863
2027 | 2 | 15 | 1 | MW | 9617.107 | 2900.1384 | 1778.9356 | 11991.0501 | 7002.6612 | 908.141 | 2359.7592 | 295.2148 | 2967.6952 | 1577.9653 | 2357.6778 | 1261.6625 | 4715.9202 | 2063.7069 | 10053.9806 | 2065.4079 | 4678.909 | 1601.7047 | 2960.3206 | 8590.1661 | 1981.2689 | 290.0138 | 1449.1108 | 3694.8238 | 798.8807 | 86.6974
2027 | 2 | 15 | 2 | MW | 9531.5837 | 2889.7676 | 1719.8516 | 11617.1355 | 6940.3878 | 885.3041 | 2352.9653 | 283.1023 | 2829.9174 | 1553.1551 | 2261.4649 | 1253.1422 | 4725.3503 | 2022.0255 | 9582.1563 | 1955.0063 | 4621.1577 | 1561.4268 | 2930.2976 | 7955.5528 | 1868.1652 | 283.0942 | 1460.2252 | 3651.4141 | 804.8763 | 86.1119
2027 | 2 | 15 | 3 | MW | 9855.533 | 2873.7792 | 1693.8934 | 11654.9049 | 7176.2703 | 876.0957 | 2365.388 | 279.2936 | 2762.6822 | 1545.353 | 2233.5693 | 1254.6169 | 4824.6119 | 2018.3753 | 9351.9478 | 1877.8627 | 4588.3549 | 1545.1859 | 2959.5613 | 7642.8116 | 1823.3499 | 280.2109 | 1493.5661 | 3687.9703 | 825.2448 | 86.2132
2027 | 2 | 15 | 4 | MW | 9894.4067 | 2999.9567 | 1709.0027 | 11932.5122 | 7204.576 | 880.6999 | 2415.6614 | 279.4186 | 2752.0273 | 1545.6093 | 2275.129 | 1283.9473 | 5026.1129 | 2113.6024 | 9356.5852 | 1965.093 | 4629.4736 | 1553.3064 | 3091.8159 | 7679.3368 | 1819.082 | 281.8447 | 1560.6758 | 3787.929 | 854.7823 | 88.2287
2027 | 2 | 15 | 5 | MW | 10253.3446 | 3267.435 | 1777.7736 | 13171.3201 | 7465.9353 | 901.1426 | 2513.1033 | 291.9682 | 2804.5661 | 1571.315 | 2427.7026 | 1366.5305 | 5349.2101 | 2263.5915 | 9688.4412 | 2057.5019 | 4727.882 | 1589.3616 | 3293.9985 | 8266.0117 | 1938.9432 | 290.3983 | 1722.0384 | 4050.6793 | 911.9188 | 93.9036
2027 | 2 | 15 | 6 | MW | 10885.7031 | 3709.057 | 1926.3556 | 15025.776 | 7926.3848 | 960.5367 | 2699.2513 | 326.3079 | 3030.1541 | 1641.6563 | 2694.7075 | 1509.0862 | 5584.4609 | 2563.268 | 10798.5185 | 2432.3195 | 5002.3171 | 1694.116 | 3733.3269 | 9546.6536 | 2219.213 | 308.7226 | 1910.3308 | 4341.4174 | 1005.5597 | 103.6995
2027 | 2 | 15 | 7 | MW | 11823.8671 | 3862.0256 | 2134.4084 | 17199.3645 | 8609.5055 | 1051.6998 | 2831.4383 | 362.6455 | 3303.5044 | 1716.0901 | 2879.731 | 1604.9419 | 5617.2168 | 2998.6344 | 12498.9814 | 2764.0678 | 5349.7496 | 1854.9021 | 3752.3292 | 11286.1366 | 2593.3813 | 335.0237 | 1963.5483 | 4452.8006 | 1054.8489 | 110.2864
2027 | 2 | 15 | 8 | MW | 12724.4563 | 3817.5173 | 2224.1003 | 18332.4344 | 9265.2662 | 1071.0377 | 2818.6272 | 388.5564 | 3475.4514 | 1769.1648 | 2877.4539 | 1605.1059 | 5633.0991 | 3214.0357 | 13626.0752 | 2984.3241 | 5438.4558 | 1889.0086 | 3604.113 | 12272.2911 | 2824.5691 | 343.7694 | 1904.5609 | 4505.92 | 1059.6095 | 110.2977
2027 | 2 | 15 | 9 | MW | 12912.3477 | 3701.7105 | 2232.6244 | 18069.9442 | 9402.0787 | 1073.1555 | 2808.145 | 410.1592 | 3668.7073 | 1813.4165 | 2894.5332 | 1608.0553 | 5632.6021 | 3232.2901 | 14277.4825 | 2991.6833 | 5440.7654 | 1892.7438 | 3515.9427 | 13057.569 | 2966.1262 | 346.0119 | 1832.3212 | 4509.3477 | 1031.3058 | 110.5004
2027 | 2 | 15 | 10 | MW | 12944.7444 | 3588.0644 | 2244.8283 | 17888.6441 | 9425.6682 | 1073.4319 | 2784.464 | 427.5164 | 3841.7557 | 1848.9706 | 2953.7418 | 1594.455 | 5588.4315 | 3200.649 | 14652.2966 | 2995.7727 | 5438.4558 | 1893.2313 | 3456.6561 | 13589.4561 | 3035.127 | 346.3964 | 1778.0348 | 4469.3639 | 988.2778 | 109.5658
2027 | 2 | 15 | 11 | MW | 12912.3477 | 3448.4917 | 2255.095 | 17408.9916 | 9402.0787 | 1068.091 | 2773.5941 | 434.759 | 3921.4827 | 1863.8058 | 2935.5233 | 1570.0406 | 5547.7339 | 3111.5071 | 14768.1717 | 2946.7061 | 5413.9689 | 1883.8114 | 3372.2866 | 13881.6512 | 3067.8495 | 345.4353 | 1750.8916 | 4405.9632 | 967.9093 | 107.8881
2027 | 2 | 15 | 12 | MW | 12768.5139 | 3282.5598 | 2247.5407 | 16783.9129 | 9297.3466 | 1053.1733 | 2770.4885 | 436.6945 | 3947.2014 | 1867.7707 | 2879.1626 | 1547.7559 | 5494.6288 | 2990.4192 | 14677.2193 | 2932.2583 | 5354.3696 | 1857.5009 | 3316.8008 | 13870.2446 | 3071.7613 | 341.7191 | 1710.0707 | 4329.9929 | 942.1632 | 106.3568
2027 | 2 | 15 | 13 | MW | 12601.3582 | 3243.6692 | 2212.284 | 16189.0567 | 9175.6328 | 1037.8873 | 2751.466 | 441.4396 | 3961.163 | 1877.4904 | 2844.4344 | 1524.4883 | 5435.5679 | 2893.3671 | 14487.9974 | 2835.76 | 5303.5478 | 1830.5407 | 3239.652 | 13822.304 | 3037.2615 | 337.0419 | 1662.8364 | 4243.1716 | 916.3281 | 104.7579
2027 | 2 | 15 | 14 | MW | 12439.3807 | 3233.2984 | 2182.8381 | 15645.1799 | 9057.6895 | 1025.3639 | 2571.141 | 442.5634 | 3943.5273 | 1879.7929 | 2794.3356 | 1500.4019 | 5337.299 | 2803.9214 | 14309.5748 | 2794.8711 | 5233.3223 | 1808.4529 | 3216.4696 | 13694.4625 | 3005.6063 | 334.7353 | 1638.0443 | 4167.2032 | 883.7918 | 103.1028
2027 | 2 | 15 | 15 | MW | 12299.4319 | 3388.8594 | 2149.7124 | 15231.6121 | 8955.7863 | 1021.8649 | 2562.4065 | 437.1939 | 3933.6073 | 1868.7938 | 2740.2509 | 1487.9483 | 5289.6529 | 2706.8681 | 14067.154 | 2737.8984 | 5170.951 | 1802.2816 | 3304.639 | 13381.7245 | 2940.1623 | 329.9621 | 1631.8466 | 4158.0632 | 852.9316 | 102.247
2027 | 2 | 15 | 16 | MW | 12307.2078 | 3286.8804 | 2153.0054 | 15327.9194 | 8961.4483 | 1007.776 | 2566.4825 | 434.0722 | 3885.4766 | 1862.3988 | 2708.3705 | 1497.9434 | 5405.7893 | 2680.7035 | 13874.6124 | 2679.2909 | 5129.8323 | 1777.4327 | 3176.1853 | 12993.6482 | 2890.013 | 326.6624 | 1640.8232 | 4216.3251 | 829.3886 | 102.9338
2027 | 2 | 15 | 17 | MW | 12489.9153 | 3381.0811 | 2150.6814 | 15720.7187 | 9094.4861 | 1001.5141 | 2617.7269 | 415.5287 | 3928.8309 | 1824.4156 | 3472.3787 | 1534.9753 | 5596.8683 | 2673.402 | 13761.8022 | 2724.2692 | 5152.0088 | 1766.3886 | 3251.4337 | 12804.1782 | 2853.0225 | 324.452 | 1715.6273 | 4448.2297 | 844.9954 | 105.4786
2027 | 2 | 15 | 18 | MW | 12905.8707 | 3605.349 | 2208.7972 | 16946.3166 | 9397.3625 | 1035.2168 | 2740.0142 | 414.7795 | 3957.1215 | 1822.8799 | 3791.1901 | 1597.8963 | 5594.3874 | 2746.7233 | 14217.2867 | 2818.8587 | 5380.2421 | 1825.8306 | 3458.5565 | 13671.6383 | 3021.967 | 332.2366 | 1842.3667 | 4618.4464 | 922.7649 | 109.8023
2027 | 2 | 15 | 19 | MW | 12990.1009 | 3697.3891 | 2315.148 | 17371.2222 | 9458.6944 | 1117.54 | 2735.7434 | 449.2441 | 4117.6779 | 1893.4775 | 3860.0758 | 1596.0936 | 5515.4743 | 2777.4518 | 15065.3137 | 2904.7258 | 5613.096 | 1971.0255 | 3532.2845 | 14618.9885 | 3276.2729 | 350.5289 | 1862.6699 | 4550.4748 | 961.5614 | 109.6784
2027 | 2 | 15 | 20 | MW | 12789.2496 | 3714.6738 | 2300.813 | 16857.5562 | 9312.4453 | 1115.8825 | 2713.4211 | 439.8162 | 4066.9762 | 1874.1657 | 3911.8833 | 1567.583 | 5337.7953 | 2727.8613 | 14784.1791 | 2825.9462 | 5565.5086 | 1968.1022 | 3502.2615 | 14367.89 | 3165.6587 | 347.3894 | 1848.5645 | 4518.4877 | 951.7734 | 107.7193
2027 | 2 | 15 | 21 | MW | 12419.9438 | 3594.9782 | 2258.7765 | 16039.863 | 9043.5366 | 1107.5949 | 2680.423 | 425.3312 | 3929.9332 | 1844.4941 | 3859.5073 | 1509.9051 | 5115.9451 | 2674.0107 | 14299.2094 | 2726.9944 | 5500.827 | 1953.4852 | 3429.2937 | 13724.1416 | 3032.2813 | 343.2889 | 1778.2481 | 4343.1303 | 928.8483 | 103.7558
2027 | 2 | 15 | 22 | MW | 11332.7563 | 3357.3153 | 2159.2047 | 15082.43 | 8251.905 | 1076.5625 | 2549.4012 | 402.1674 | 3709.489 | 1797.0455 | 3568.022 | 1413.7215 | 4883.6727 | 2510.33 | 13470.3885 | 2550.3532 | 5347.9017 | 1898.7529 | 3272.7156 | 12459.4798 | 2767.661 | 333.5181 | 1658.562 | 4079.8103 | 881.94 | 97.1464
2027 | 2 | 15 | 23 | MW | 10565.6388 | 3174.0987 | 2012.7536 | 13734.0816 | 7693.3312 | 1017.6288 | 2442.4481 | 362.0212 | 3461.8573 | 1714.8107 | 3157.5522 | 1329.8265 | 4724.854 | 2274.5443 | 12264.5524 | 2309.3802 | 5091.4848 | 1794.8104 | 3123.3592 | 10975.669 | 2454.3137 | 316.1227 | 1532.8915 | 3875.8935 | 827.6257 | 91.3814
2027 | 2 | 15 | 24 | MW | 9836.0962 | 2958.4736 | 1874.8259 | 12306.4151 | 7162.1174 | 954.2751 | 2417.991 | 320.6886 | 3180.7904 | 1630.1457 | 2805.7214 | 1272.9684 | 4722.8687 | 2103.8659 | 10940.7585 | 1997.2595 | 4833.2207 | 1683.0723 | 2967.9214 | 9473.6076 | 2175.11 | 297.9906 | 1452.7441 | 3760.5128 | 800.2034 | 87.4743
2027 | 2 | 16 | 1 | MW | 9348.8704 | 2909.2121 | 1777.9665 | 11299.8867 | 6807.3457 | 913.758 | 2348.6951 | 290.2823 | 2968.4292 | 1567.8628 | 2343.4452 | 1250.3567 | 4633.5329 | 1977.6065 | 9969.4438 | 1923.1127 | 4662.2764 | 1611.6116 | 2896.4738 | 8533.097 | 2007.944 | 286.49 | 1436.2875 | 3671.9767 | 789.1816 | 85.9205
2027 | 2 | 16 | 2 | MW | 9246.5023 | 2891.0638 | 1710.747 | 10895.7495 | 6732.8068 | 882.8179 | 2338.2129 | 277.1084 | 2824.7736 | 1540.8766 | 2237.5541 | 1245.2767 | 4625.5917 | 1867.1677 | 9432.5768 | 1803.717 | 4633.6312 | 1557.042 | 2838.3274 | 7891.6353 | 1899.8193 | 278.6733 | 1439.0664 | 3588.5831 | 790.4161 | 85.5714
2027 | 2 | 16 | 3 | MW | 9583.4114 | 2853.4694 | 1668.7095 | 11218.6731 | 6978.1259 | 869.6497 | 2344.6185 | 271.8637 | 2741.7399 | 1530.1338 | 2180.6238 | 1252.1584 | 4638.9924 | 1888.1608 | 9094.5977 | 1780.0012 | 4596.6708 | 1533.8169 | 2833.3872 | 7384.8581 | 1843.9786 | 273.1312 | 1453.1719 | 3597.7212 | 810.3438 | 86.0443
2027 | 2 | 16 | 4 | MW | 9604.1472 | 2922.1762 | 1661.7359 | 11373.53 | 6993.2246 | 869.3735 | 2368.1053 | 266.3694 | 2693.6092 | 1518.8795 | 2188.0248 | 1246.9154 | 4681.6753 | 1945.3578 | 8929.4976 | 1762.5553 | 4561.5577 | 1533.3299 | 2888.8731 | 7346.0505 | 1818.0147 | 271.4973 | 1495.4895 | 3579.4432 | 826.2141 | 85.684
2027 | 2 | 16 | 5 | MW | 9759.6419 | 3027.6122 | 1686.9189 | 11962.723 | 7106.4475 | 871.6758 | 2401.8801 | 271.2394 | 2700.59 | 1528.8554 | 2253.4943 | 1263.4652 | 4867.7905 | 2000.1209 | 8983.3971 | 1799.3547 | 4555.5521 | 1537.3903 | 2988.8241 | 7498.9964 | 1837.9322 | 274.1563 | 1582.2624 | 3667.4077 | 867.4792 | 86.8213
2027 | 2 | 16 | 6 | MW | 9959.2001 | 3269.5966 | 1742.7098 | 12753.9847 | 7251.755 | 885.1199 | 2502.6211 | 288.9712 | 2727.7783 | 1565.1763 | 2363.9408 | 1356.0435 | 5079.7143 | 2165.6267 | 9357.6616 | 1871.0481 | 4656.7325 | 1561.102 | 3180.7454 | 7768.3652 | 1918.6707 | 280.5634 | 1687.6297 | 3811.9193 | 930.9646 | 93.1829
2027 | 2 | 16 | 7 | MW | 10415.3222 | 3440.2808 | 1865.5274 | 14531.0063 | 7583.8787 | 942.4881 | 2620.6384 | 309.0132 | 2831.7544 | 1606.2299 | 2441.3656 | 1452.2281 | 5206.7692 | 2443.0927 | 10240.5325 | 2127.0135 | 4851.2389 | 1662.2834 | 3254.4735 | 8496.5718 | 2116.4247 | 294.691 | 1759.6549 | 3903.8812 | 997.3589 | 99.7924
2027 | 2 | 16 | 8 | MW | 11239.4571 | 3562.1378 | 1949.02 | 15924.671 | 8183.9695 | 972.8759 | 2665.283 | 331.8022 | 3008.1095 | 1652.9107 | 2480.0786 | 1496.3047 | 5286.1792 | 2731.2077 | 11198.5435 | 2413.7834 | 4965.3559 | 1715.8789 | 3311.1004 | 9318.3738 | 2363.972 | 301.4826 | 1767.3481 | 4003.84 | 1025.3103 | 102.8212
2027 | 2 | 16 | 9 | MW | 11673.5563 | 3605.349 | 2011.9784 | 16710.2579 | 8500.0572 | 995.897 | 2692.8458 | 352.7807 | 3225.247 | 1695.8829 | 2567.7513 | 1521.8668 | 5301.0682 | 2863.2473 | 12118.4082 | 2569.1622 | 5079.9345 | 1756.4817 | 3319.8414 | 10452.9181 | 2575.5972 | 307.9858 | 1733.7939 | 4070.6703 | 1014.4652 | 104.5778
2027 | 2 | 16 | 10 | MW | 11936.6031 | 3573.3722 | 2061.5709 | 16980.3067 | 8691.5938 | 1008.3283 | 2686.0525 | 373.6966 | 3406.3784 | 1738.7264 | 2685.0293 | 1507.2836 | 5279.7271 | 2856.5545 | 12677.0234 | 2640.8543 | 5144.1545 | 1778.4068 | 3328.5824 | 11124.0533 | 2740.2737 | 311.6058 | 1706.0096 | 4051.8206 | 981.0474 | 103.5757
2027 | 2 | 16 | 11 | MW | 11974.1837 | 3471.394 | 2077.2617 | 16585.6236 | 8718.958 | 1009.5253 | 2683.9171 | 391.9904 | 3553.7089 | 1776.1991 | 2692.4293 | 1484.6709 | 5245.9779 | 2788.0998 | 12901.7432 | 2658.3014 | 5136.7626 | 1780.5181 | 3299.6988 | 11525.8285 | 2838.0841 | 312.0863 | 1684.8508 | 3975.8522 | 968.086 | 102.0218
2027 | 2 | 16 | 12 | MW | 11911.9823 | 3360.3404 | 2066.6074 | 15873.68 | 8673.6663 | 1000.0409 | 2680.8114 | 393.7386 | 3627.9248 | 1779.78 | 2661.6869 | 1457.4711 | 5190.3913 | 2677.9658 | 12911.8203 | 2597.2392 | 5082.7065 | 1763.7902 | 3253.3332 | 11578.3317 | 2878.6314 | 309.1711 | 1639.541 | 3907.8806 | 943.6615 | 100.1527
2027 | 2 | 16 | 13 | MW | 11743.5278 | 3310.6471 | 2034.8375 | 15314.7094 | 8551.0067 | 984.0181 | 2657.3247 | 394.6127 | 3612.1262 | 1781.571 | 2622.4055 | 1427.3209 | 5139.2715 | 2572.3947 | 12702.3758 | 2557.4407 | 5019.8737 | 1735.5306 | 3191.7669 | 11420.8111 | 2833.4611 | 305.1987 | 1593.5901 | 3833.6251 | 918.7968 | 98.0809
2027 | 2 | 16 | 14 | MW | 11558.2283 | 3341.7587 | 2008.4916 | 14808.602 | 8416.0816 | 969.4689 | 2476.4171 | 410.2841 | 3608.8195 | 1813.6718 | 2583.6925 | 1413.5575 | 5097.0855 | 2473.8212 | 12473.2602 | 2497.7428 | 4936.7115 | 1709.8698 | 3241.5524 | 11320.3674 | 2812.4763 | 302.0272 | 1570.9347 | 3786.2161 | 894.2845 | 97.1351
2027 | 2 | 16 | 15 | MW | 11445.4923 | 3456.7018 | 1978.6589 | 14417.6982 | 8333.9933 | 959.9841 | 2474.4758 | 408.973 | 3575.7535 | 1810.9863 | 2535.8709 | 1415.5241 | 5105.026 | 2401.4124 | 12355.3727 | 2435.8633 | 4908.5286 | 1693.1414 | 3244.213 | 11178.8379 | 2723.5581 | 299.3362 | 1553.4092 | 3825.6283 | 857.2521 | 97.2703
2027 | 2 | 16 | 16 | MW | 11451.9693 | 3398.3658 | 1963.7425 | 14429.0243 | 8338.7095 | 952.9858 | 2490.1984 | 405.6014 | 3442.3845 | 1804.0797 | 2527.3307 | 1425.8471 | 5246.4742 | 2438.5299 | 12142.2355 | 2454.4006 | 4859.5549 | 1680.7983 | 3231.6712 | 11073.8314 | 2677.3205 | 294.4027 | 1571.5758 | 3937.5831 | 828.5949 | 97.9796
2027 | 2 | 16 | 17 | MW | 11804.4302 | 3478.7397 | 1998.4187 | 14867.1516 | 8595.3526 | 957.59 | 2556.777 | 395.7366 | 3451.9372 | 1783.8736 | 3340.2997 | 1475.6587 | 5481.7251 | 2476.8638 | 12274.8557 | 2515.7344 | 4884.9657 | 1688.9188 | 3223.6903 | 10843.2757 | 2657.0468 | 294.627 | 1625.2211 | 4189.4787 | 838.294 | 101.4025
2027 | 2 | 16 | 18 | MW | 12270.9261 | 3687.0183 | 2096.2463 | 15854.7953 | 8935.0299 | 995.3445 | 2677.5116 | 435.4458 | 3679.7296 | 1865.2129 | 3669.3588 | 1548.4117 | 5512.992 | 2559.9205 | 13009.3239 | 2710.366 | 5101.6495 | 1755.5071 | 3360.8859 | 11792.9072 | 2871.8739 | 303.6289 | 1739.9916 | 4361.4084 | 906.4523 | 106.4019
2027 | 2 | 16 | 19 | MW | 12346.0815 | 3784.245 | 2215.9646 | 16138.0657 | 8989.754 | 1080.9825 | 2668.7764 | 447.4335 | 3938.3836 | 1889.7678 | 3742.7999 | 1532.0259 | 5461.376 | 2612.5547 | 14027.6279 | 2820.7664 | 5349.2873 | 1906.5485 | 3463.1174 | 13037.0261 | 3141.4732 | 320.6077 | 1779.1037 | 4296.2929 | 942.3388 | 105.2759
2027 | 2 | 16 | 20 | MW | 12134.8624 | 3726.7734 | 2205.6971 | 15684.8448 | 8835.9556 | 1082.7322 | 2650.1423 | 435.5706 | 3821.5481 | 1865.4681 | 3802.0074 | 1501.2208 | 5289.6529 | 2574.8285 | 13844.1554 | 2764.0678 | 5328.9587 | 1909.6344 | 3393.1894 | 12856.6814 | 3114.7982 | 319.5185 | 1764.9982 | 4236.318 | 932.992 | 103.1591
2027 | 2 | 16 | 21 | MW | 11869.2236 | 3595.8427 | 2171.797 | 15178.7373 | 8642.5317 | 1076.3784 | 2618.3088 | 423.6454 | 3705.08 | 1841.0408 | 3770.126 | 1441.2492 | 5054.8989 | 2517.0228 | 13440.9364 | 2655.3022 | 5258.2715 | 1898.428 | 3330.1019 | 12352.192 | 2946.5649 | 315.2578 | 1689.553 | 4084.3793 | 903.3667 | 99.038
2027 | 2 | 16 | 22 | MW | 10966.0424 | 3369.8467 | 2099.1525 | 14334.6008 | 7984.8836 | 1049.5821 | 2496.0214 | 393.9883 | 3552.2392 | 1780.2916 | 3500.2743 | 1361.6145 | 4815.6781 | 2361.5573 | 12735.9664 | 2498.2874 | 5119.6677 | 1851.1669 | 3194.0474 | 11384.2881 | 2685.8564 | 307.5372 | 1597.2235 | 3851.3316 | 854.5178 | 93.5658
2027 | 2 | 16 | 23 | MW | 10319.4369 | 3199.5935 | 1969.5542 | 13210.9849 | 7514.0602 | 995.5287 | 2392.7572 | 355.2781 | 3335.4691 | 1700.9985 | 3125.1023 | 1270.5108 | 4658.8446 | 2153.4575 | 11682.4983 | 2355.9933 | 4861.8652 | 1755.832 | 3055.3315 | 10085.3847 | 2381.7561 | 292.1282 | 1502.3295 | 3653.127 | 801.4372 | 87.3054
2027 | 2 | 16 | 24 | MW | 9728.5441 | 2980.0796 | 1845.7684 | 12219.5502 | 7083.8038 | 932.5431 | 2368.4937 | 320.0018 | 3092.6129 | 1628.7397 | 2786.3649 | 1210.2114 | 4724.3576 | 1983.3878 | 10574.8889 | 2043.8726 | 4618.8474 | 1644.7431 | 2909.0157 | 8763.6581 | 2116.0686 | 276.8153 | 1447.6153 | 3564.5928 | 772.2523 | 83.1618
2027 | 2 | 17 | 1 | MW | 9383.8591 | 2932.547 | 1756.4642 | 11539.7129 | 6832.8226 | 893.1311 | 2297.0623 | 291.4686 | 2914.4208 | 1570.2919 | 2325.7963 | 1176.7848 | 4565.0419 | 1922.8434 | 9731.4935 | 1962.0938 | 4445.1311 | 1575.2315 | 2832.247 | 7887.0705 | 1967.3978 | 267.2046 | 1419.1898 | 3480.056 | 759.2026 | 80.8649
2027 | 2 | 17 | 2 | MW | 9276.307 | 2877.2361 | 1685.9507 | 11173.3569 | 6754.5089 | 864.309 | 2286.775 | 278.919 | 2770.397 | 1544.5862 | 2209.0889 | 1169.7391 | 4556.1088 | 1802.0604 | 9166.9988 | 1855.7828 | 4410.4803 | 1524.3975 | 2765.7388 | 7307.2429 | 1854.2929 | 259.3238 | 1404.6566 | 3414.9386 | 760.8779 | 80.3807
2027 | 2 | 17 | 3 | MW | 9645.6128 | 2855.1983 | 1641.5893 | 11373.53 | 7023.4176 | 855.0085 | 2296.6746 | 271.614 | 2690.6699 | 1529.6223 | 2151.5891 | 1167.6085 | 4561.5683 | 1809.9707 | 8910.1447 | 1820.0726 | 4364.7409 | 1507.994 | 2751.2974 | 6791.3349 | 1785.2933 | 255.4475 | 1409.5721 | 3432.647 | 786.8891 | 80.2343
2027 | 2 | 17 | 4 | MW | 9653.3887 | 2914.3979 | 1632.2908 | 11466.0579 | 7029.0796 | 852.2459 | 2311.2321 | 264.4963 | 2625.2718 | 1515.0422 | 2155.0043 | 1163.8402 | 4591.8426 | 1836.1353 | 8731.3279 | 1823.0706 | 4282.0411 | 1503.1216 | 2806.024 | 6695.4581 | 1742.9676 | 253.4933 | 1439.9208 | 3406.3722 | 808.1386 | 79.9754
2027 | 2 | 17 | 5 | MW | 9747.9809 | 2985.6964 | 1641.9769 | 11728.5598 | 7097.9566 | 854.364 | 2342.6773 | 265.0583 | 2569.7929 | 1516.194 | 2205.6726 | 1177.4397 | 4739.7429 | 1887.5521 | 8666.2566 | 1869.412 | 4284.3507 | 1506.8572 | 2875.5711 | 6606.4286 | 1740.1219 | 254.4865 | 1523.7016 | 3429.7909 | 842.4389 | 80.9099
2027 | 2 | 17 | 6 | MW | 9872.3779 | 3197.001 | 1678.977 | 12510.3675 | 7188.5358 | 866.0584 | 2435.849 | 275.8597 | 2569.0581 | 1538.3188 | 2291.0692 | 1257.7293 | 4929.333 | 2035.7161 | 8953.8998 | 1957.7326 | 4365.6649 | 1527.4829 | 3004.0257 | 6704.5889 | 1785.2933 | 257.4337 | 1594.4445 | 3581.158 | 900.7213 | 86.4271
2027 | 2 | 17 | 7 | MW | 10224.8388 | 3327.0673 | 1795.0139 | 14285.5053 | 7445.1789 | 907.6806 | 2539.1139 | 291.9682 | 2636.2941 | 1571.315 | 2343.4452 | 1359.1569 | 5022.143 | 2303.4477 | 9652.3731 | 2156.182 | 4544.4635 | 1600.8928 | 3115.3783 | 7241.043 | 1945.3457 | 267.0444 | 1648.0899 | 3702.8206 | 970.2023 | 93.3969
2027 | 2 | 17 | 8 | MW | 10932.3527 | 3457.5663 | 1876.3755 | 15597.9682 | 7960.3526 | 931.0698 | 2589.5816 | 316.8177 | 2763.4162 | 1622.217 | 2373.0495 | 1410.4441 | 5062.84 | 2605.557 | 10445.1891 | 2415.4194 | 4692.3073 | 1642.1447 | 3181.1255 | 7898.4837 | 2124.6045 | 272.8428 | 1678.2253 | 3822.2006 | 1014.553 | 96.9212
2027 | 2 | 17 | 9 | MW | 11357.3771 | 3492.1347 | 1933.9099 | 16364.682 | 8269.8325 | 957.59 | 2619.2797 | 339.7316 | 2973.9403 | 1669.153 | 2460.7221 | 1438.9556 | 5079.7143 | 2759.1974 | 11314.4175 | 2583.0642 | 4816.5882 | 1688.9188 | 3227.4911 | 8859.5338 | 2325.9154 | 279.7304 | 1668.3942 | 3898.169 | 1008.822 | 98.8804
2027 | 2 | 17 | 10 | MW | 11591.9181 | 3492.1347 | 1999.0002 | 16576.1813 | 8440.6127 | 968.6402 | 2617.1443 | 359.2741 | 3151.3985 | 1709.1835 | 2582.5534 | 1445.0175 | 5112.4708 | 2758.8936 | 11856.6607 | 2668.6597 | 4890.5097 | 1708.4082 | 3253.3332 | 9544.3723 | 2478.4992 | 284.0232 | 1660.9131 | 3938.1529 | 975.2275 | 99.297
2027 | 2 | 17 | 11 | MW | 11655.4125 | 3400.5265 | 2018.5653 | 16085.1909 | 8486.8459 | 975.4543 | 2623.3557 | 374.0713 | 3259.4161 | 1739.4943 | 2604.7566 | 1448.2949 | 5117.9304 | 2668.8392 | 12121.9473 | 2679.018 | 4945.9514 | 1720.4265 | 3247.2528 | 10010.0573 | 2586.9788 | 285.0483 | 1659.6309 | 3891.3154 | 953.3606 | 99.5222
2027 | 2 | 17 | 12 | MW | 11668.3724 | 3327.9318 | 2016.0467 | 15594.1889 | 8496.2826 | 973.3363 | 2636.5552 | 381.7509 | 3351.2677 | 1755.2251 | 2586.5392 | 1437.3169 | 5087.1591 | 2577.5673 | 12190.544 | 2665.116 | 4946.8754 | 1716.6908 | 3236.2321 | 10281.7096 | 2626.4589 | 282.934 | 1651.5087 | 3881.0341 | 939.1643 | 98.7678
2027 | 2 | 17 | 13 | MW | 11554.3433 | 3316.6965 | 1999.5807 | 15110.7571 | 8413.2527 | 960.9051 | 2624.5201 | 382.625 | 3400.8672 | 1757.0161 | 2566.6132 | 1420.4392 | 5067.3069 | 2496.9433 | 12074.6101 | 2593.9683 | 4920.5413 | 1694.7657 | 3201.2681 | 10434.6566 | 2618.9902 | 281.6846 | 1628.2133 | 3822.7722 | 917.2974 | 97.608
2027 | 2 | 17 | 14 | MW | 11397.5496 | 3343.0557 | 1972.4605 | 14615.9875 | 8299.084 | 949.3026 | 2443.6132 | 390.7416 | 3439.8127 | 1773.6413 | 2530.747 | 1406.8398 | 5038.521 | 2431.836 | 11920.8691 | 2511.6449 | 4866.9475 | 1674.3021 | 3197.0872 | 10555.6432 | 2632.1502 | 280.6595 | 1614.7489 | 3775.3632 | 897.5468 | 96.6735
2027 | 2 | 17 | 15 | MW | 11352.1931 | 3408.7366 | 1957.9317 | 14366.7072 | 8266.0578 | 944.6062 | 2440.1192 | 407.7866 | 3450.835 | 1808.5561 | 2493.1721 | 1412.4107 | 5075.7444 | 2386.5044 | 11820.3535 | 2473.7541 | 4817.0498 | 1666.019 | 3230.5309 | 10379.8721 | 2604.0518 | 279.1217 | 1582.4757 | 3845.0496 | 869.331 | 97.0563
2027 | 2 | 17 | 16 | MW | 11450.6762 | 3303.3006 | 1952.3139 | 14606.5334 | 8337.768 | 943.5933 | 2457.9772 | 387.6199 | 3346.8588 | 1767.2473 | 2475.5243 | 1450.0975 | 5248.4595 | 2422.1006 | 11790.1831 | 2487.6562 | 4820.7465 | 1664.2326 | 3180.3653 | 10409.5402 | 2565.9952 | 278.5131 | 1587.6057 | 4002.127 | 838.2062 | 99.646
2027 | 2 | 17 | 17 | MW | 11826.4591 | 3390.5875 | 1993.3823 | 15227.8328 | 8611.3928 | 954.6435 | 2530.3788 | 360.273 | 3313.4245 | 1711.2297 | 3295.3248 | 1519.0813 | 5493.6362 | 2515.1977 | 12075.647 | 2575.4322 | 4905.7567 | 1683.722 | 3197.4673 | 10468.8983 | 2586.2677 | 281.2361 | 1646.8077 | 4268.3032 | 853.3718 | 104.3864
2027 | 2 | 17 | 18 | MW | 12365.5183 | 3639.0539 | 2100.1207 | 16494.9794 | 9003.9069 | 998.7515 | 2676.929 | 400.2943 | 3487.5751 | 1793.2093 | 3664.8044 | 1605.2699 | 5535.3258 | 2687.0936 | 13068.6339 | 2786.6934 | 5183.8869 | 1761.5162 | 3373.807 | 11537.2351 | 2875.7857 | 295.1716 | 1780.5992 | 4387.1116 | 921.0888 | 110.309
2027 | 2 | 17 | 19 | MW | 12505.4671 | 3780.3555 | 2249.478 | 17016.1923 | 9105.8101 | 1092.6773 | 2677.5116 | 424.2073 | 3740.7188 | 1842.1916 | 3749.6314 | 1605.1059 | 5481.7251 | 2791.4472 | 14160.6965 | 2937.4381 | 5486.9664 | 1927.1747 | 3479.4592 | 12831.5759 | 3183.7989 | 315.8344 | 1823.9857 | 4338.5612 | 960.7677 | 110.2977
2027 | 2 | 17 | 20 | MW | 12374.5873 | 3750.5393 | 2249.478 | 16749.9228 | 9010.5104 | 1092.1247 | 2666.2533 | 419.3997 | 3697.3644 | 1832.3443 | 3815.6704 | 1550.5414 | 5273.2749 | 2809.7016 | 14145.5976 | 2950.2499 | 5417.6656 | 1926.2001 | 3430.4331 | 12842.9825 | 3127.9582 | 318.4934 | 1789.1492 | 4232.8903 | 949.4814 | 106.5482
2027 | 2 | 17 | 21 | MW | 12155.5981 | 3602.3239 | 2211.8964 | 16124.8441 | 8851.0542 | 1085.1263 | 2618.6971 | 409.0354 | 3629.027 | 1811.1139 | 3765.0021 | 1472.3822 | 5005.7644 | 2743.0731 | 13675.9205 | 2827.5822 | 5328.4971 | 1913.857 | 3357.8453 | 12322.513 | 2959.0126 | 313.4318 | 1714.7717 | 4018.6922 | 911.6542 | 101.1774
2027 | 2 | 17 | 22 | MW | 11140.9798 | 3323.1777 | 2115.6185 | 15061.6499 | 8112.2637 | 1044.8857 | 2475.6403 | 381.3763 | 3464.7965 | 1754.4583 | 3463.2701 | 1359.9767 | 4775.9737 | 2553.8365 | 12670.575 | 2641.1272 | 5110.4278 | 1842.8838 | 3174.665 | 11149.1697 | 2662.3821 | 302.5397 | 1593.8034 | 3782.2167 | 844.8187 | 93.4532
2027 | 2 | 17 | 23 | MW | 10338.8738 | 3101.5032 | 1960.2557 | 13660.4266 | 7528.213 | 974.6256 | 2361.6997 | 340.9803 | 3217.5314 | 1671.7108 | 3051.6622 | 1269.691 | 4639.985 | 2308.6192 | 11347.0029 | 2419.7806 | 4757.9129 | 1718.9648 | 2984.6441 | 9642.5238 | 2306.709 | 284.9522 | 1474.1174 | 3638.8483 | 784.5085 | 87.2491
2027 | 2 | 17 | 24 | MW | 9738.912 | 2959.7698 | 1820.004 | 12674.6666 | 7091.3531 | 909.5222 | 2362.8649 | 306.266 | 2971.3685 | 1600.6027 | 2697.5542 | 1219.7146 | 4687.1342 | 2141.8959 | 10226.6521 | 2081.4906 | 4527.3685 | 1604.1409 | 2860.3696 | 8407.5444 | 2062.3624 | 269.8635 | 1421.9676 | 3439.5006 | 769.4307 | 83.8149
2027 | 2 | 18 | 1 | MW | 9427.9167 | 2903.1627 | 1762.2758 | 11989.1663 | 6864.903 | 878.1215 | 2297.2565 | 284.7256 | 2843.5115 | 1556.4798 | 2286.5149 | 1195.4642 | 4589.3616 | 2098.9982 | 9702.5664 | 2069.2234 | 4364.7409 | 1548.7589 | 2806.404 | 7832.2827 | 1937.1648 | 260.6373 | 1395.8933 | 3365.2451 | 753.9121 | 82.1485
2027 | 2 | 18 | 2 | MW | 9355.3532 | 2875.5072 | 1696.605 | 11556.7138 | 6812.0662 | 850.4043 | 2298.421 | 273.2374 | 2716.3886 | 1532.9479 | 2192.5792 | 1181.3729 | 4617.1549 | 2007.1186 | 9256.1443 | 1984.4465 | 4307.4519 | 1499.8735 | 2762.3189 | 7295.8286 | 1831.8858 | 255.7679 | 1389.4822 | 3328.6889 | 757.1747 | 81.1801
2027 | 2 | 18 | 3 | MW | 9737.6131 | 2880.693 | 1677.0398 | 11790.877 | 7090.4073 | 840.2751 | 2320.9375 | 269.3663 | 2669.3601 | 1525.0182 | 2160.1282 | 1185.797 | 4712.4459 | 2029.3282 | 9034.2374 | 1927.475 | 4254.7822 | 1482.0083 | 2772.5802 | 6916.8874 | 1768.9314 | 253.5574 | 1399.9544 | 3386.9509 | 783.5385 | 81.4842
2027 | 2 | 18 | 4 | MW | 9775.1937 | 3016.377 | 1674.1336 | 12025.0402 | 7117.7715 | 847.1814 | 2367.9111 | 266.3694 | 2639.9682 | 1518.8795 | 2213.6433 | 1206.6061 | 4864.3169 | 2085.9164 | 8947.3259 | 1950.3723 | 4276.0348 | 1494.1893 | 2850.1082 | 6964.8258 | 1760.3955 | 255.3194 | 1452.7441 | 3478.9128 | 807.7862 | 82.9141
2027 | 2 | 18 | 5 | MW | 10025.2865 | 3203.9149 | 1729.7307 | 12829.5118 | 7299.8756 | 865.2297 | 2458.1707 | 275.5475 | 2674.5038 | 1537.6796 | 2318.9648 | 1253.4692 | 5102.5451 | 2255.6812 | 9153.6557 | 2073.8586 | 4347.1843 | 1526.0213 | 3029.8686 | 7346.0505 | 1817.6585 | 262.9118 | 1568.3702 | 3682.8296 | 853.4607 | 86.1344
2027 | 2 | 18 | 6 | MW | 10452.9028 | 3520.2228 | 1850.0305 | 14304.39 | 7611.2429 | 903.721 | 2618.503 | 299.7727 | 2797.2179 | 1587.3021 | 2529.0383 | 1369.152 | 5302.0609 | 2474.7338 | 9821.0145 | 2260.3124 | 4547.6971 | 1593.9091 | 3245.3532 | 8099.3691 | 1983.4023 | 277.0074 | 1709.4284 | 3904.4528 | 922.4115 | 94.0837
2027 | 2 | 18 | 7 | MW | 11108.5832 | 3663.2524 | 2029.2196 | 16413.7776 | 8088.6741 | 962.4705 | 2736.9086 | 326.0582 | 2971.3685 | 1641.1448 | 2647.4543 | 1474.3479 | 5391.893 | 2852.5994 | 11001.5216 | 2580.8837 | 4817.5121 | 1697.5267 | 3343.784 | 9233.9113 | 2250.5133 | 296.1005 | 1775.2559 | 4016.9774 | 978.7543 | 101.3124
2027 | 2 | 18 | 8 | MW | 11871.8156 | 3701.2787 | 2092.7594 | 17514.7412 | 8644.419 | 986.7807 | 2754.184 | 349.7837 | 3113.5552 | 1689.7442 | 2643.4696 | 1503.8423 | 5465.3465 | 3104.5094 | 12046.5088 | 2802.5032 | 4986.1461 | 1740.403 | 3363.5465 | 10069.4045 | 2438.308 | 305.455 | 1763.5015 | 4145.4974 | 1003.8836 | 103.3392
2027 | 2 | 18 | 9 | MW | 12207.4316 | 3643.3753 | 2154.1682 | 17873.5387 | 8888.7966 | 1009.2492 | 2773.0123 | 373.322 | 3324.8142 | 1737.9596 | 2714.0629 | 1531.6979 | 5495.1251 | 3198.519 | 12930.0063 | 2904.7258 | 5122.902 | 1780.0311 | 3379.8874 | 11066.9875 | 2661.3148 | 314.1686 | 1744.266 | 4232.3187 | 1005.383 | 105.2533
2027 | 2 | 18 | 10 | MW | 12374.5873 | 3590.6569 | 2197.9482 | 17913.2036 | 9010.5104 | 1024.9036 | 2772.4297 | 398.671 | 3482.7988 | 1789.8836 | 2805.1529 | 1535.9581 | 5500.0877 | 3146.7984 | 13534.376 | 2958.9722 | 5197.7475 | 1807.641 | 3400.03 | 11806.6061 | 2794.3361 | 320.3194 | 1726.5273 | 4253.4529 | 978.5787 | 105.5461
2027 | 2 | 18 | 11 | MW | 12414.7599 | 3463.6157 | 2214.0274 | 17652.5971 | 9039.7619 | 1033.0068 | 2771.6529 | 405.539 | 3571.712 | 1803.9521 | 2794.3356 | 1525.1442 | 5472.2944 | 3047.3124 | 13807.8803 | 2963.3334 | 5255.9612 | 1821.9328 | 3372.2866 | 12185.5462 | 2861.9145 | 322.7221 | 1698.3152 | 4209.4716 | 967.8214 | 104.803
2027 | 2 | 18 | 12 | MW | 12387.5472 | 3353.8583 | 2205.3095 | 17097.3941 | 9019.9471 | 1027.3897 | 2770.8768 | 409.9094 | 3614.6981 | 1812.9049 | 2756.1922 | 1508.9223 | 5413.7305 | 2908.8838 | 13845.2598 | 2904.1813 | 5243.0246 | 1812.0258 | 3331.6222 | 12343.0558 | 2861.9145 | 321.2485 | 1692.9718 | 4194.0477 | 944.8964 | 103.6883
2027 | 2 | 18 | 13 | MW | 12257.9663 | 3315.8321 | 2162.6915 | 16525.2019 | 8925.5932 | 1013.9456 | 2748.9429 | 423.6454 | 3610.2891 | 1841.0408 | 2714.0629 | 1486.9655 | 5330.3505 | 2841.0378 | 13664.8899 | 2846.1183 | 5186.6596 | 1788.3142 | 3262.8352 | 12340.7745 | 2829.9043 | 318.2372 | 1646.8077 | 4112.3671 | 919.237 | 102.1795
2027 | 2 | 18 | 14 | MW | 12110.2416 | 3324.9066 | 2113.4874 | 15977.5458 | 8818.0281 | 1001.238 | 2545.1304 | 427.2042 | 3588.2454 | 1848.3314 | 2665.1032 | 1472.2183 | 5306.0314 | 2731.8164 | 13445.9834 | 2767.0658 | 5110.4278 | 1765.9015 | 3267.7754 | 12333.9305 | 2806.7849 | 315.0656 | 1625.0078 | 4045.5386 | 881.6755 | 101.1661
2027 | 2 | 18 | 15 | MW | 12005.2815 | 3274.7815 | 2071.257 | 15560.1988 | 8741.6017 | 985.5836 | 2523.9732 | 421.3976 | 3583.4682 | 1836.4368 | 2604.7566 | 1472.0543 | 5268.8087 | 2646.9335 | 13290.11 | 2699.4619 | 5031.4232 | 1738.2916 | 3214.9493 | 12032.5992 | 2783.6667 | 311.2214 | 1604.0623 | 4036.3987 | 854.8712 | 101.1548
2027 | 2 | 18 | 16 | MW | 12093.3967 | 3161.9999 | 2051.4972 | 15543.2095 | 8805.7625 | 976.9278 | 2545.5188 | 406.2257 | 3561.7919 | 1805.3591 | 2591.0936 | 1508.5943 | 5444.998 | 2662.754 | 13186.5196 | 2688.559 | 5014.3289 | 1723.0253 | 3191.3868 | 11808.8874 | 2765.8826 | 308.4343 | 1595.5134 | 4164.347 | 830.0944 | 103.6657
2027 | 2 | 18 | 17 | MW | 12431.6048 | 3262.2501 | 2071.257 | 15934.1134 | 9052.0275 | 978.2169 | 2614.6212 | 396.8604 | 3555.1785 | 1786.1751 | 3399.5072 | 1571.5153 | 5681.7366 | 2761.0236 | 13205.2635 | 2757.5248 | 5047.1317 | 1725.2988 | 3230.1508 | 11699.3183 | 2770.5067 | 307.313 | 1658.562 | 4476.789 | 843.497 | 107.9895
2027 | 2 | 18 | 18 | MW | 12876.066 | 3574.6693 | 2174.8962 | 17205.0392 | 9375.6603 | 1020.6675 | 2759.8128 | 422.7089 | 3710.9586 | 1839.1222 | 3812.2541 | 1688.345 | 5718.9607 | 2912.534 | 13952.4178 | 2958.1548 | 5300.7766 | 1800.1698 | 3463.8776 | 12628.407 | 3044.019 | 318.3012 | 1772.906 | 4640.7219 | 926.0273 | 116.0176
2027 | 2 | 18 | 19 | MW | 12991.394 | 3696.0929 | 2310.4991 | 17892.4234 | 9459.6359 | 1108.3316 | 2744.4786 | 445.2482 | 3940.2207 | 1885.2914 | 3936.9332 | 1700.4706 | 5667.8403 | 2984.639 | 15021.2107 | 3118.1676 | 5613.096 | 1954.7846 | 3561.9283 | 13881.6512 | 3316.8202 | 338.6118 | 1816.719 | 4611.0213 | 966.4098 | 116.8509
2027 | 2 | 18 | 20 | MW | 12824.2325 | 3731.5266 | 2313.4045 | 17592.1638 | 9337.9179 | 1117.3558 | 2724.2917 | 440.3782 | 3882.5373 | 1875.3165 | 4001.8342 | 1635.911 | 5414.2268 | 2953.3017 | 14881.7766 | 3092.2711 | 5591.8435 | 1970.7006 | 3537.2256 | 13799.4689 | 3280.897 | 340.3095 | 1798.9803 | 4454.5135 | 954.5955 | 112.4145
2027 | 2 | 18 | 21 | MW | 12557.3006 | 3621.3375 | 2274.661 | 17029.4139 | 9143.5524 | 1110.4497 | 2671.106 | 426.9544 | 3773.0509 | 1847.8198 | 3945.4723 | 1542.021 | 5134.3089 | 2875.1127 | 14340.727 | 2963.3334 | 5504.0614 | 1958.5202 | 3438.0347 | 13221.9335 | 3105.9061 | 334.8636 | 1714.3451 | 4250.0251 | 910.5972 | 105.9627
2027 | 2 | 18 | 22 | MW | 11389.7737 | 3340.4632 | 2172.5714 | 15841.5854 | 8293.422 | 1070.301 | 2516.4032 | 392.8021 | 3579.795 | 1777.8625 | 3606.735 | 1426.9939 | 4877.7169 | 2671.8807 | 13284.659 | 2718.8166 | 5296.6183 | 1887.7092 | 3220.6497 | 11891.0697 | 2800.3836 | 322.8823 | 1592.949 | 3970.14 | 848.2577 | 98.0584
2027 | 2 | 18 | 23 | MW | 10499.5524 | 3126.9979 | 2035.0313 | 14300.6107 | 7645.2106 | 991.9374 | 2394.3101 | 346.5995 | 3304.6067 | 1683.2215 | 3145.0283 | 1335.0705 | 4724.854 | 2400.8037 | 11884.5185 | 2450.3111 | 4911.763 | 1749.498 | 3001.3651 | 10208.6526 | 2408.7873 | 305.0385 | 1463.8585 | 3744.5193 | 785.3902 | 91.7417
2027 | 2 | 18 | 24 | MW | 9820.5502 | 3014.6481 | 1896.1353 | 13326.1769 | 7150.7977 | 928.2153 | 2394.8926 | 316.5054 | 3046.3201 | 1621.5767 | 2773.84 | 1294.1063 | 4817.167 | 2229.2127 | 10633.6308 | 2123.7426 | 4710.7871 | 1637.1102 | 2901.7941 | 8877.7975 | 2138.4757 | 290.6225 | 1416.6254 | 3723.9548 | 771.1942 | 88.9268
2027 | 2 | 19 | 1 | MW | 9534.1757 | 2970.1406 | 1832.2079 | 12517.926 | 6942.2751 | 897.0908 | 2329.8669 | 291.9682 | 2922.1364 | 1571.315 | 2342.8756 | 1270.5108 | 4696.068 | 2240.1656 | 10069.2669 | 2140.6439 | 4579.5766 | 1582.2152 | 2842.1274 | 8507.986 | 2015.7687 | 287.8034 | 1394.6111 | 3660.5522 | 760.2607 | 87.3054
2027 | 2 | 19 | 2 | MW | 9431.8017 | 2969.2762 | 1763.4378 | 12077.915 | 6867.7319 | 872.6887 | 2330.0603 | 284.0387 | 2781.7867 | 1555.0727 | 2230.153 | 1264.7759 | 4731.8024 | 2137.3321 | 9665.7772 | 2034.8775 | 4519.515 | 1539.1768 | 2804.5036 | 7992.078 | 1891.6384 | 283.4786 | 1386.9166 | 3631.4231 | 764.7576 | 86.9113
2027 | 2 | 19 | 3 | MW | 9780.3776 | 2969.2762 | 1742.1293 | 12134.5691 | 7121.5461 | 872.1361 | 2352.3827 | 280.1053 | 2737.3309 | 1547.0164 | 2202.8259 | 1285.0941 | 4855.3831 | 2115.7313 | 9468.4702 | 1955.8249 | 4497.3384 | 1538.2022 | 2814.0048 | 7651.9423 | 1833.6642 | 280.7876 | 1406.7932 | 3705.6767 | 789.7988 | 88.3075
2027 | 2 | 19 | 4 | MW | 9797.2225 | 3113.1702 | 1740.192 | 12368.744 | 7133.8117 | 884.107 | 2406.3444 | 276.5465 | 2706.4685 | 1539.7259 | 2254.6334 | 1317.5378 | 5114.4561 | 2156.8039 | 9469.7307 | 1978.4493 | 4519.0526 | 1559.3155 | 2922.3168 | 7747.8202 | 1831.1747 | 283.7349 | 1472.8352 | 3828.4844 | 832.034 | 90.537
2027 | 2 | 19 | 5 | MW | 10148.3845 | 3383.2427 | 1818.2606 | 13652.8798 | 7389.509 | 914.3106 | 2529.602 | 291.2814 | 2782.5215 | 1569.909 | 2383.2962 | 1415.0322 | 5472.7914 | 2393.5022 | 9760.0184 | 2140.0981 | 4700.6232 | 1612.5862 | 3189.4864 | 8368.7368 | 1935.0314 | 293.4416 | 1621.8011 | 4128.9322 | 889.9641 | 97.2365
2027 | 2 | 19 | 6 | MW | 10848.1225 | 3830.0479 | 1990.476 | 16000.2098 | 7899.0207 | 981.8081 | 2738.2672 | 327.0571 | 3000.7613 | 1643.191 | 2666.8108 | 1572.0072 | 5694.641 | 2696.524 | 10885.074 | 2469.6658 | 4994.9244 | 1731.6328 | 3563.4486 | 9795.4708 | 2204.9869 | 312.1824 | 1809.6657 | 4475.0761 | 987.8366 | 108.0233
2027 | 2 | 19 | 7 | MW | 11876.9995 | 3955.3619 | 2221.7763 | 18287.1065 | 8648.1937 | 1073.4319 | 2870.6477 | 367.0161 | 3313.0571 | 1725.043 | 2870.0528 | 1662.9469 | 5725.9085 | 3212.8182 | 12655.4433 | 2884.8266 | 5384.4004 | 1893.2313 | 3604.4931 | 11553.2153 | 2603.6957 | 338.836 | 1856.2589 | 4541.9064 | 1026.0161 | 114.2724
2027 | 2 | 19 | 8 | MW | 12715.3873 | 3875.8525 | 2288.4153 | 19099.1366 | 9258.6627 | 1103.8194 | 2841.3379 | 394.1132 | 3513.2938 | 1780.5479 | 2853.5431 | 1648.0367 | 5727.3975 | 3431.5659 | 13803.4698 | 3087.9099 | 5460.6323 | 1946.8263 | 3488.9604 | 12475.46 | 2814.6097 | 346.7487 | 1802.6136 | 4568.7529 | 1032.0116 | 113.2478
2027 | 2 | 19 | 9 | MW | 12803.5025 | 3725.0446 | 2290.7393 | 18708.2328 | 9322.8235 | 1091.8485 | 2819.7916 | 409.7846 | 3703.9778 | 1812.6486 | 2872.33 | 1647.3808 | 5700.5968 | 3420.918 | 14389.7401 | 3049.4734 | 5457.8603 | 1925.7131 | 3432.3335 | 13228.7775 | 2973.951 | 348.5107 | 1764.5704 | 4500.2077 | 1013.7594 | 113.2027
2027 | 2 | 19 | 10 | MW | 12749.0771 | 3639.9184 | 2292.4836 | 18015.1739 | 9283.1938 | 1085.7709 | 2796.499 | 423.6454 | 3842.8579 | 1841.0408 | 2910.4734 | 1631.8148 | 5674.7888 | 3337.5563 | 14736.6277 | 3009.9477 | 5444.4621 | 1914.9938 | 3423.9725 | 13751.5393 | 3053.2661 | 349.3115 | 1735.0761 | 4465.9361 | 972.671 | 112.1331
2027 | 2 | 19 | 11 | MW | 12729.6402 | 3500.7775 | 2281.8284 | 17641.271 | 9269.0409 | 1078.2202 | 2789.3167 | 434.1971 | 3915.9716 | 1862.6551 | 2886.5626 | 1612.6434 | 5633.5954 | 3245.6757 | 14830.3443 | 2994.1367 | 5452.3164 | 1901.6766 | 3387.8691 | 13972.9697 | 3089.5454 | 348.3185 | 1706.864 | 4376.8322 | 952.4792 | 110.8157
2027 | 2 | 19 | 12 | MW | 12640.2319 | 3392.3164 | 2252.771 | 17174.8167 | 9203.9386 | 1065.2362 | 2789.7051 | 437.4437 | 3938.751 | 1869.3054 | 2870.6224 | 1591.5055 | 5592.4021 | 3105.422 | 14764.7953 | 2960.0625 | 5410.2729 | 1878.7764 | 3345.3043 | 13984.3763 | 3091.3239 | 345.3712 | 1675.8742 | 4304.8612 | 930.171 | 109.3631
2027 | 2 | 19 | 13 | MW | 12509.3521 | 3373.3037 | 2217.7081 | 16545.9704 | 9108.6389 | 1050.1346 | 2774.1767 | 446.4969 | 3931.4028 | 1887.8492 | 2851.8354 | 1568.4019 | 5515.4743 | 3038.7934 | 14615.0912 | 2904.9987 | 5366.8438 | 1852.1415 | 3301.5992 | 13925.0291 | 3059.3125 | 342.1676 | 1648.5177 | 4259.1651 | 909.0099 | 107.7755
2027 | 2 | 19 | 14 | MW | 12353.8574 | 3353.4265 | 2182.4513 | 16115.4017 | 8995.416 | 1036.8745 | 2575.9937 | 449.4313 | 3914.8694 | 1893.8603 | 2813.1225 | 1550.3774 | 5445.9907 | 2959.0831 | 14423.8032 | 2836.3045 | 5305.3958 | 1828.7543 | 3290.1977 | 13883.9325 | 3046.1536 | 340.2776 | 1641.251 | 4240.3154 | 881.4109 | 106.5369
2027 | 2 | 19 | 15 | MW | 12233.3455 | 3275.646 | 2145.8379 | 15741.4871 | 8907.6657 | 1036.5061 | 2559.6892 | 449.9309 | 3921.1153 | 1894.8834 | 2773.84 | 1545.7902 | 5417.701 | 2878.764 | 14283.8413 | 2784.5116 | 5235.6326 | 1828.1046 | 3220.2696 | 13534.6715 | 2994.5808 | 335.7926 | 1605.3445 | 4208.9 | 852.2258 | 106.2217
2027 | 2 | 19 | 16 | MW | 12259.2593 | 3187.9264 | 2140.2201 | 15609.306 | 8926.5348 | 1026.1926 | 2575.7995 | 440.2533 | 3853.8802 | 1875.0602 | 2732.2813 | 1564.7976 | 5549.2222 | 2847.7317 | 14095.7142 | 2784.7845 | 5201.4435 | 1809.9145 | 3198.9876 | 13162.5754 | 2931.9814 | 331.8522 | 1627.3589 | 4300.8619 | 828.6838 | 107.5278
2027 | 2 | 19 | 17 | MW | 12606.5363 | 3300.2763 | 2146.4193 | 16092.7378 | 9179.4033 | 1025.7323 | 2656.1595 | 411.4704 | 3805.7495 | 1816.1019 | 3567.4535 | 1631.8148 | 5772.0657 | 2907.9702 | 14010.326 | 2879.3751 | 5195.8995 | 1809.1026 | 3246.1125 | 13007.3471 | 2916.333 | 328.6807 | 1682.4997 | 4532.7664 | 848.61 | 112.1331
2027 | 2 | 19 | 18 | MW | 13045.8195 | 3640.3502 | 2271.5618 | 17456.2033 | 9499.2656 | 1059.7114 | 2803.6807 | 458.4846 | 3961.163 | 1912.4052 | 3974.5071 | 1720.9527 | 5761.1466 | 3160.1851 | 14730.7428 | 3037.7519 | 5443.9997 | 1869.0321 | 3493.9006 | 14160.1584 | 3191.9787 | 340.5018 | 1811.8035 | 4694.9864 | 932.6397 | 118.2583
2027 | 2 | 19 | 19 | MW | 13175.4003 | 3775.6023 | 2497.6309 | 18315.4335 | 9593.6195 | 1136.7856 | 2789.8993 | 476.4037 | 4199.6095 | 1949.11 | 4080.3981 | 1718.6582 | 5680.2483 | 3329.3422 | 16030.2506 | 3173.5042 | 5708.7325 | 2004.9694 | 3594.9919 | 15573.1936 | 3493.5895 | 364.6566 | 1855.6178 | 4676.7084 | 975.492 | 118.1007
2027 | 2 | 19 | 20 | MW | 13005.6469 | 3786.8367 | 2518.1651 | 17949.0775 | 9470.0141 | 1143.7839 | 2783.6879 | 466.4139 | 4120.9846 | 1928.6476 | 4115.6948 | 1668.3548 | 5435.0716 | 3297.3973 | 15955.9892 | 3144.6098 | 5676.8536 | 2017.3125 | 3569.9091 | 15417.9653 | 3437.3926 | 363.7275 | 1829.5423 | 4590.4568 | 964.5591 | 114.644
2027 | 2 | 19 | 21 | MW | 12719.2723 | 3678.8082 | 2467.6044 | 17359.8844 | 9261.4916 | 1133.4705 | 2737.102 | 441.4396 | 3991.2906 | 1877.4904 | 4035.9917 | 1582.9851 | 5128.8488 | 3209.4718 | 15418.8677 | 3006.9485 | 5548.4144 | 1999.1224 | 3476.0385 | 14701.1708 | 3310.7738 | 357.1282 | 1737.2139 | 4308.8587 | 923.0295 | 108.7776
2027 | 2 | 19 | 22 | MW | 11582.8491 | 3391.8846 | 2306.2371 | 16164.509 | 8434.0091 | 1083.6531 | 2573.0822 | 403.3537 | 3815.3021 | 1799.4757 | 3679.037 | 1457.1432 | 4874.739 | 2960.2995 | 14337.8192 | 2773.8804 | 5286.4536 | 1911.2586 | 3252.1938 | 13320.0851 | 3010.2304 | 346.3643 | 1594.2312 | 4016.4077 | 858.3092 | 100.1302
2027 | 2 | 19 | 23 | MW | 10683.5588 | 3185.3331 | 2158.0427 | 14644.3145 | 7779.1942 | 1002.0667 | 2445.5538 | 355.9025 | 3512.559 | 1702.2779 | 3230.9934 | 1369.152 | 4709.468 | 2646.9335 | 12649.7732 | 2488.4748 | 4949.1857 | 1767.3631 | 3034.0495 | 11441.3649 | 2578.799 | 324.1957 | 1471.7663 | 3802.2096 | 795.266 | 94.0837
2027 | 2 | 19 | 24 | MW | 9989.0048 | 3017.6732 | 1986.9892 | 13465.9283 | 7273.4572 | 931.346 | 2424.0082 | 315.6938 | 3228.9211 | 1619.9144 | 2847.8496 | 1310.6552 | 4712.4459 | 2468.3448 | 11139.8419 | 2133.8293 | 4688.6105 | 1642.6318 | 2875.191 | 9902.7695 | 2249.801 | 305.9675 | 1403.801 | 3718.8141 | 773.7513 | 90.064
2027 | 2 | 20 | 1 | MW | 9601.5552 | 2997.3634 | 1907.5649 | 12542.4738 | 6991.3372 | 888.7111 | 2357.0412 | 287.7225 | 3024.6429 | 1562.6185 | 2392.4049 | 1293.2865 | 4668.771 | 2480.514 | 10349.9256 | 2094.5753 | 4535.6852 | 1567.436 | 2808.3044 | 8916.6052 | 2064.4958 | 293.4096 | 1379.2234 | 3634.2774 | 762.906 | 88.8705
2027 | 2 | 20 | 2 | MW | 9504.371 | 2977.9189 | 1840.1506 | 12340.4169 | 6920.5729 | 865.5061 | 2343.2598 | 275.2978 | 2862.2494 | 1537.168 | 2301.8855 | 1296.8918 | 4703.5122 | 2330.8287 | 9908.0191 | 2028.0617 | 4469.1556 | 1526.5089 | 2769.5396 | 8423.5224 | 1941.4327 | 290.1741 | 1375.5901 | 3560.0219 | 763.6995 | 89.1182
2027 | 2 | 20 | 3 | MW | 9854.24 | 2979.2152 | 1817.4853 | 12553.7999 | 7175.3287 | 861.6385 | 2365.388 | 272.9876 | 2812.2817 | 1532.4364 | 2285.3757 | 1305.4122 | 4827.5898 | 2301.0128 | 9872.9972 | 1953.3715 | 4468.6932 | 1519.6874 | 2784.361 | 8115.3471 | 1845.757 | 291.1992 | 1389.9088 | 3610.8586 | 784.6847 | 89.7037
2027 | 2 | 20 | 4 | MW | 9895.7056 | 3127.4306 | 1840.732 | 13069.3497 | 7205.5218 | 869.0974 | 2418.7671 | 272.5506 | 2748.7206 | 1531.5409 | 2337.1832 | 1335.2335 | 5050.432 | 2391.3721 | 9932.6362 | 2074.1303 | 4516.743 | 1532.8428 | 2892.293 | 8202.0931 | 1843.2674 | 294.4667 | 1446.1198 | 3757.0851 | 817.4853 | 91.7529
2027 | 2 | 20 | 5 | MW | 10242.9826 | 3397.934 | 1935.0727 | 14119.3223 | 7458.3903 | 898.6562 | 2536.7843 | 288.0347 | 2817.4254 | 1563.2587 | 2471.5395 | 1425.1913 | 5384.4482 | 2633.8506 | 10202.3648 | 2231.4179 | 4676.1363 | 1584.9763 | 3148.822 | 8770.5054 | 1932.1857 | 301.9951 | 1604.4901 | 4070.6703 | 875.2387 | 97.9346
2027 | 2 | 20 | 6 | MW | 10958.2665 | 3838.6907 | 2114.4556 | 16494.9794 | 7979.2216 | 963.6676 | 2739.0433 | 322.5617 | 3065.4246 | 1633.9829 | 2765.3008 | 1581.0185 | 5602.8235 | 2994.3744 | 11077.1185 | 2612.5044 | 4973.6718 | 1699.6381 | 3512.9029 | 10286.2722 | 2216.3685 | 318.173 | 1770.7681 | 4376.8322 | 970.1134 | 108.6425
2027 | 2 | 20 | 7 | MW | 11927.5341 | 3979.1286 | 2376.17 | 19097.2528 | 8684.9903 | 1039.5448 | 2871.2303 | 362.5831 | 3387.273 | 1715.9625 | 2971.3896 | 1665.5693 | 5602.8235 | 3454.6891 | 13084.1467 | 2950.7944 | 5348.8256 | 1833.464 | 3575.6095 | 12238.0494 | 2644.598 | 351.1376 | 1815.8646 | 4424.8109 | 1007.5871 | 114.4526
2027 | 2 | 20 | 8 | MW | 12732.2322 | 3892.7053 | 2458.1121 | 19897.9451 | 9270.9282 | 1061.553 | 2842.5024 | 385.6219 | 3559.22 | 1763.1548 | 2935.5233 | 1650.6582 | 5607.7874 | 3672.2193 | 14293.5997 | 3168.3256 | 5444.4621 | 1872.2802 | 3456.276 | 13016.4833 | 2876.853 | 359.4027 | 1781.4548 | 4424.2393 | 1014.553 | 113.4279
2027 | 2 | 20 | 9 | MW | 12800.9106 | 3723.7483 | 2436.9974 | 19312.5313 | 9320.9361 | 1068.7355 | 2822.8973 | 399.1705 | 3723.8179 | 1790.9067 | 2929.8309 | 1642.3017 | 5636.077 | 3578.2097 | 14740.7715 | 3149.7883 | 5450.006 | 1884.9482 | 3414.4714 | 13657.9395 | 3004.184 | 358.6339 | 1754.0983 | 4393.3955 | 1002.7376 | 112.8537
2027 | 2 | 20 | 10 | MW | 12809.9796 | 3656.7704 | 2408.9081 | 18830.9833 | 9327.5397 | 1071.2216 | 2795.7223 | 413.6556 | 3852.0431 | 1820.5784 | 2956.0189 | 1629.1932 | 5618.2101 | 3459.8606 | 15092.8582 | 3109.4452 | 5414.4312 | 1889.333 | 3416.3718 | 14061.996 | 3078.875 | 360.3958 | 1724.3895 | 4368.2638 | 969.5843 | 111.9529
2027 | 2 | 20 | 11 | MW | 12733.5311 | 3533.1861 | 2382.9498 | 18085.0496 | 9271.874 | 1069.8403 | 2788.3465 | 423.6454 | 3923.6872 | 1841.0408 | 2902.5038 | 1603.1393 | 5588.4315 | 3353.9856 | 15092.4073 | 3061.4677 | 5382.0901 | 1886.8968 | 3392.4292 | 14242.3298 | 3114.0859 | 356.904 | 1675.0186 | 4317.9987 | 947.6296 | 110.1626
2027 | 2 | 20 | 12 | MW | 12659.6688 | 3387.5632 | 2341.3 | 17450.5285 | 9218.0914 | 1063.9471 | 2786.7936 | 426.3926 | 3947.2014 | 1846.668 | 2848.4192 | 1578.561 | 5557.6596 | 3228.6388 | 14976.0264 | 3018.1255 | 5337.737 | 1876.5029 | 3332.7625 | 14169.2837 | 3116.2205 | 353.6043 | 1665.402 | 4263.1626 | 926.0273 | 108.4736
2027 | 2 | 20 | 13 | MW | 12572.8466 | 3318.8572 | 2316.117 | 16925.5481 | 9154.8722 | 1050.0424 | 2774.1767 | 427.0793 | 3936.914 | 1848.0751 | 2814.2616 | 1556.9321 | 5502.073 | 3154.7087 | 14775.6305 | 2933.3486 | 5282.2961 | 1851.9788 | 3281.0766 | 13975.251 | 3098.4375 | 349.6319 | 1610.26 | 4222.0374 | 903.2778 | 106.9874
2027 | 2 | 20 | 14 | MW | 12423.8289 | 3260.0894 | 2283.378 | 16406.219 | 9046.3655 | 1035.6774 | 2575.4111 | 421.3976 | 3918.5435 | 1836.4368 | 2753.3454 | 1549.0666 | 5430.1084 | 3050.6588 | 14553.9836 | 2873.6508 | 5234.247 | 1826.6429 | 3280.6965 | 13870.2446 | 3088.4782 | 344.9547 | 1586.9646 | 4248.3122 | 875.5032 | 106.4469
2027 | 2 | 20 | 15 | MW | 12312.3918 | 3221.6313 | 2234.5616 | 16070.0855 | 8965.2229 | 1024.5352 | 2563.9594 | 409.7846 | 3882.1707 | 1812.6486 | 2698.6923 | 1547.428 | 5410.2562 | 2964.5595 | 14348.5881 | 2820.7664 | 5188.046 | 1806.9913 | 3259.0344 | 13555.2144 | 3034.4158 | 337.106 | 1567.5146 | 4258.0238 | 850.1973 | 106.3343
2027 | 2 | 20 | 16 | MW | 12349.9665 | 3074.7122 | 2263.8129 | 16075.7486 | 8992.5829 | 1010.7227 | 2575.9937 | 401.106 | 3835.8771 | 1794.8716 | 2691.8608 | 1554.6376 | 5568.5787 | 2969.1223 | 14153.8129 | 2836.0316 | 5183.8869 | 1782.63 | 3301.9793 | 13237.9137 | 2962.9255 | 333.8705 | 1586.109 | 4429.9516 | 841.9098 | 106.8297
2027 | 2 | 20 | 17 | MW | 12660.9618 | 3210.3961 | 2213.8336 | 16619.6137 | 9219.033 | 1009.8937 | 2646.4548 | 388.5564 | 3813.8325 | 1769.1648 | 3545.2503 | 1616.9036 | 5777.5246 | 2886.3694 | 14125.475 | 2888.6432 | 5239.791 | 1781.1679 | 3594.6118 | 13283.5621 | 2976.7967 | 332.9735 | 1656.2109 | 4737.2548 | 903.8069 | 111.1084
2027 | 2 | 20 | 18 | MW | 13167.6244 | 3540.0992 | 2309.3363 | 18158.6929 | 9587.9575 | 1047.1879 | 2791.0638 | 434.0722 | 3960.4282 | 1862.3988 | 3964.2593 | 1706.6974 | 5736.3313 | 3097.2079 | 14843.3211 | 3115.1696 | 5590.4571 | 1846.9443 | 4029.3801 | 14860.9618 | 3307.217 | 347.934 | 1791.2858 | 4788.0916 | 995.5961 | 117.2788
2027 | 2 | 20 | 19 | MW | 13301.0904 | 3738.4405 | 2407.1647 | 18787.5508 | 9685.1402 | 1125.4592 | 2781.7467 | 459.1714 | 4159.5626 | 1913.8123 | 4120.8187 | 1696.3744 | 5676.774 | 3273.3616 | 16078.1781 | 3235.6555 | 5836.2477 | 1984.9929 | 4092.8477 | 16269.4452 | 3624.8323 | 371.8004 | 1954.5717 | 4729.258 | 1035.2739 | 116.5694
2027 | 2 | 20 | 20 | MW | 13170.2164 | 3785.1086 | 2391.2793 | 18559.0507 | 9589.8448 | 1134.6676 | 2772.6239 | 447.9953 | 4058.1584 | 1890.9186 | 4161.8089 | 1644.7593 | 5454.4275 | 3286.1396 | 15931.6447 | 3201.3096 | 5801.1345 | 2001.2337 | 3965.1533 | 15764.945 | 3517.4188 | 367.2194 | 1871.6465 | 4606.4503 | 1019.6671 | 113.0226
2027 | 2 | 20 | 21 | MW | 12889.0258 | 3714.242 | 2361.2528 | 17920.7504 | 9385.0969 | 1126.5644 | 2730.1146 | 428.7651 | 3951.6104 | 1851.5284 | 4084.3829 | 1561.6842 | 5148.2053 | 3181.7859 | 15401.0302 | 3001.4971 | 5656.9867 | 1986.942 | 3875.0826 | 15178.2733 | 3343.8514 | 357.9611 | 1769.0581 | 4337.9896 | 969.1441 | 107.3139
2027 | 2 | 20 | 22 | MW | 11709.838 | 3422.1325 | 2238.8228 | 16734.8174 | 8526.4756 | 1082.548 | 2569.7823 | 402.9791 | 3774.5196 | 1798.7089 | 3744.5065 | 1446.6562 | 4894.5912 | 2957.5618 | 14230.3767 | 2769.5192 | 5403.3426 | 1909.3095 | 3645.5376 | 13836.0029 | 3044.374 | 343.8014 | 1613.68 | 4054.6767 | 905.2185 | 99.4096
2027 | 2 | 20 | 23 | MW | 10784.628 | 3202.186 | 2074.1624 | 15072.9877 | 7852.7874 | 1004.5528 | 2444.1951 | 354.9034 | 3495.2907 | 1700.2317 | 3303.8639 | 1353.0941 | 4733.2908 | 2678.8784 | 12686.9569 | 2501.8311 | 5070.2323 | 1771.748 | 3451.7159 | 11970.9706 | 2626.815 | 321.2485 | 1492.2839 | 3960.4303 | 842.35 | 92.9803
2027 | 2 | 20 | 24 | MW | 10056.3843 | 3022.859 | 1918.0253 | 13813.3997 | 7322.5194 | 936.3188 | 2424.0082 | 316.3181 | 3212.0202 | 1621.1939 | 2939.5081 | 1295.2531 | 4713.9349 | 2476.2551 | 11273.3419 | 2151.548 | 4813.8162 | 1651.4024 | 3299.3188 | 10363.8919 | 2311.6881 | 307.313 | 1532.0371 | 3768.5096 | 817.3975 | 89.0056
2027 | 2 | 21 | 1 | MW | 9683.1934 | 2978.7833 | 1825.2342 | 12810.6388 | 7050.7818 | 908.2329 | 2360.5353 | 288.5342 | 3004.4354 | 1564.2819 | 2473.2471 | 1263.6282 | 4672.7416 | 2395.936 | 10439.7626 | 2130.8301 | 4649.3398 | 1601.8669 | 3328.2023 | 9352.6144 | 2115.0013 | 296.4209 | 1569.0113 | 3682.258 | 803.2012 | 86.8325
2027 | 2 | 21 | 2 | MW | 9606.7391 | 2987.8571 | 1777.386 | 12529.2522 | 6995.1119 | 885.0279 | 2347.9184 | 270.4278 | 2849.7575 | 1527.1921 | 2388.9897 | 1262.9733 | 4706.9864 | 2292.7987 | 9971.9403 | 2054.7767 | 4563.868 | 1560.9398 | 3348.7242 | 8749.9615 | 1970.2423 | 288.8285 | 1557.257 | 3630.8515 | 804.6117 | 86.7875
2027 | 2 | 21 | 3 | MW | 9965.6771 | 2986.9935 | 1787.265 | 12657.6657 | 7256.4712 | 881.4367 | 2369.4646 | 272.4882 | 2792.809 | 1531.4133 | 2370.7723 | 1266.7416 | 4811.7075 | 2273.3268 | 9874.6159 | 1963.1841 | 4570.336 | 1554.6058 | 3332.0023 | 8204.3766 | 1887.7266 | 286.586 | 1575.4236 | 3686.2573 | 825.1559 | 87.0464
2027 | 2 | 21 | 4 | MW | 10030.4704 | 3103.232 | 1782.6162 | 13086.3506 | 7303.6503 | 888.7111 | 2420.9025 | 271.614 | 2729.6153 | 1529.6223 | 2424.8559 | 1310.8192 | 5048.4467 | 2345.128 | 9914.5655 | 2024.7908 | 4625.7777 | 1567.436 | 3489.3405 | 8247.7491 | 1855.3602 | 289.7896 | 1623.5111 | 3842.7632 | 860.6022 | 90.0753
2027 | 2 | 21 | 5 | MW | 10369.9715 | 3372.871 | 1860.6848 | 14257.1783 | 7550.8568 | 912.1006 | 2538.3372 | 288.0971 | 2804.9335 | 1563.3864 | 2573.4447 | 1395.369 | 5384.9445 | 2511.2425 | 10122.9328 | 2154.2731 | 4799.9556 | 1608.6884 | 3817.3163 | 8909.7557 | 1950.3248 | 299.8487 | 1788.7214 | 4125.5064 | 916.6805 | 95.8853
2027 | 2 | 21 | 6 | MW | 11038.6059 | 3791.5899 | 2069.126 | 16372.2289 | 8037.7204 | 977.6643 | 2744.2844 | 320.8135 | 3012.5184 | 1630.402 | 2862.0833 | 1541.0381 | 5600.3426 | 2927.7458 | 11068.6408 | 2493.3805 | 5121.054 | 1724.3243 | 4295.0303 | 10272.5734 | 2244.1108 | 318.141 | 1963.9761 | 4398.5361 | 1018.9613 | 105.8952
2027 | 2 | 21 | 7 | MW | 12016.9424 | 3909.9891 | 2292.6765 | 18857.4149 | 8750.0926 | 1053.2653 | 2878.8003 | 363.4572 | 3329.958 | 1717.7524 | 3081.835 | 1634.2723 | 5617.2168 | 3355.8107 | 12931.1371 | 2888.3703 | 5491.1247 | 1857.6631 | 4368.7583 | 12139.8869 | 2710.398 | 347.5495 | 2013.5603 | 4469.9355 | 1062.6962 | 112.3019
2027 | 2 | 21 | 8 | MW | 12896.8017 | 3826.5918 | 2367.0645 | 19671.3405 | 9390.7589 | 1081.7193 | 2854.7309 | 384.3108 | 3510.7219 | 1760.4683 | 3030.0275 | 1625.7519 | 5628.6322 | 3575.472 | 14152.1538 | 3087.3642 | 5550.724 | 1907.8479 | 4127.0515 | 12895.4967 | 2949.4105 | 353.5723 | 1942.604 | 4480.2168 | 1063.2253 | 111.7164
2027 | 2 | 21 | 9 | MW | 12987.5089 | 3682.2651 | 2356.7978 | 19301.2052 | 9456.807 | 1082.0876 | 2831.2441 | 396.9852 | 3690.751 | 1786.4314 | 3004.4101 | 1625.9159 | 5633.5954 | 3530.1404 | 14685.4978 | 3098.2683 | 5535.4778 | 1908.4976 | 3958.6927 | 13491.2936 | 3097.0141 | 353.9566 | 1876.1343 | 4447.6599 | 1041.1816 | 111.7277
2027 | 2 | 21 | 10 | MW | 12965.4801 | 3597.5707 | 2315.148 | 18719.5589 | 9440.7668 | 1082.7322 | 2803.293 | 409.3476 | 3834.4075 | 1811.7531 | 3026.6123 | 1617.7225 | 5610.269 | 3401.4472 | 14960.359 | 3070.1912 | 5492.0487 | 1909.6344 | 3812.7561 | 13842.8469 | 3152.1437 | 354.1169 | 1821.2079 | 4399.6793 | 1006.529 | 111.1647
2027 | 2 | 21 | 11 | MW | 12916.2386 | 3476.1463 | 2303.9122 | 18130.3658 | 9404.9118 | 1073.0635 | 2794.1694 | 414.3424 | 3911.5627 | 1821.9854 | 2993.5928 | 1601.6646 | 5582.9714 | 3319.6068 | 15071.091 | 3025.4858 | 5454.626 | 1892.5816 | 3677.461 | 13986.6576 | 3158.9012 | 352.5471 | 1794.7058 | 4348.8425 | 992.5094 | 110.0612
2027 | 2 | 21 | 12 | MW | 12804.7956 | 3331.3887 | 2289.3835 | 17514.7412 | 9323.765 | 1060.632 | 2793.7818 | 411.9699 | 3922.585 | 1817.1251 | 2943.494 | 1578.2331 | 5556.1713 | 3211.9057 | 14937.3281 | 2971.5111 | 5392.2547 | 1870.6559 | 3572.1896 | 13915.8929 | 3140.4059 | 348.1903 | 1745.1216 | 4284.8684 | 966.4098 | 108.4511
2027 | 2 | 21 | 13 | MW | 12721.8643 | 3277.8058 | 2226.0375 | 17033.1815 | 9263.3789 | 1044.057 | 2779.0294 | 411.0333 | 3903.8471 | 1815.2064 | 2928.6918 | 1559.7176 | 5490.6583 | 3096.2953 | 14701.1809 | 2907.4521 | 5328.9587 | 1841.4222 | 3476.4186 | 13794.9063 | 3105.9061 | 343.1287 | 1709.2151 | 4215.1838 | 937.0491 | 107.1788